## Appling-Fulton_041417
Facility ID# | UST Legacy Tank No. | Status Change Date | Tank Status | Content Description | Tank Capacity | Construction Description | Pipe Description | Pipe Type Name | Tank Overfill Exempt | Tank Overfill Date | Tank Spill Exempt | Tank Spill Inst Date
176 | 1 | 1998-07-01 | Removed From Ground | Gas | 2000 | Bare Steel | Unknown | Suction: Valve At The Tank
10055 | 1 | 2009-06-04 | Removed From Ground | Gas | 10000 | Steel-Galvanic | Fiberglass Reinforced Plastic | Pressure |  | 1994-05-15 |  | 1994-05-15
10055 | 10 | 1982-01-02 | Removed From Ground | Gas | 5000 | Bare Steel | Galvanized Steel | Not Marked
10055 | 11 | 1982-01-02 | Removed From Ground | Used Oil | 560 | Bare Steel | Galvanized Steel | Not Marked | Y |  | Y
10055 | 12 | 1997-02-01 | Removed From Ground | Used Oil | 550 | Not Marked/Unknown | Unknown | Not Marked | Y |  | Y
10055 | 2 | 2009-06-04 | Removed From Ground | Gas | 10000 | Steel-Galvanic | Fiberglass Reinforced Plastic | Pressure |  | 1994-05-15 |  | 1994-05-15
10055 | 3 | 2009-06-04 | Removed From Ground | Gas | 10000 | Steel-Galvanic | Fiberglass Reinforced Plastic | Pressure |  | 1994-05-15 |  | 1994-05-15
10055 | 4 | 2009-06-04 | Removed From Ground | Diesel | 10000 | Steel-Galvanic | Fiberglass Reinforced Plastic | Pressure |  | 1994-05-15 |  | 1994-05-15
10055 | 5 | 1982-01-02 | Removed From Ground | Gas | 6000 | Bare Steel | Galvanized Steel | Not Marked
10055 | 6 | 1982-01-02 | Removed From Ground | Gas | 4000 | Bare Steel | Galvanized Steel | Not Marked
10055 | 7 | 1982-01-02 | Removed From Ground | Gas | 4000 | Bare Steel | Galvanized Steel | Not Marked
10055 | 8 | 1982-01-02 | Removed From Ground | Diesel | 4000 | Bare Steel | Galvanized Steel | Not Marked
10055 | 9 | 1982-01-02 | Removed From Ground | Diesel | 4000 | Bare Steel | Galvanized Steel | Not Marked
10057 | 1 | 1991-12-06 | Removed From Ground | Gas | 1002 | Cathodically Protected Steel | Galvanized Steel | Not Marked
10057 | 2 | 1991-12-06 | Removed From Ground | Diesel | 3006 | Cathodically Protected Steel | Galvanized Steel | Not Marked
10057 | 3 | 1985-05-14 | Currently In Use | Other | 1012 | Bare Steel | Galvanized Steel | Not Marked
10057 | 3 |  | Removed From Ground Date Unknown | Other | 1012 | Bare Steel | Galvanized Steel | Not Marked
10057 | 4 | 1985-05-14 | Currently In Use | Other | 560 | Bare Steel | Galvanized Steel | Not Marked
10057 | 4 |  | Removed From Ground Date Unknown | Other | 560 | Bare Steel | Galvanized Steel | Not Marked
10058 | 1 | 2003-11-14 | Temporarily Out Of Use | Gas | 1 | Bare Steel | Galvanized Steel | Not Marked
10058 | 1 |  | Removed From Ground Date Unknown | Gas | 1 | Bare Steel | Galvanized Steel | Not Marked
10058 | 2 | 2003-11-14 | Temporarily Out Of Use | Gas | 1 | Bare Steel | Galvanized Steel | Not Marked
10058 | 2 |  | Removed From Ground Date Unknown | Gas | 1 | Bare Steel | Galvanized Steel | Not Marked
10058 | 3 | 2003-11-14 | Temporarily Out Of Use | Gas | 1 | Bare Steel | Galvanized Steel | Not Marked
10058 | 3 |  | Removed From Ground Date Unknown | Gas | 1 | Bare Steel | Galvanized Steel | Not Marked
10058 | 4 | 2003-11-14 | Temporarily Out Of Use | Gas | 1 | Bare Steel | Galvanized Steel | Not Marked
10058 | 4 |  | Removed From Ground Date Unknown | Gas | 1 | Bare Steel | Galvanized Steel | Not Marked
10058 | 5 | 2003-11-14 | Temporarily Out Of Use | Diesel | 1 | Bare Steel | Galvanized Steel | Not Marked
10058 | 5 |  | Removed From Ground Date Unknown | Diesel | 1 | Bare Steel | Galvanized Steel | Not Marked
10060 | 1 | 2001-05-18 | Removed From Ground | Gas | 4000 | Steel-Impressed Current | Cathodically Protected | Suction: No Valve At The Tank |  | 1998-11-12 |  | 1998-11-12
10060 | 2 | 2001-05-18 | Removed From Ground | Gas | 4000 | Steel-Impressed Current | Cathodically Protected | Suction: No Valve At The Tank |  | 1998-11-12 |  | 1998-11-12
10060 | 3 | 2001-05-18 | Removed From Ground | Gas | 4000 | Steel-Impressed Current | Cathodically Protected | Suction: No Valve At The Tank |  | 1998-11-12 |  | 1998-11-12
10060 | 4 | 2001-05-18 | Removed From Ground | Gas | 4000 | Steel-Impressed Current | Cathodically Protected | Suction: No Valve At The Tank |  | 1998-11-12 |  | 1998-11-12
10062 | 1 | 1994-08-03 | Removed From Ground | Gas | 560 | Bare Steel | Galvanized Steel | Suction: Valve At The Tank
10063 | 1 | 1996-04-01 | Removed From Ground | Gas | 5000 | Bare Steel | Galvanized Steel | Not Marked
10063 | 2 | 1996-04-01 | Removed From Ground | Gas | 5000 | Bare Steel | Galvanized Steel | Not Marked
10063 | 3 | 1996-04-01 | Removed From Ground | Gas | 2000 | Bare Steel | Galvanized Steel | Not Marked
10063 | 4 | 1996-04-01 | Removed From Ground | Diesel | 6000 | Bare Steel | Galvanized Steel | Not Marked
10063 | 5 | 1996-04-01 | Removed From Ground | Used Oil | 500 | Bare Steel | Galvanized Steel | Not Marked | Y |  | Y
10064 | 1 | 2013-08-13 | Removed From Ground | Gas | 8000 | Steel-Impressed Current | Double Walled Flex | Pressure |  | 1996-02-01 |  | 1996-02-01
10064 | 2 | 2013-08-13 | Removed From Ground | Gas | 8000 | Steel-Impressed Current | Double Walled Flex | Pressure |  | 1996-02-01 |  | 1996-02-01
10064 | 3 | 2013-08-13 | Removed From Ground | Diesel | 8000 | Steel-Impressed Current | Double Walled Flex | Pressure |  | 1996-02-01 |  | 1996-02-01
10065 | 1 |  | Removed From Ground Date Unknown | Empty | 560 | Bare Steel | Galvanized Steel | Not Marked
10065 | 2 |  | Removed From Ground Date Unknown | Empty | 560 | Bare Steel | Galvanized Steel | Not Marked
11003 | 0 | 1985-01-01 | Removed From Ground | Gas |  | Not Marked/Unknown | Not Marked | Not Marked
12000 | 1 | 2003-07-24 | Removed From Ground | Gas | 2004 | Cathodically Protected Steel | Cathodically Protected | Suction: Valve At The Tank |  | 1997-08-11 |  | 1997-08-11
12000 | 2 | 2003-07-24 | Removed From Ground | Gas | 2004 | Cathodically Protected Steel | Cathodically Protected | Suction: Valve At The Tank |  | 1997-08-11 |  | 1997-08-11
20016 | 1 | 1994-10-22 | Removed From Ground | Diesel | 10000 | Bare Steel | Galvanized Steel | Not Marked
20016 | 2AST |  | Removed From Ground Date Unknown | Gas | 6000 | Bare Steel | Galvanized Steel | Not Marked
20016 | 3AST |  | Removed From Ground Date Unknown | Gas | 6000 | Bare Steel | Galvanized Steel | Not Marked
20016 | 4AST |  | Removed From Ground Date Unknown | Gas | 10000 | Bare Steel | Galvanized Steel | Not Marked
20016 | 5AST |  | Removed From Ground Date Unknown | Diesel | 3000 | Bare Steel | Galvanized Steel | Not Marked
20016 | DUP2 |  | Removed From Ground Date Unknown | Gas | 6000 | Bare Steel | Galvanized Steel | Not Marked
20017 | 1 | 1998-08-01 | Removed From Ground | Empty | 1000 | Bare Steel | Galvanized Steel | Not Marked
20017 | 2 | 1998-08-01 | Removed From Ground | Empty | 2000 | Bare Steel | Galvanized Steel | Not Marked
20017 | 3 | 1998-08-01 | Removed From Ground | Empty | 4000 | Bare Steel | Galvanized Steel | Not Marked
20017 | 4 | 1998-08-01 | Removed From Ground | Empty | 4000 | Bare Steel | Galvanized Steel | Not Marked
20018 | 1 | 2005-02-11 | Removed From Ground | Diesel | 8000 | Steel-Impressed Current | Cathodically Protected | Pressure |  | 1999-01-08 |  | 1999-01-08
20018 | 2 | 2005-02-11 | Removed From Ground | Diesel | 2000 | Steel-Impressed Current | Cathodically Protected | Suction: No Valve At The Tank |  | 1999-01-08 |  | 1999-01-08
20018 | 3 | 2005-02-11 | Removed From Ground | Gas | 2000 | Steel-Impressed Current | Cathodically Protected | Suction: No Valve At The Tank |  | 1999-01-08 |  | 1999-01-08
20018 | 4 | 2005-02-11 | Removed From Ground | Gas | 4000 | Steel-Impressed Current | Cathodically Protected | Suction: No Valve At The Tank |  | 1999-01-08 |  | 1999-01-08
20018 | 5 | 2005-02-11 | Removed From Ground | Gas | 4000 | Steel-Impressed Current | Cathodically Protected | Not Marked |  | 1999-01-08 |  | 1999-01-08
29026 | 1 | 1996-12-17 | Removed From Ground | Gas | 460 | Bare Steel | Bare Steel | Suction: Valve At The Tank
29026 | 2 | 1996-12-17 | Removed From Ground | Diesel | 460 | Bare Steel | Bare Steel | Suction: Valve At The Tank
29202 | 1 | 1997-01-08 | Removed From Ground | Heating Oil | 1000 | Bare Steel | Unknown | Not Marked
29202 | 2 | 2014-06-02 | Removed From Ground | Diesel | 550 | STIP-3 | Unknown |  | N |  | N
30005 | 1 | 2003-06-03 | Removed From Ground | Hazardous Substance | 10000 | Fiberglass | Unknown | Suction: Valve At The Tank
30005 | 2 | 2003-06-03 | Removed From Ground | Hazardous Substance | 10000 | Fiberglass | Unknown | Suction: Valve At The Tank
30005 | 3 | 2003-06-03 | Removed From Ground | Hazardous Substance | 6000 | Fiberglass | Unknown | Suction: Valve At The Tank
30005 | 4A | 2011-10-14 | Currently In Use | Gas | 4000 | Composite Double Walled | Fiberglass/Double Walled | Pressure | N | 2011-10-14 | N | 2011-10-14
30005 | 4B | 2012-11-14 | Currently In Use | Diesel | 4000 | Composite Double Walled | Fiberglass/Double Walled | Pressure | N | 2011-10-14 | N | 2011-10-14
30005 | 4C | 2011-10-14 | Currently In Use | Gas | 12000 | Composite Double Walled | Fiberglass/Double Walled | Pressure | N | 2011-10-14 | N | 2011-10-14
31088 | 1 | 1991-07-01 | Removed From Ground | Gas | 2000 | Bare Steel | Galvanized Steel | Not Marked
31088 | 2 | 1991-07-01 | Removed From Ground | Diesel | 2000 | Bare Steel | Galvanized Steel | Not Marked
36004 | 1 |  | Removed From Ground Date Unknown | Gas | 10000 | Bare Steel | Galvanized Steel | Pressure
36004 | 2 |  | Removed From Ground Date Unknown | Gas | 10000 | Bare Steel | Galvanized Steel | Pressure
36004 | 3 |  | Removed From Ground Date Unknown | Gas | 10000 | Bare Steel | Galvanized Steel | Pressure
36004 | 4 | 1997-04-03 | Currently In Use | Gas | 11627 | Double Walled | Fiberglass Reinforced Plastic | Pressure |  | 1997-04-10 |  | 1997-04-10
36004 | 5 | 1997-04-03 | Currently In Use | Gas | 11627 | Double Walled | Fiberglass Reinforced Plastic | Pressure |  | 1997-04-10 |  | 1997-04-10
36004 | 6 | 1997-04-03 | Currently In Use | Gas | 11627 | Double Walled | Fiberglass Reinforced Plastic | Pressure |  | 1997-04-10 |  | 1997-04-10
36004 | 7 | 1997-04-03 | Currently In Use | Diesel | 7829 | Double Walled | Fiberglass Reinforced Plastic | Pressure |  | 1997-04-10 |  | 1997-04-10
40019 | 1 | 1999-02-10 | Removed From Ground | Gas | 3000 | Bare Steel | Galvanized Steel | Suction: Valve At The Tank
40020 | 1 | 1997-02-01 | Removed From Ground | Diesel | 4000 | Bare Steel | Galvanized Steel | Not Marked
47166 | 1 | 1999-07-28 | Removed From Ground | Diesel | 10000 | Bare Steel | Galvanized Steel | Not Marked
47166 | 2 | 2002-11-19 | Removed From Ground | Diesel | 15000 | Unknown | Fiberglass Reinforced Plastic | Pressure |  | 1994-08-01 |  | 1994-08-01
47166 | G-1 | 1990-01-01 | Removed From Ground | Gas | 4000 | Bare Steel | Galvanized Steel | Not Marked
47166 | H-1 | 1990-01-01 | Removed From Ground | Gas | 1000 | Bare Steel | Galvanized Steel | Not Marked
47240 | 1 | 2014-02-18 | Temporarily Out Of Use | Gas | 10000 | Steel-Impressed Current | Fiberglass Reinforced Plastic | Pressure | Y | 1996-05-29 | N | 1996-05-29
47240 | 2 | 2014-02-18 | Temporarily Out Of Use | Gas | 10000 | Steel-Impressed Current | Fiberglass Reinforced Plastic | Pressure | Y | 1996-05-29 |  | 1996-05-29
47240 | 3 | 2014-02-18 | Temporarily Out Of Use | Gas | 8000 | Steel-Impressed Current | Fiberglass Reinforced Plastic | Pressure | Y | 1996-05-29 |  | 1996-05-29
47240 | 4 | 2014-02-18 | Temporarily Out Of Use | Diesel | 8000 | Steel-Impressed Current | Fiberglass Reinforced Plastic | Pressure | Y | 1996-05-29 |  | 1996-05-29
48066 | 1 | 1982-05-09 | Currently In Use | Gas | 8000 | Steel-Impressed Current | Fiberglass Reinforced Plastic | Pressure |  | 1995-06-01 |  | 1995-06-01
48066 | 2 | 1982-05-09 | Currently In Use | Gas | 8000 | Steel-Impressed Current | Fiberglass Reinforced Plastic | Pressure |  | 1995-06-01 |  | 1995-06-01
48066 | 3 | 1982-05-09 | Currently In Use | Gas | 8000 | Steel-Impressed Current | Fiberglass Reinforced Plastic | Pressure |  | 1995-06-01 |  | 1995-06-01
50076 | 1 | 2004-03-29 | Temporarily Out Of Use | Gas | 10000 | Bare Steel | Fiberglass Reinforced Plastic | Pressure |  | 1994-09-15 |  | 1994-09-15
50076 | 2 | 2004-03-29 | Temporarily Out Of Use | Gas | 10000 | Bare Steel | Fiberglass Reinforced Plastic | Pressure |  | 1994-09-15 |  | 1994-09-15
50076 | 3 | 2004-03-29 | Temporarily Out Of Use | Gas | 10000 | Bare Steel | Fiberglass Reinforced Plastic | Pressure |  | 1994-09-15 |  | 1994-09-15
50076 | 4 | 2004-03-29 | Temporarily Out Of Use | Diesel | 6000 | Bare Steel | Fiberglass Reinforced Plastic | Pressure |  | 1994-09-15 |  | 1994-09-15
50077 | 1 | 1998-03-02 | Removed From Ground | Gas | 500 | Bare Steel | Galvanized Steel | Not Marked
50088 | 1 | 2008-11-18 | Removed From Ground | Gas | 8000 | Fiberglass | Cathodically Protected | Suction: No Valve At The Tank |  | 1998-11-17 |  | 1998-09-18
50088 | 2 | 2008-11-18 | Removed From Ground | Gas | 8000 | Fiberglass | Cathodically Protected | Suction: No Valve At The Tank |  | 1998-11-17 |  | 1998-09-18
50088 | 3 | 2008-11-18 | Removed From Ground | Gas | 6000 | Cathodically Protected Steel | Cathodically Protected | Suction: Valve At The Tank |  | 1998-11-17 |  | 1998-09-18
50088 | 4 | 2008-11-20 | Currently In Use | Gas | 8000 | Composite Double Walled | Double Walled Flex | Pressure | N | 2008-12-04 | N | 2008-12-04
50088 | 5 | 2008-11-20 | Currently In Use | Gas | 8000 | Composite Double Walled | Double Walled Flex | Pressure | N | 2008-12-04 | N | 2008-12-04
50118 | 1 | 1986-01-01 | Currently In Use | Gas | 5000 | Steel-Galvanic | Cathodically Protected | Pressure |  | 1996-10-01 |  | 1996-10-01
50118 | 2 | 1986-01-01 | Currently In Use | Gas | 8000 | Steel-Galvanic | Cathodically Protected | Pressure |  | 1996-10-01 |  | 1996-10-01
50118 | 3 | 1986-01-01 | Currently In Use | Gas | 8000 | Steel-Galvanic | Cathodically Protected | Pressure |  | 1996-10-01 |  | 1996-10-01
50122 | 1 |  | Permanently Out Of Use | Empty | 3000 | Cathodically Protected Steel | Galvanized Steel | Suction: Valve At The Tank
50122 | 2 |  | Permanently Out Of Use | Empty | 3000 | Cathodically Protected Steel | Galvanized Steel | Suction: Valve At The Tank
50122 | 3 |  | Permanently Out Of Use | Empty | 3000 | Cathodically Protected Steel | Galvanized Steel | Suction: Valve At The Tank
50123 | 1 | 1996-08-05 | Removed From Ground | Gas | 4000 | Bare Steel | Galvanized Steel | Suction: No Valve At The Tank
50123 | 2 | 1996-08-05 | Removed From Ground | Gas | 4000 | Bare Steel | Galvanized Steel | Suction: No Valve At The Tank
50123 | 3 | 1996-08-05 | Removed From Ground | Gas | 4000 | Bare Steel | Galvanized Steel | Suction: No Valve At The Tank
50123 | 4 | 1996-08-05 | Removed From Ground | Gas | 4000 | Bare Steel | Galvanized Steel | Suction: No Valve At The Tank
50123 | 5 | 1996-08-05 | Removed From Ground | Gas | 4000 | Bare Steel | Galvanized Steel | Suction: No Valve At The Tank
50123 | 6 | 2000-12-27 | Removed From Ground | Gas | 10000 | Composite | Fiberglass Reinforced Plastic | Pressure |  | 1996-10-25 |  | 1996-10-25
50123 | 7 | 2000-12-27 | Removed From Ground | Gas | 10000 | Composite | Fiberglass Reinforced Plastic | Pressure |  | 1996-10-25 |  | 1996-10-25
50124 | 1 | 1992-05-01 | Removed From Ground | Diesel | 500 | Bare Steel | Bare Steel | Not Marked
50126 | 1 | 1998-11-05 | Removed From Ground | Gas | 4000 | Bare Steel | Galvanized Steel | Suction: Valve At The Tank
50126 | 2 | 1998-11-05 | Removed From Ground | Gas | 4000 | Bare Steel | Galvanized Steel | Suction: Valve At The Tank
50126 | 3 | 1998-11-05 | Removed From Ground | Gas | 1000 | Bare Steel | Galvanized Steel | Suction: Valve At The Tank
50126 | 4 | 1998-11-05 | Removed From Ground | Gas | 1000 | Bare Steel | Galvanized Steel | Suction: Valve At The Tank
50126 | 5 | 1998-11-05 | Removed From Ground | Diesel | 1000 | Bare Steel | Galvanized Steel | Suction: Valve At The Tank
50126 | 6 | 1998-11-05 | Removed From Ground | Gas | 2000 | Bare Steel | Galvanized Steel | Suction: Valve At The Tank
50126 | 7 | 1998-11-05 | Removed From Ground | Diesel | 1000 | Cathodically Protected Steel | Galvanized Steel | Suction: Valve At The Tank
50127 | 1 | 1987-01-01 | Removed From Ground | Used Oil | 500 | Bare Steel | Galvanized Steel | Suction: Valve At The Tank | Y |  | Y
50127 | 2 | 1987-01-01 | Removed From Ground | Gas | 1000 | Bare Steel | Galvanized Steel | Suction: Valve At The Tank
50129 | 1 | 1996-12-17 | Removed From Ground | Diesel | 500 | Bare Steel | Galvanized Steel | Not Marked
50129 | 2 | 1996-12-17 | Removed From Ground | Gas | 500 | Bare Steel | Galvanized Steel | Not Marked
50129 | 3 | 1997-03-01 | Currently In Use | Diesel | 2500 | Fiberglass Double Walled | Fiberglass Reinforced Plastic | Suction: Valve At The Tank |  | 1997-01-01 |  | 1997-01-01
50130 | 1 |  | Removed From Ground Date Unknown | Gas | 10000 | Bare Steel | Galvanized Steel | Not Marked
50130 | 2 |  | Removed From Ground Date Unknown | Diesel | 2000 | Not Marked/Unknown | Not Marked | Not Marked
50132 | 1 | 1997-01-17 | Removed From Ground | Gas | 5000 | Bare Steel | Galvanized Steel | Not Marked
50132 | 2 | 1997-01-17 | Removed From Ground | Gas | 5000 | Bare Steel | Galvanized Steel | Not Marked
52005 | 1 |  | Removed From Ground Date Unknown | Diesel | 200 | Bare Steel | Galvanized Steel | Not Marked
52005 | 626843 | 2011-01-05 | Temporarily Out Of Use | Gas | 2500 | Fiberglass Double Walled | Fiberglass Reinforced Plastic | Suction: No Valve At The Tank |  | 2000-08-21 |  | 2000-08-21
55051 | 1 | 1998-12-22 | Removed From Ground | Gas | 4000 | Bare Steel | Bare Steel | Suction: Valve At The Tank
55051 | 2 | 1998-12-22 | Removed From Ground | Gas | 4000 | Bare Steel | Bare Steel | Suction: Valve At The Tank
55051 | 3 | 1998-12-22 | Removed From Ground | Gas | 1000 | Bare Steel | Bare Steel | Suction: Valve At The Tank
60026 | 1 | 1987-01-01 | Removed From Ground | Gas | 1000 | Bare Steel | Galvanized Steel | Not Marked
60026 | 2 | 1987-01-01 | Removed From Ground | Gas | 1000 | Bare Steel | Galvanized Steel | Not Marked
60029 | 1 | 1997-01-13 | Removed From Ground | Gas | 1000 | Bare Steel | Bare Steel | Not Marked
60029 | 2 | 1997-01-13 | Removed From Ground | Diesel | 2000 | Bare Steel | Bare Steel | Not Marked
60029 | 3 | 1997-01-13 | Removed From Ground | Diesel | 3000 | Bare Steel | Unknown | Not Marked
60029 | 4 | 1997-02-01 | Currently In Use | Gas | 4000 | Fiberglass Double Walled | Fiberglass Reinforced Plastic | Suction: No Valve At The Tank |  | 1997-02-01 |  | 1997-02-01
60029 | 5 | 1997-02-01 | Currently In Use | Diesel | 2000 | Fiberglass Double Walled | Fiberglass Reinforced Plastic | Suction: No Valve At The Tank |  | 1997-02-01 |  | 1997-02-01
60092 | 1 | 2006-06-14 | Removed From Ground | Diesel | 12000 | Fiberglass | Cathodically Protected | Pressure |  | 1985-01-01 |  | 1985-01-01
60092 | 2 | 2006-06-14 | Removed From Ground | Diesel | 12000 | Fiberglass | Cathodically Protected | Pressure |  | 1985-01-01 |  | 1985-01-01
60092 | 3 | 2006-06-14 | Removed From Ground | Diesel | 12000 | Fiberglass | Cathodically Protected | Pressure |  | 1985-01-01 |  | 1985-01-01
60092 | 4 | 2006-06-14 | Removed From Ground | Diesel | 12000 | Fiberglass | Cathodically Protected | Pressure |  | 1985-01-01 |  | 1985-01-01
60092 | 5 | 2006-06-14 | Removed From Ground | Diesel | 12000 | Fiberglass | Cathodically Protected | Pressure |  | 1985-01-01 |  | 1985-01-01
60092 | 6 |  | Closed In Ground Date Unknown | Gas |  | Bare Steel | Galvanized Steel | Not Marked
60092 | 7 |  | Closed In Ground Date Unknown | Gas | 550 | Bare Steel | Galvanized Steel | Not Marked
60092 | 8 |  | Closed In Ground Date Unknown | Used Oil | 550 | Bare Steel | Galvanized Steel | Not Marked | Y |  | Y
60092 | 9 |  | Closed In Ground Date Unknown | Used Oil | 1000 | Bare Steel | Galvanized Steel | Not Marked | Y |  | Y
60297 | 1 | 1988-01-01 | Removed From Ground | Gas | 12076 | Bare Steel | Galvanized Steel | Not Marked
70059 | 1 | 1997-07-01 | Removed From Ground | Gas | 560 | Bare Steel | Galvanized Steel | Not Marked
70078 | 1 | 2001-02-01 | Removed From Ground | Gas | 500 | Bare Steel | Galvanized Steel | Not Marked
70078 | 2 | 2001-02-01 | Removed From Ground | Gas | 500 | Bare Steel | Galvanized Steel | Not Marked
70079 | 1 | 1986-01-01 | Temporarily Out Of Use | Empty | 10000 | Fiberglass | Fiberglass Reinforced Plastic | Suction: No Valve At The Tank |  | 2011-12-05 12:00 |  | 2011-12-05 12:00
70080 | 1 | 1986-01-01 | Removed From Ground | Diesel | 1000 | Bare Steel | Galvanized Steel | Not Marked
70081 | 1 | 2004-03-15 | Removed From Ground | Gas | 8000 | Steel-Impressed Current | Fiberglass Reinforced Plastic | Pressure |  | 1998-12-18 12:00 | Y | 1987-03-01 12:00
70081 | 2 | 2004-03-15 | Removed From Ground | Gas | 8000 | Steel-Impressed Current | Fiberglass Reinforced Plastic | Pressure |  | 1998-12-18 12:00 | Y | 1987-03-01 12:00
70081 | 3 | 2004-03-15 | Removed From Ground | Gas | 8000 | Steel-Impressed Current | Fiberglass Reinforced Plastic | Pressure |  | 1998-12-18 12:00 | Y | 1987-03-01 12:00
70081 | 4 | 2002-08-21 | Removed From Ground | Gas | 2000 | Steel-Impressed Current | Fiberglass Reinforced Plastic | Pressure |  | 1998-12-18 |  | 1987-03-01
70081 | 5 | 2004-03-14 | Removed From Ground | Diesel | 1000 | Steel-Impressed Current | Fiberglass Reinforced Plastic | Suction: Valve At The Tank |  | 1998-12-18 12:00 | Y | 1987-03-01 12:00
70081 | 5 | 2004-03-14 | Temporarily Out Of Use | Diesel | 1000 | Steel-Impressed Current | Fiberglass Reinforced Plastic | Suction: Valve At The Tank |  | 1998-12-18 12:00 | Y | 1987-03-01 12:00
70081 | 5 |  | Removed From Ground Date Unknown | Diesel | 1000 | Steel-Impressed Current | Fiberglass Reinforced Plastic | Suction: Valve At The Tank |  | 1998-12-18 12:00 | Y | 1987-03-01 12:00
70084 | 1 | 1987-01-01 | Currently In Use | Gas | 6000 | Steel-Impressed Current | Fiberglass Reinforced Plastic | Pressure |  | 1987-01-01 |  | 1987-01-01
70084 | 2 | 1987-01-01 | Currently In Use | Gas | 6000 | Steel-Impressed Current | Fiberglass Reinforced Plastic | Pressure |  | 1987-01-01 |  | 1987-01-01
70084 | 3 | 1987-01-01 | Currently In Use | Gas | 6000 | Steel-Impressed Current | Fiberglass Reinforced Plastic | Pressure |  | 1987-01-01 |  | 1987-01-01
70085 | 1 | 1987-08-01 | Removed From Ground | Diesel | 1000 | Cathodically Protected Steel | Unknown | Not Marked
70085 | #1DIESEL | 1998-04-27 | Removed From Ground | Diesel | 1000 | Cathodically Protected Steel | Bare Steel | Not Marked |  | 1987-08-01
70085 | #2GAS | 1998-04-27 | Removed From Ground | Gas | 1000 | Cathodically Protected Steel | Bare Steel | Not Marked |  | 1987-08-01
72000 | 1 |  | Removed From Ground Date Unknown | Other | 6000 | Bare Steel | Unknown | Not Marked
72000 | 2 |  | Removed From Ground Date Unknown | Other | 6000 | Bare Steel | Unknown | Not Marked
72001 | 1 |  | Removed From Ground Date Unknown | Diesel | 3000 | Marked Unknown | Cathodically Protected | Not Marked
72001 | 2 |  | Removed From Ground Date Unknown | Gas | 1500 | Marked Unknown | Galvanized Steel | Not Marked
80012 | 1 | 1993-06-22 | Removed From Ground | Gas | 4000 | Bare Steel | Unknown | Not Marked
80012 | 2 | 1993-06-22 | Removed From Ground | Gas | 4000 | Bare Steel | Unknown | Not Marked
80012 | 3 | 1993-06-22 | Removed From Ground | Gas | 4000 | Bare Steel | Unknown | Not Marked
80012 | 4 | 1993-06-22 | Removed From Ground | Gas | 4000 | Bare Steel | Unknown | Not Marked
80012 | 5 | 1993-06-24 | Removed From Ground | Gas | 4000 | Not Marked/Unknown | Not Marked | Not Marked
80012 | 6 | 1993-06-24 | Removed From Ground | Gas | 4000 | Not Marked/Unknown | Not Marked | Not Marked
80012 | 7 | 1993-06-24 | Removed From Ground | Gas | 8000 | Not Marked/Unknown | Not Marked | Not Marked
80012 | 8 | 1993-06-24 | Removed From Ground | Gas | 8000 | Not Marked/Unknown | Not Marked | Not Marked
80012 | 9 | 1993-06-24 | Removed From Ground | Gas | 8000 | Not Marked/Unknown | Not Marked | Not Marked
80206 | 1 | 2002-04-17 | Removed From Ground | Diesel | 2000 | Steel-Galvanic | Fiberglass Reinforced Plastic | Suction: No Valve At The Tank |  | 1998-08-10 |  | 1998-08-10
80211 | 1 | 2003-07-20 | Removed From Ground | Empty | 8000 | Steel-Impressed Current | Cathodically Protected | Suction: Valve At The Tank |  | 1998-10-09 |  | 1998-10-09
80211 | 2 | 2003-07-20 | Removed From Ground | Gas | 8000 | Steel-Impressed Current | Cathodically Protected | Suction: Valve At The Tank |  | 1998-10-09 |  | 1998-10-09
80211 | 3 | 2003-09-01 | Currently In Use | Gas | 12000 | Composite | Double Walled | Pressure | N | 2003-09-01 | N | 2003-09-01
80211 | 4 | 2003-09-01 | Currently In Use | Gas | 8000 | Composite | Double Walled | Pressure | N | 2003-09-01 | N | 2003-09-01
80211 | 5 | 2003-09-01 | Currently In Use | Diesel | 4000 | Composite | Double Walled | Pressure | N | 2003-09-01 | N | 2003-09-01
80219 | 605D1 | 2001-05-21 | Removed From Ground | Diesel | 1000 | Cathodically Protected Steel | Galvanized Steel | Suction: No Valve At The Tank
80219 | 605G1 | 2001-05-21 | Removed From Ground | Gas | 1000 | Cathodically Protected Steel | Galvanized Steel | Suction: No Valve At The Tank
80220 | 1 | 1990-11-01 | Removed From Ground | Diesel | 10000 | Bare Steel | Galvanized Steel | Not Marked
80220 | 2 | 1990-11-01 | Removed From Ground | Diesel | 10000 | Bare Steel | Galvanized Steel | Not Marked
80220 | 3 | 1990-11-01 | Removed From Ground | Other | 6000 | Bare Steel | Galvanized Steel | Not Marked
80220 | 4 | 1990-11-01 | Removed From Ground | Used Oil | 1000 | Bare Steel | Galvanized Steel | Not Marked | Y |  | Y
80221 | 1 | 1987-04-30 | Removed From Ground | Diesel | 2000 | Bare Steel | Galvanized Steel | Not Marked
80222 | 1 | 2015-08-18 | Currently In Use | Gas | 10000 | Steel-Impressed Current | Cathodically Protected | Pressure |  | 1995-11-08 |  | 1995-11-08
80222 | 2 | 2000-12-06 | Closed In Ground | Gas | 10000 | Steel-Impressed Current | Cathodically Protected | Pressure |  | 1995-11-08 |  | 1995-11-08
80222 | 3 | 2015-08-18 | Currently In Use | Gas | 10000 | Steel-Impressed Current | Cathodically Protected | Pressure |  | 1995-11-08 |  | 1995-11-08
80222 | 4 | 2015-08-18 | Currently In Use | Diesel | 6000 | Steel-Impressed Current | Cathodically Protected | Pressure |  | 1995-11-08 |  | 1995-11-08
80222 | 5 | 2015-08-18 | Currently In Use | Kerosene | 2000 | Steel-Impressed Current | Cathodically Protected | Suction: Valve At The Tank |  | 1995-11-08 |  | 1995-11-08
80224 | 1 | 1999-12-01 | Removed From Ground | Gas | 2000 | Bare Steel | Galvanized Steel | Suction: Valve At The Tank
80224 | 2 | 1999-12-01 | Removed From Ground | Gas | 1000 | Bare Steel | Galvanized Steel | Suction: Valve At The Tank
80224 | 3 | 1999-12-01 | Removed From Ground | Gas | 1000 | Bare Steel | Galvanized Steel | Suction: Valve At The Tank
80224 | 4 | 1999-12-01 | Removed From Ground | Gas | 1000 | Bare Steel | Galvanized Steel | Suction: Valve At The Tank
80227 | 1 | 2013-09-10 | Removed From Ground | Gas | 1000 | STIP-3 | Fiberglass Reinforced Plastic | Suction: No Valve At The Tank |  | 1999-01-10 |  | 1999-01-10
80227 | 2 | 2013-09-10 | Removed From Ground | Gas | 1000 | STIP-3 | Fiberglass Reinforced Plastic | Suction: No Valve At The Tank |  | 1999-01-10 |  | 1999-01-10
80227 | 3 | 1999-01-10 | Removed From Ground | Gas | 500 | Bare Steel | Galvanized Steel | Suction: No Valve At The Tank
80227 | 4 | 1999-01-10 | Removed From Ground | Kerosene | 500 | Bare Steel | Galvanized Steel | Suction: No Valve At The Tank
80228 | 1 | 1990-11-01 | Removed From Ground | Diesel | 10000 | Bare Steel | Galvanized Steel | Not Marked
80228 | 2 | 1990-11-01 | Removed From Ground | Diesel | 10000 | Bare Steel | Galvanized Steel | Not Marked
80228 | 3 | 1990-11-01 | Removed From Ground | Other | 6000 | Bare Steel | Galvanized Steel | Not Marked
80228 | 4 | 1990-11-01 | Removed From Ground | Used Oil | 1000 | Bare Steel | Galvanized Steel | Not Marked | Y |  | Y
80228 | 5 | 1990-11-01 | Removed From Ground | Other | 8000 | Bare Steel | Galvanized Steel | Not Marked
80229 | 1 | 1998-06-01 | Closed In Ground | Other | 12000 | Bare Steel | Bare Steel | Suction: Valve At The Tank |  |  |  | 1986-01-01
80229 | 2 | 1998-01-01 | Closed In Ground | Other | 12000 | Bare Steel | Bare Steel |  | N |  | N
80229 | 3 | 1998-01-01 | Closed In Ground | Other | 12000 | Bare Steel | Bare Steel |  | N |  | N
80229 | 4 | 1998-01-01 | Closed In Ground | Other | 12000 | Bare Steel | Bare Steel |  | N |  | N
82000 | 1 | 1987-11-04 | Currently In Use | Gas | 10000 | Fiberglass | Fiberglass Reinforced Plastic | Pressure |  | 1987-11-04 |  | 1987-11-04
82000 | 2 | 1987-11-04 | Currently In Use | Gas | 10000 | Fiberglass | Fiberglass Reinforced Plastic | Pressure |  | 1987-11-04 |  | 1987-11-04
82000 | 3 | 1987-11-04 | Currently In Use | Gas | 10000 | Fiberglass | Fiberglass Reinforced Plastic | Pressure |  | 1987-11-04 |  | 1987-11-04
82000 | 4 | 1987-11-04 | Currently In Use | Diesel | 4000 | Fiberglass | Fiberglass Reinforced Plastic | Pressure |  | 1987-11-04 |  | 1987-11-04
82000 | 5 | 1987-11-04 | Currently In Use | Kerosene | 2000 | Fiberglass | Fiberglass Reinforced Plastic | Pressure |  | 1987-11-04 |  | 1987-11-04
82001 | 1 | 1999-12-09 | Removed From Ground | Gas | 2000 | Bare Steel | Galvanized Steel | Suction: No Valve At The Tank
82001 | 2 | 1999-12-09 | Removed From Ground | Gas | 1000 | Bare Steel | Galvanized Steel | Suction: No Valve At The Tank
82001 | 3 | 1999-12-09 | Removed From Ground | Gas | 1000 | Bare Steel | Galvanized Steel | Suction: No Valve At The Tank
82003 | 1 | 1987-11-04 | Currently In Use | Gas | 10000 | Fiberglass | Fiberglass Reinforced Plastic | Pressure |  | 1987-11-04 |  | 1987-11-04
82003 | 2 | 1987-11-04 | Currently In Use | Gas | 8000 | Fiberglass | Fiberglass Reinforced Plastic | Pressure |  | 1987-11-04 |  | 1987-11-04
82003 | 3 | 2011-08-04 | Temporarily Out Of Use | Gas | 8000 | Fiberglass | Fiberglass Reinforced Plastic | Pressure |  | 1987-11-04 |  | 1987-11-04
84215 | 1 | 1986-11-30 | Removed From Ground | Gas | 1065 | Bare Steel | Galvanized Steel | Not Marked
84215 | 2 | 1986-11-30 | Removed From Ground | Gas | 1065 | Bare Steel | Galvanized Steel | Not Marked
90002 | 1 | 1997-07-01 | Removed From Ground | Gas | 12000 | Bare Steel | Galvanized Steel | Pressure
90002 | 2 | 1997-07-01 | Removed From Ground | Gas | 12000 | Bare Steel | Galvanized Steel | Pressure
90002 | 3 | 1997-07-01 | Removed From Ground | Gas | 8000 | Cathodically Protected Steel | Galvanized Steel | Pressure
90034 | 1 | 1988-01-01 | Removed From Ground | Gas | 560 | Bare Steel | Galvanized Steel | Not Marked
90079 | 1 | 2006-06-26 | Removed From Ground | Gas | 4000 | Steel-Galvanic | Cathodically Protected | Suction: Valve At The Tank |  | 1997-04-01 |  | 1995-09-01
90079 | 2 | 2006-06-26 | Removed From Ground | Gas | 4000 | Steel-Galvanic | Cathodically Protected | Suction: Valve At The Tank |  | 1997-04-01 |  | 1995-09-01
90079 | 3 | 2006-06-26 | Removed From Ground | Gas | 4000 | Steel-Galvanic | Cathodically Protected | Suction: Valve At The Tank |  | 1997-04-01 |  | 1995-09-01
90079 | 4 | 2006-06-01 | Currently In Use | Gas | 10000 | Fiberglass | Fiberglass Reinforced Plastic | Pressure | N | 2006-07-01 | N | 2006-07-01
90079 | 5A | 2006-06-01 | Currently In Use | Gas | 6000 | Fiberglass | Fiberglass Reinforced Plastic | Pressure | N | 2006-07-01 | N | 2006-07-01
90079 | 5B | 2006-06-01 | Currently In Use | Diesel | 4000 | Fiberglass | Fiberglass Reinforced Plastic | Pressure | N | 2006-07-01 | N | 2006-07-01
100035 | 1 | 1991-09-01 | Removed From Ground | Hazardous Substance | 3000 | Bare Steel | Bare Steel | Not Marked
100038 | 1 | 1996-06-05 | Removed From Ground | Gas | 8000 | Bare Steel | Galvanized Steel | Suction: Valve At The Tank
100038 | 2 | 1996-06-05 | Removed From Ground | Gas | 8000 | Bare Steel | Galvanized Steel | Suction: Valve At The Tank
100038 | 3 | 1996-06-05 | Removed From Ground | Gas | 8000 | Bare Steel | Galvanized Steel | Suction: Valve At The Tank
100038 | 4A | 1996-06-06 | Currently In Use | Gas | 10000 | Composite | Double Walled Flex | Pressure |  | 1996-06-18 |  | 1996-06-18
100038 | 4B | 1996-06-06 | Currently In Use | Gas | 6000 | Composite | Double Walled Flex | Pressure | N | 1996-09-18 | N | 1996-06-18
100039 | 1 | 1996-10-15 | Removed From Ground | Gas | 4000 | Bare Steel | Galvanized Steel | Suction: No Valve At The Tank
100039 | 2 | 1996-10-15 | Removed From Ground | Gas | 3000 | Bare Steel | Galvanized Steel | Suction: No Valve At The Tank
100039 | 3 | 1996-10-15 | Removed From Ground | Gas | 4000 | Bare Steel | Galvanized Steel | Suction: No Valve At The Tank
100039 | 4 | 1996-10-15 | Removed From Ground | Gas | 2000 | Bare Steel | Galvanized Steel | Suction: No Valve At The Tank
100039 | 5 | 1996-10-15 | Removed From Ground | Diesel | 1000 | Bare Steel | Galvanized Steel | Suction: No Valve At The Tank
100040 | 1 | 1991-12-01 | Removed From Ground | Other | 7000 | Bare Steel | Bare Steel | Not Marked
100040 | 2 | 1991-12-01 | Removed From Ground | Other | 1000 | Bare Steel | Bare Steel | Not Marked
100040 | 3 | 1991-12-01 | Closed In Ground | Other | 500 | Bare Steel | Bare Steel | Not Marked
100040 | 4 | 1991-12-01 | Removed From Ground | Other | 500 | Bare Steel | Bare Steel | Not Marked
100041 | 1 | 1987-01-01 | Currently In Use | Gas | 8000 | STIP-3 | Fiberglass Reinforced Plastic | Pressure |  | 1997-03-06 |  | 1997-03-06
100041 | 2 | 1987-01-01 | Currently In Use | Gas | 8000 | STIP-3 | Fiberglass Reinforced Plastic | Pressure |  | 1997-03-06 |  | 1997-03-06
100041 | 3 | 1987-01-01 | Currently In Use | Diesel | 8000 | STIP-3 | Fiberglass Reinforced Plastic | Pressure |  | 1997-03-06 |  | 1997-03-06
100041 | 4 | 1987-01-01 | Currently In Use | Gas | 8000 | STIP-3 | Fiberglass Reinforced Plastic | Pressure |  | 1998-03-06 |  | 1997-03-06
100042 | 1 | 1987-01-01 | Currently In Use | Gas | 8000 | STIP-3 | Galvanic | Pressure |  | 1997-03-02 |  | 1997-03-02
100042 | 2 | 1987-01-01 | Currently In Use | Gas | 8000 | STIP-3 | Galvanic | Pressure |  | 1997-03-02 |  | 1997-03-02
100042 | 3 | 2016-08-31 | Temporarily Out Of Use | Gas | 8000 | STIP-3 | Galvanic | Pressure |  | 1997-03-02 |  | 1997-03-02
100043 | 1 | 1986-02-28 | Currently In Use | Gas | 4000 | Steel-Impressed Current | Impressed Current | Suction: No Valve At The Tank |  | 1995-11-01 |  | 1995-11-01
100043 | 2 | 2015-10-05 | Temporarily Out Of Use | Gas | 4000 | Steel-Impressed Current | Impressed Current | Suction: No Valve At The Tank |  | 1995-11-01 |  | 1995-11-01
100043 | 3 | 2015-10-05 | Temporarily Out Of Use | Gas | 4000 | Steel-Impressed Current | Impressed Current | Suction: No Valve At The Tank |  | 1995-11-01 |  | 1995-11-01
100043 | 4 | 1986-02-28 | Currently In Use | Gas | 4000 | Steel-Impressed Current | Impressed Current | Suction: No Valve At The Tank |  | 1995-11-01 |  | 1995-11-01
106108 | 1 | 1999-10-18 | Removed From Ground | Gas | 4000 | Bare Steel | Galvanized Steel | Suction: Valve At The Tank
106108 | 2 | 1999-10-18 | Removed From Ground | Gas | 4000 | Bare Steel | Galvanized Steel | Suction: Valve At The Tank
106108 | 3 | 1999-10-18 | Removed From Ground | Gas | 2000 | Bare Steel | Galvanized Steel | Suction: Valve At The Tank
110005 | 1 | 2017-01-18 | Temporarily Out Of Use | Gas | 10000 | Fiberglass | Fiberglass Reinforced Plastic | Pressure |  | 1997-04-01 |  | 1997-04-01
110005 | 2 | 2017-01-18 | Temporarily Out Of Use | Gas | 10000 | Fiberglass | Fiberglass Reinforced Plastic | Pressure |  | 1998-12-01 |  | 1998-12-01
110005 | 3 | 2017-01-18 | Temporarily Out Of Use | Gas | 10000 | Fiberglass | Fiberglass Reinforced Plastic | Pressure |  | 1998-12-01 |  | 1998-12-01
110005 | 4 |  | Removed From Ground Date Unknown | Gas | 8000 | Not Marked/Unknown | Not Marked | Not Marked
110005 | 5 |  | Removed From Ground Date Unknown | Gas | 10000 | Not Marked/Unknown | Not Marked | Not Marked
110005 | 6 |  | Removed From Ground Date Unknown | Empty | 10000 | Not Marked/Unknown | Not Marked | Not Marked
110005 | 7 |  | Removed From Ground Date Unknown | Empty | 10000 | Not Marked/Unknown | Not Marked | Not Marked
110137 | 1 | 1990-08-01 | Removed From Ground | Diesel | 20000 | Composite | Copper | Not Marked
110137 | 2 | 1990-08-01 | Removed From Ground | Diesel | 20000 | Composite | Bare Steel | Not Marked
110137 | PPD-A | 1993-12-22 | Closed In Ground | Diesel | 15000 | Composite | Bare Steel | Suction: Valve At The Tank
110137 | PPD-B | 1993-12-21 | Closed In Ground | Other | 6000 | Composite | Bare Steel | Suction: Valve At The Tank
110144 | 1 | 1991-01-01 | Removed From Ground | Gas | 10000 | Bare Steel | Galvanized Steel | Not Marked
110217 | 1 | 1988-01-01 | Removed From Ground | Empty | 4000 | Bare Steel | Galvanized Steel | Not Marked
110217 | 2 | 1988-01-01 | Removed From Ground | Empty | 5000 | Bare Steel | Galvanized Steel | Not Marked
110217 | 3 | 1988-01-01 | Removed From Ground | Empty | 2000 | Bare Steel | Galvanized Steel | Not Marked
110235 | 1 | 1994-09-22 | Removed From Ground | Gas | 3000 | Bare Steel | Galvanized Steel | Not Marked
110235 | 2 | 1994-11-09 | Currently In Use | Gas | 3000 | Composite | Fiberglass Reinforced Plastic | Suction: Valve At The Tank | N | 1994-11-09 | N | 1994-11-09
110366 | 1 | 1998-03-01 | Removed From Ground | Gas | 8000 | Bare Steel | Galvanized Steel | Pressure |  | 1994-06-10 |  | 1994-06-10
110366 | 2 | 1998-03-01 | Removed From Ground | Gas | 6000 | Bare Steel | Galvanized Steel | Pressure |  | 1994-06-10 |  | 1994-06-10
110366 | 3 | 1998-03-01 | Removed From Ground | Gas | 6000 | Bare Steel | Galvanized Steel | Pressure |  | 1994-06-10 |  | 1994-06-10
110366 | 4 | 1998-03-01 | Removed From Ground | Used Oil | 560 | Bare Steel | Galvanized Steel | Not Marked | Y |  | Y
110366 | 5 | 1998-03-01 | Removed From Ground | Heating Oil | 560 | Bare Steel | Galvanized Steel | Not Marked
110392 | 1 | 1999-01-04 | Removed From Ground | Gas | 10000 | Cathodically Protected Steel | Cathodically Protected | Not Marked
110392 | 2 | 1999-01-04 | Removed From Ground | Gas | 10000 | Cathodically Protected Steel | Cathodically Protected | Not Marked
110392 | 3 | 1999-01-04 | Removed From Ground | Gas | 10000 | Cathodically Protected Steel | Cathodically Protected | Not Marked
110393 | 1 | 2006-04-28 | Removed From Ground | Gas | 4000 | Steel-Impressed Current | Cathodically Protected | Suction: Valve At The Tank |  | 1997-10-07 |  | 1997-10-07
110393 | 2 | 2006-04-28 | Removed From Ground | Diesel | 2000 | Steel-Impressed Current | Cathodically Protected | Suction: Valve At The Tank |  | 1997-10-07 |  | 1997-10-07
110394 | 1 | 1986-06-06 | Removed From Ground | Gas | 500 | Bare Steel | Unknown | Not Marked
110395 | 1 |  | Removed From Ground Date Unknown | Gas | 5000 | Bare Steel | Unknown | Not Marked
110395 | 2 |  | Removed From Ground Date Unknown | Gas | 5000 | Bare Steel | Unknown | Not Marked
110396 | 1 | 1994-10-17 | Removed From Ground | Gas | 270 | Bare Steel | Bare Steel | Gravity Fed
110397 | 1 | 1985-01-01 | Removed From Ground | Gas | 1069 | Bare Steel | Bare Steel | Not Marked
110397 | 2 | 1982-01-01 | Removed From Ground | Diesel | 297 | Bare Steel | Bare Steel | Not Marked
110397 | 3 | 1993-04-08 | Removed From Ground | Gas | 155 | Bare Steel | Bare Steel | Not Marked
110397 | 4 | 1982-01-01 | Closed In Ground | Heating Oil | 10000 | Bare Steel | Bare Steel | Not Marked
110397 | 5 | 1982-01-01 | Closed In Ground | Heating Oil | 10000 | Bare Steel | Bare Steel | Not Marked
110398 | 1 | 1976-05-14 | Currently In Use | Gas | 8000 | Steel-Impressed Current | Cathodically Protected | Suction: No Valve At The Tank |  | 1998-10-20 |  | 1998-10-20
110398 | 2 | 1998-10-20 | Currently In Use | Gas | 6000 | Steel-Impressed Current | Cathodically Protected | Suction: No Valve At The Tank |  | 1998-10-20 |  | 1998-10-20
110398 | 3 | 1998-10-20 | Currently In Use | Gas | 6000 | Steel-Impressed Current | Cathodically Protected | Suction: No Valve At The Tank |  | 1998-10-20 |  | 1998-10-20
110399 | 1 | 1980-10-01 | Currently In Use | Gas | 8000 | Steel-Impressed Current | Cathodically Protected | Pressure |  | 1999-12-02 |  | 1999-12-02
110399 | 2 | 1980-10-01 | Currently In Use | Gas | 8000 | Steel-Impressed Current | Fiberglass Reinforced Plastic | Pressure |  | 1999-12-02 |  | 1999-12-02
110401 | 1 | 1995-06-28 | Removed From Ground | Gas | 4000 | Cathodically Protected Steel | Galvanized Steel | Not Marked
110402 | 20034.01 | 1990-01-26 | Removed From Ground | Gas | 2000 | Bare Steel | Bare Steel | Not Marked
110402 | 20034.02 | 1990-01-26 | Removed From Ground | Gas | 6000 | Bare Steel | Bare Steel | Not Marked
110402 | 20034.03 | 1990-01-26 | Removed From Ground | Diesel | 12000 | Bare Steel | Galvanized Steel | Not Marked
110403 | 1 | 1989-01-01 | Removed From Ground | Diesel | 4000 | Bare Steel | Galvanized Steel | Not Marked
110403 | 2 | 1989-01-01 | Removed From Ground | Diesel | 1000 | Bare Steel | Galvanized Steel | Not Marked
110403 | 3 | 1989-01-01 | Removed From Ground | Diesel | 1000 | Bare Steel | Galvanized Steel | Not Marked
110404 | 1 | 2003-12-30 | Removed From Ground | Gas | 4000 | Steel-Impressed Current | Cathodically Protected | Suction: No Valve At The Tank |  | 1995-08-01 |  | 1995-08-01
110404 | 2 | 2003-12-30 | Removed From Ground | Gas | 4000 | Steel-Impressed Current | Cathodically Protected | Suction: No Valve At The Tank |  | 1995-08-01 |  | 1995-08-01
110404 | 3 | 2003-12-30 | Removed From Ground | Gas | 4000 | Steel-Impressed Current | Cathodically Protected | Suction: No Valve At The Tank |  | 1995-08-01 |  | 1995-08-01
110404 | 4 | 2003-12-30 | Removed From Ground | Gas | 4000 | Steel-Impressed Current | Cathodically Protected | Suction: No Valve At The Tank |  | 1995-08-01 |  | 1995-08-01
110405 | 1 | 2000-05-01 | Temporarily Out Of Use | Gas | 4000 | Steel-Impressed Current | Cathodically Protected | Suction: No Valve At The Tank |  | 1996-08-08 |  | 1996-08-08
110405 | 2 | 2000-05-01 | Temporarily Out Of Use | Gas | 4000 | Steel-Impressed Current | Cathodically Protected | Suction: No Valve At The Tank |  | 1996-08-08 |  | 1996-08-08
110405 | 3 | 2000-05-01 | Temporarily Out Of Use | Gas | 4000 | Steel-Impressed Current | Cathodically Protected | Suction: No Valve At The Tank |  | 1996-08-08 |  | 1996-08-08
110405 | 4 | 2000-05-01 | Temporarily Out Of Use | Gas | 4000 | Steel-Impressed Current | Cathodically Protected | Suction: No Valve At The Tank |  | 1996-08-08 |  | 1996-08-08
110406 | 1 | 1990-07-24 | Removed From Ground | Diesel | 9400 | Bare Steel | Unknown | Not Marked
110406 | 2 | 1990-07-24 | Removed From Ground | Gas | 9400 | Bare Steel | Unknown | Not Marked
110407 | 1 | 1991-05-14 | Removed From Ground | Gas | 4000 | Bare Steel | Unknown | Not Marked
110407 | 2 | 1991-05-14 | Removed From Ground | Gas | 4000 | Bare Steel | Unknown | Not Marked
110407 | 3 | 1996-08-17 | Removed From Ground | Gas | 10000 | Bare Steel | Galvanized Steel | Pressure
110407 | 4 | 1991-05-14 | Removed From Ground | Used Oil | 400 | Bare Steel | Unknown | Not Marked | Y |  | Y
110408 | 1 | 1998-12-22 | Removed From Ground | Gas | 1000 | Bare Steel | Galvanized Steel | Suction: Valve At The Tank
110412 | 1 | 1988-04-01 | Removed From Ground | Gas | 6000 | Bare Steel | Bare Steel | Not Marked
110412 | 10 | 1988-04-01 | Removed From Ground | Other | 6000 | Bare Steel | Bare Steel | Not Marked
110412 | 11 | 1988-04-01 | Removed From Ground | Other |  | Bare Steel | Bare Steel | Not Marked
110412 | 2 | 1988-04-01 | Removed From Ground | Diesel | 8000 | Bare Steel | Bare Steel | Not Marked
110412 | 3 | 1988-04-01 | Removed From Ground | Gas | 10000 | Bare Steel | Bare Steel | Not Marked
110412 | 4 | 1988-04-01 | Removed From Ground | Diesel | 12000 | Bare Steel | Bare Steel | Not Marked
110412 | 5 | 1988-04-01 | Removed From Ground | Other | 8000 | Bare Steel | Bare Steel | Not Marked
110412 | 6 | 1988-04-01 | Removed From Ground | Other | 8000 | Bare Steel | Bare Steel | Not Marked
110412 | 7 | 1988-04-01 | Removed From Ground | Other | 8000 | Bare Steel | Bare Steel | Not Marked
110412 | 8 | 1988-04-01 | Removed From Ground | Other | 8000 | Bare Steel | Bare Steel | Not Marked
110412 | 9 | 1988-04-01 | Removed From Ground | Other | 6000 | Bare Steel | Bare Steel | Not Marked
110414 | 1 |  | Removed From Ground Date Unknown | Gas | 2000 | Bare Steel | Galvanized Steel | Not Marked
110414 | 2 |  | Permanently Out Of Use | Gas | 6000 | Not Marked/Unknown | Not Marked | Not Marked
110415 | 1 | 1991-10-11 | Removed From Ground | Gas |  | Bare Steel | Galvanized Steel | Not Marked
110415 | 2 | 1991-10-11 | Removed From Ground | Gas |  | Bare Steel | Galvanized Steel | Not Marked
110415 | 3 | 1991-10-11 | Removed From Ground | Gas |  | Bare Steel | Galvanized Steel | Not Marked
110415 | 4 | 1999-07-01 | Removed From Ground | Used Oil |  | Bare Steel | Galvanized Steel | Gravity Fed | Y |  | Y
110420 | 1 | 2001-05-30 | Removed From Ground | Gas | 2000 | Cathodically Protected Steel | Cathodically Protected | Not Marked |  | 1998-12-15 |  | 1998-12-15
110420 | 2 | 2001-05-30 | Removed From Ground | Gas | 1000 | Bare Steel | Galvanized Steel | Not Marked
110420 | 3 | 2001-05-30 | Removed From Ground | Diesel | 1000 | Cathodically Protected Steel | Cathodically Protected | Not Marked |  | 1998-12-15 |  | 1998-12-15
110420 | 4 | 2001-07-15 | Currently In Use | Gas | 8000 | Composite | Fiberglass Reinforced Plastic | Pressure |  | 2001-07-15 |  | 2001-07-15
110420 | 5A | 2001-07-15 | Currently In Use | Gas | 4000 | Composite | Fiberglass Reinforced Plastic | Pressure |  | 2001-07-15 |  | 2001-07-15
110420 | 5B | 2001-07-15 | Currently In Use | Diesel | 4000 | Composite | Fiberglass Reinforced Plastic | Pressure |  | 2001-07-15 |  | 2001-07-15
110421 | 1 | 1990-01-01 | Removed From Ground | Gas | 6000 | Bare Steel | Galvanized Steel | Not Marked
110421 | 2 | 1990-01-01 | Removed From Ground | Gas | 6000 | Bare Steel | Galvanized Steel | Not Marked
110421 | 3 | 1990-01-01 | Removed From Ground | Gas | 6000 | Bare Steel | Galvanized Steel | Not Marked
110421 | 4 | 1990-01-01 | Removed From Ground | Diesel | 6000 | Bare Steel | Galvanized Steel | Not Marked
110422 | 1 | 1990-06-01 | Removed From Ground | Used Oil | 600 | Bare Steel | Galvanized Steel | Not Marked | Y |  | Y
110425 | 1 | 2013-08-21 | Removed From Ground | Gas | 8000 | Cathodically Protected Steel | Cathodically Protected | Pressure |  | 1997-07-01 |  | 1997-07-01
110425 | 2 | 2013-08-21 | Removed From Ground | Gas | 8000 | Cathodically Protected Steel | Cathodically Protected | Pressure |  | 1997-07-01 |  | 1997-07-01
110425 | 3 | 2013-08-21 | Removed From Ground | Diesel | 6000 | Cathodically Protected Steel | Cathodically Protected | Pressure |  | 1997-07-01 |  | 1997-07-01
110425 | 4 | 2013-08-21 | Removed From Ground | Diesel | 6000 | Cathodically Protected Steel | Cathodically Protected | Pressure |  | 1997-07-01 |  | 1997-07-01
110425 | 5 | 1993-01-01 | Closed In Ground | Gas | 4000 | Not Marked/Unknown | Not Marked | Not Marked
110425 | 6A | 2015-09-25 | Currently In Use | Gas | 10000 | Tank Jacket | Double Walled Flex | Pressure | N | 2015-02-01 | N | 2015-02-01
110425 | 6B | 2015-09-25 | Currently In Use | Gas | 5000 | Tank Jacket | Double Walled Flex | Pressure | N | 2015-02-01 | N | 2015-02-01
110425 | 6C | 2015-09-25 | Currently In Use | Diesel | 5000 | Tank Jacket | Double Walled Flex | Pressure | N | 2015-02-01 | N | 2015-02-01
110426 | 1 | 1975-05-11 | Currently In Use | Diesel | 8000 | Fiberglass | Fiberglass Reinforced Plastic | Pressure |  | 1989-04-27 |  | 1989-04-27
110426 | 2 | 1975-01-01 | Currently In Use | Gas | 8000 | Fiberglass | Fiberglass Reinforced Plastic | Pressure |  | 1989-04-27 |  | 1989-04-27
110426 | 3 | 1975-01-01 | Currently In Use | Gas | 8000 | Fiberglass | Fiberglass Reinforced Plastic | Pressure |  | 1989-04-27 |  | 1989-04-27
110426 | 4 | 1975-01-01 | Currently In Use | Gas | 8000 | Fiberglass | Fiberglass Reinforced Plastic | Pressure |  | 1989-04-27 |  | 1989-04-27
110427 | 1 | 1989-02-01 | Removed From Ground | Gas | 10000 | Not Marked/Unknown | Copper | Pressure
110427 | 1A | 2017-01-23 | Temporarily Out Of Use | Gas | 10000 | Fiberglass | Fiberglass Reinforced Plastic | Not Marked |  | 1989-05-08 |  | 1989-05-08
110427 | 2 | 1989-02-01 | Removed From Ground | Gas | 0 | Fiberglass | Copper | Pressure
110427 | 2A | 2017-01-23 | Temporarily Out Of Use | Gas | 10000 | Fiberglass | Fiberglass Reinforced Plastic | Not Marked |  | 1989-05-08 |  | 1989-05-08
110427 | 3 | 1989-02-01 | Removed From Ground | Gas | 10000 | Fiberglass | Fiberglass Reinforced Plastic | Pressure
110427 | 3A | 2017-01-23 | Temporarily Out Of Use | Gas | 10000 | Fiberglass | Fiberglass Reinforced Plastic | Not Marked |  | 1989-05-08 |  | 1989-05-08
110428 | 1 | 1997-09-01 | Temporarily Out Of Use | Gas | 4000 | Steel-Impressed Current | Cathodically Protected | Suction: Valve At The Tank |  | 1998-06-01 |  | 1998-06-01
110428 | 2 | 1982-05-09 | Currently In Use | Gas | 6000 | Steel-Impressed Current | Fiberglass Reinforced Plastic | Pressure |  | 1998-06-01 |  | 1998-06-01
110428 | 3 | 1998-05-01 | Removed From Ground | Gas | 6000 | Bare Steel | Galvanized Steel | Suction: Valve At The Tank
110428 | 4 | 1972-05-11 | Currently In Use | Gas | 5000 | Steel-Impressed Current | Fiberglass Reinforced Plastic | Pressure |  | 1998-06-01 |  | 1998-06-01
110428 | 5 | 1972-05-11 | Currently In Use | Gas | 5000 | Steel-Impressed Current | Fiberglass Reinforced Plastic | Pressure |  | 1998-06-01 |  | 1998-06-01
110429 | 1 | 2005-12-14 | Removed From Ground | Gas | 8000 | Steel-Impressed Current | Fiberglass Reinforced Plastic | Pressure |  | 1998-11-19 |  | 1998-11-19
110429 | 2 | 2005-12-14 | Removed From Ground | Gas | 7000 | Steel-Impressed Current | Fiberglass Reinforced Plastic | Pressure |  | 1998-11-19 |  | 1998-11-19
110429 | 3 | 2005-12-14 | Removed From Ground | Gas | 5000 | Steel-Impressed Current | Fiberglass Reinforced Plastic | Pressure |  | 1998-11-19 |  | 1998-11-19
110430 | 1 | 2013-07-15 | Temporarily Out Of Use | Gas | 5000 | Cathodically Protected Steel | Fiberglass Reinforced Plastic | Pressure |  | 1997-01-01 |  | 1997-01-01
110430 | 2 | 2013-07-15 | Temporarily Out Of Use | Gas | 5000 | Cathodically Protected Steel | Fiberglass Reinforced Plastic | Pressure |  | 1997-01-01 |  | 1997-01-01
110430 | 3 | 2013-07-15 | Temporarily Out Of Use | Gas | 8000 | Cathodically Protected Steel | Fiberglass Reinforced Plastic | Pressure |  | 1997-01-01 |  | 1997-01-01
110430 | 4 | 2013-07-15 | Temporarily Out Of Use | Diesel | 5000 | Cathodically Protected Steel | Cathodically Protected | Suction: Valve At The Tank |  | 1994-01-01 |  | 1994-01-01
110430 | 5 | 2013-07-15 | Temporarily Out Of Use | Kerosene | 1000 | Cathodically Protected Steel | Cathodically Protected | Suction: Valve At The Tank |  | 1994-01-01 |  | 1994-01-01
110431 | 1 | 1974-01-04 | Currently In Use | Gas | 4000 | Steel-Impressed Current | Cathodically Protected | Pressure |  | 1996-02-15 |  | 1996-02-15
110431 | 2 | 1974-01-04 | Currently In Use | Gas | 4000 | Steel-Impressed Current | Cathodically Protected | Pressure |  | 1996-02-15 |  | 1996-02-15
110431 | 3 | 1974-01-04 | Currently In Use | Gas | 4000 | Steel-Impressed Current | Cathodically Protected | Pressure |  | 1996-02-15 |  | 1996-02-15
110431 | 4 | 1974-01-04 | Currently In Use | Gas | 4000 | Steel-Impressed Current | Cathodically Protected | Pressure |  | 1996-02-15 |  | 1996-02-15
110432 | 1 | 1982-01-02 | Currently In Use | Gas | 10000 | Steel-Impressed Current | Fiberglass Reinforced Plastic | Pressure | Y | 1991-01-01 12:00 |  | 1991-01-01 12:00
110432 | 2 | 1982-01-02 | Currently In Use | Gas | 10000 | Steel-Impressed Current | Fiberglass Reinforced Plastic | Pressure | Y | 1991-01-01 12:00 |  | 1991-01-01 12:00
110432 | 3 | 1982-01-02 | Currently In Use | Gas | 10000 | Steel-Impressed Current | Fiberglass Reinforced Plastic | Pressure | Y | 1991-01-01 12:00 |  | 1991-01-01 12:00
110432 | 4 | 1982-01-02 | Currently In Use | Diesel | 6000 | Steel-Impressed Current | Fiberglass Reinforced Plastic | Pressure | Y | 1991-01-01 12:00 |  | 1991-01-01 12:00
110433 | 1 | 1998-03-03 | Removed From Ground | Diesel | 4000 | Bare Steel | Bare Steel | Not Marked
110433 | 2 | 1998-01-22 | Removed From Ground | Gas | 5000 | Bare Steel | Bare Steel | Not Marked
110433 | 3 | 1998-03-03 | Currently In Use | Gas | 2500 | Fiberglass | Fiberglass Reinforced Plastic | Suction: No Valve At The Tank |  | 1998-02-01 |  | 1998-02-01
110433 | 4 | 1998-03-03 | Currently In Use | Diesel | 2500 | Fiberglass | Fiberglass Reinforced Plastic | Suction: No Valve At The Tank |  | 1998-02-01 |  | 1998-02-01
110433 | 5 | 1998-03-03 | Currently In Use | Diesel | 2500 | Fiberglass | Fiberglass/Double Walled | Suction: No Valve At The Tank |  | 1998-03-03 |  | 1998-03-03
110434 | 1 | 1986-05-01 | Currently In Use | Gas | 8000 | Steel-Galvanic | Fiberglass Reinforced Plastic | Pressure |  | 1986-05-01 |  | 1986-05-01
110434 | 2 | 1986-05-01 | Currently In Use | Gas | 8000 | Steel-Galvanic | Fiberglass Reinforced Plastic | Pressure |  | 1986-05-01 |  | 1986-05-01
110434 | 3 | 1986-05-01 | Currently In Use | Gas | 8000 | Steel-Galvanic | Fiberglass Reinforced Plastic | Pressure |  | 1986-05-01 |  | 1986-05-01
110434 | 4 | 1986-05-01 | Currently In Use | Diesel | 6000 | Steel-Galvanic | Fiberglass Reinforced Plastic | Pressure |  | 1986-05-01 |  | 1986-05-01
110435 | 1 | 1991-08-01 | Removed From Ground | Gas | 6000 | Bare Steel | Galvanized Steel | Not Marked
110435 | 2 | 1991-08-01 | Removed From Ground | Gas | 6000 | Bare Steel | Galvanized Steel | Not Marked
110435 | 3 | 1991-08-01 | Removed From Ground | Gas | 1000 | Bare Steel | Galvanized Steel | Not Marked
110436 | 1 | 1985-07-10 | Currently In Use | Gas | 10000 | Fiberglass | Fiberglass Reinforced Plastic | Pressure |  | 1986-06-04 |  | 1998-08-03
110436 | 2 | 1985-07-10 | Currently In Use | Gas | 8000 | Fiberglass | Fiberglass Reinforced Plastic | Pressure |  | 1986-06-04 |  | 1998-08-03
110436 | 3 | 1985-07-10 | Currently In Use | Gas | 8000 | Fiberglass | Fiberglass Reinforced Plastic | Pressure |  | 1986-06-04 |  | 1998-08-03
110436 | 4 | 2001-05-30 | Closed In Ground | Empty | 1000 | Fiberglass | Fiberglass Reinforced Plastic | Suction: No Valve At The Tank
110437 | 1 |  | Removed From Ground Date Unknown | Gas |  | Not Marked/Unknown | Not Marked | Not Marked
110437 | 2 |  | Removed From Ground Date Unknown | Gas |  | Not Marked/Unknown | Not Marked | Not Marked
110437 | 3 |  | Removed From Ground Date Unknown | Used Oil |  | Not Marked/Unknown | Not Marked | Not Marked
110439 | 1 | 1988-01-01 | Removed From Ground | Used Oil | 500 | Bare Steel | Galvanized Steel | Not Marked | Y |  | Y
110439 | 2 | 1988-01-01 | Removed From Ground | Used Oil | 500 | Bare Steel | Galvanized Steel | Not Marked | Y |  | Y
110439 | 3 | 1988-01-01 | Removed From Ground | Used Oil | 1000 | Bare Steel | Galvanized Steel | Not Marked | Y |  | Y
110440 | 1 | 1990-06-01 | Removed From Ground | Diesel | 15000 | Bare Steel | Bare Steel | Not Marked
110440 | 2 | 1990-06-01 | Removed From Ground | Diesel | 10000 | Marked Unknown | Bare Steel | Not Marked
110440 | 3 | 1990-06-01 | Removed From Ground | Diesel | 10000 | Bare Steel | Bare Steel | Not Marked
110441 | 1 | 1994-01-31 | Removed From Ground | Diesel | 10000 | Composite | Galvanized Steel | Not Marked
110441 | 2 | 1994-01-31 | Removed From Ground | Diesel | 10000 | Composite | Galvanized Steel | Not Marked
110443 | 1 | 1988-08-01 | Removed From Ground | Gas | 2000 | Bare Steel | Galvanized Steel | Not Marked
110443 | 2A | 2009-09-17 | Currently In Use | Gas |  | Composite Double Walled | Double Walled/Sec. Containment | Pressure | N |  | N
110443 | 2B | 2009-09-17 | Currently In Use | Diesel |  | Composite Double Walled | Double Walled/Sec. Containment | Pressure | N |  | N
110443 | 3 | 2009-09-17 | Currently In Use | Gas |  | Composite Double Walled | Double Walled/Sec. Containment | Pressure | N |  | N
112000 | 1 | 1987-11-04 | Currently In Use | Gas | 10000 | Fiberglass | Fiberglass Reinforced Plastic | Pressure |  | 1987-11-04 |  | 1987-11-04
112000 | 2 | 1987-11-04 | Currently In Use | Gas | 10000 | Fiberglass | Fiberglass Reinforced Plastic | Pressure |  | 1987-11-04 |  | 1987-11-04
112000 | 3 | 1987-11-04 | Currently In Use | Diesel | 10000 | Fiberglass | Fiberglass Reinforced Plastic | Pressure |  | 1987-11-04 |  | 1987-11-04
112000 | 4 | 2016-02-01 | Currently In Use | E85 | 12000 | Composite Double Walled | Fiberglass Reinforced Plastic | Pressure | N | 2016-02-01 | N | 2016-02-01
120029 | 1 | 1985-05-20 | Currently In Use | Diesel | 6000 | Steel-Impressed Current | Cathodically Protected | Suction: No Valve At The Tank |  | 1997-10-30 |  | 1997-10-30
120029 | 2 | 1985-05-20 | Currently In Use | Gas | 4000 | Steel-Impressed Current | Cathodically Protected | Suction: No Valve At The Tank |  | 1997-10-30 |  | 1997-10-30
120030 | 1 | 1987-01-01 | Currently In Use | Gas | 2000 | Steel-Impressed Current | Cathodically Protected | Suction: No Valve At The Tank |  | 1997-10-30 |  | 1997-10-30
120031 | 1 | 1988-01-01 | Removed From Ground | Diesel | 4000 | Bare Steel | Galvanized Steel | Not Marked
120032 | 1 |  | Permanently Out Of Use | Gas | 500 | Bare Steel | Galvanized Steel | Not Marked
120032 | 2 |  | Permanently Out Of Use | Gas | 1000 | Bare Steel | Galvanized Steel | Not Marked
120033 | 1 | 1998-06-09 | Removed From Ground | Gas | 1000 | Bare Steel | Galvanized Steel | Not Marked
120033 | 2 | 1998-06-09 | Removed From Ground | Gas | 2000 | Bare Steel | Galvanized Steel | Not Marked
120034 | 1 | 1996-01-01 | Permanently Out Of Use | Gas | 3000 | Bare Steel | Galvanized Steel | Suction: No Valve At The Tank
120035 | 1 | 1986-01-01 | Currently In Use | Gas | 4000 | Steel-Impressed Current | Bare Steel | Pressure |  | 1999-01-11 |  | 1999-01-11
120035 | 2 | 1986-01-01 | Currently In Use | Gas | 8200 | Steel-Impressed Current | Bare Steel | Pressure |  | 1999-01-11 |  | 1999-01-11
120035 | 3 | 1986-01-01 | Currently In Use | Gas | 8200 | Steel-Impressed Current | Bare Steel | Pressure |  | 1999-01-11 |  | 1999-01-11
120035 | 4 | 1986-01-01 | Currently In Use | Diesel | 1000 | Steel-Impressed Current | Bare Steel | Suction: Valve At The Tank |  | 1999-01-11 |  | 1999-01-11
120036 | 1 | 1983-05-09 | Currently In Use | Gas | 10000 | Steel-Impressed Current | Bare Steel | Pressure |  | 1998-12-27 |  | 1998-12-27
120036 | 2 | 1983-05-09 | Currently In Use | Gas | 8000 | Steel-Impressed Current | Bare Steel | Pressure |  | 1998-12-27 |  | 1998-12-27
120036 | 3 | 1983-05-09 | Currently In Use | Gas | 4000 | Steel-Impressed Current | Bare Steel | Pressure |  | 1998-12-27 |  | 1998-12-27
120036 | 4 | 1983-05-09 | Currently In Use | Diesel | 4000 | Steel-Impressed Current | Bare Steel | Pressure |  | 1998-12-27 |  | 1998-12-27
120037 | 1 | 1998-12-11 | Temporarily Out Of Use | Empty | 1000 | Bare Steel | Galvanized Steel | Suction: Valve At The Tank |  | 2010-01-11 12:00 |  | 2010-05-25 12:00
120037 | 2 | 1981-05-09 | Currently In Use | Diesel | 1000 | Steel-Impressed Current | Cathodically Protected | Suction: Valve At The Tank |  | 1999-01-04 |  | 1999-01-04
120037 | 3 | 1981-05-09 | Currently In Use | Gas | 6000 | Steel-Impressed Current | Cathodically Protected | Suction: Valve At The Tank |  | 1999-01-04 |  | 1999-01-04
120037 | 4 | 1981-01-01 | Currently In Use | Gas | 6000 | Steel-Impressed Current | Cathodically Protected | Pressure |  | 1999-01-04 |  | 1999-01-04
120037 | 5 | 1981-01-01 | Currently In Use | Gas | 6000 | Steel-Impressed Current | Cathodically Protected | Pressure |  | 1999-01-04 |  | 1999-01-04
120038 | 1 | 1998-06-01 | Removed From Ground | Gas | 1000 | Bare Steel | Unknown | Not Marked
120038 | 2 | 1998-06-01 | Removed From Ground | Gas | 1000 | Bare Steel | Unknown | Not Marked
130024 | 1 | 1986-07-01 | Removed From Ground | Diesel | 2000 | Bare Steel | Unknown | Not Marked
140005 | 1 | 1998-08-01 | Removed From Ground | Diesel | 6000 | Bare Steel | Bare Steel | Not Marked
140005 | 2 |  | Currently In Use | Diesel | 3000 | Not Marked/Unknown | Not Marked | Not Marked
140058 | 1 |  | Removed From Ground Date Unknown | Diesel | 3500 | Bare Steel | Galvanized Steel | Not Marked
140064 | 1 | 1997-08-11 | Removed From Ground | Other | 4000 | Bare Steel | Galvanized Steel | Suction: Valve At The Tank
140064 | 2 | 1997-08-11 | Removed From Ground | Other | 3000 | Bare Steel | Galvanized Steel | Suction: Valve At The Tank
140064 | 3 | 1997-08-11 | Removed From Ground | Diesel | 2000 | Bare Steel | Galvanized Steel | Suction: Valve At The Tank
140064 | 4 | 2011-03-01 | Removed From Ground | Gas | 8000 | Steel-Galvanic | Fiberglass Reinforced Plastic | Pressure |  | 1997-08-25 |  | 1997-08-25
140064 | 5 | 2011-03-01 | Removed From Ground | Gas | 6000 | Steel-Galvanic | Fiberglass Reinforced Plastic | Pressure |  | 1997-08-25 |  | 1997-08-25
140064 | 6 | 2011-03-01 | Removed From Ground | Diesel | 2000 | Steel-Galvanic | Fiberglass Reinforced Plastic | Pressure |  | 1997-08-25 |  | 1997-08-25
140064 | 7 | 2011-03-01 | Removed From Ground | Kerosene | 1000 | Steel-Galvanic | Fiberglass Reinforced Plastic | Pressure |  | 1997-08-25 |  | 1997-08-25
140065 | 1 |  | Removed From Ground Date Unknown | Empty | 1000 | Bare Steel | Galvanized Steel | Not Marked
140065 | 2 |  | Removed From Ground Date Unknown | Empty | 1000 | Bare Steel | Galvanized Steel | Not Marked
140065 | 3 |  | Removed From Ground Date Unknown | Empty | 1000 | Bare Steel | Galvanized Steel | Not Marked
140065 | 4 |  | Removed From Ground Date Unknown | Empty | 4000 | Bare Steel | Galvanized Steel | Not Marked
140065 | 5 |  | Removed From Ground Date Unknown | Empty | 4000 | Bare Steel | Galvanized Steel | Not Marked
140065 | 6 |  | Removed From Ground Date Unknown | Empty | 4000 | Bare Steel | Galvanized Steel | Not Marked
140065 | 7 |  | Removed From Ground Date Unknown | Empty | 4000 | Bare Steel | Galvanized Steel | Not Marked
140065 | 8 |  | Removed From Ground Date Unknown | Empty | 3200 | Bare Steel | Galvanized Steel | Not Marked
140065 | 9 |  | Removed From Ground Date Unknown | Empty | 12000 | Bare Steel | Galvanized Steel | Not Marked
142000 | 96867 | 1987-11-18 | Currently In Use | Gas | 6000 | Cathodically Protected Steel | Galvanic | Pressure |  | 1987-11-18 |  | 1987-11-18
142000 | 96868 | 1987-11-18 | Currently In Use | Gas | 6000 | Cathodically Protected Steel | Galvanic | Pressure |  | 1987-11-18 |  | 1987-11-18
142000 | 96870 | 1987-11-18 | Currently In Use | Gas | 6000 | Cathodically Protected Steel | Galvanic | Pressure |  | 1987-11-18 |  | 1987-11-18
142001 | 1 | 2000-02-15 | Removed From Ground | Gas | 8000 | Bare Steel | Galvanized Steel | Suction: Valve At The Tank
142001 | 2 | 2000-02-15 | Removed From Ground | Gas | 8000 | Bare Steel | Galvanized Steel | Suction: Valve At The Tank
150044 | 1 | 1986-01-01 | Currently In Use | Other | 6000 | Steel-Impressed Current | Cathodically Protected | Pressure |  | 1996-01-01 |  | 1996-01-01
150044 | 1 |  | Removed From Ground Date Unknown | Other | 6000 | Steel-Impressed Current | Cathodically Protected | Pressure |  | 1996-01-01 |  | 1996-01-01
150044 | 2 | 2005-09-09 | Removed From Ground Date Unknown | Other | 8000 | Steel-Impressed Current | Cathodically Protected | Pressure |  | 1996-01-01 |  | 1996-01-01
150044 | 3 | 1986-01-01 | Currently In Use | Other | 8000 | Steel-Impressed Current | Cathodically Protected | Pressure |  | 1996-01-01 |  | 1996-01-01
150044 | 3 |  | Removed From Ground Date Unknown | Other | 8000 | Steel-Impressed Current | Cathodically Protected | Pressure |  | 1996-01-01 |  | 1996-01-01
150044 | 4A | 2000-10-04 | Currently In Use | Gas | 16000 | Composite | Double Walled Flex | Pressure |  | 2000-10-04 |  | 2000-10-04
150044 | 4B | 2000-10-04 | Currently In Use | Gas | 8000 | Composite | Double Walled Flex | Pressure |  | 2000-10-04 |  | 2000-10-04
150046 | 1 |  | Removed From Ground Date Unknown | Gas | 10000 | Epoxy | Fiberglass Reinforced Plastic | Pressure |  | 1993-10-01 |  | 1993-10-01
150046 | 2 |  | Removed From Ground Date Unknown | Gas | 10000 | Epoxy | Fiberglass Reinforced Plastic | Pressure |  | 1993-10-01 |  | 1993-10-01
150046 | 3 |  | Removed From Ground Date Unknown | Other | 10000 | Epoxy | Fiberglass Reinforced Plastic | Pressure |  | 1973-10-01 |  | 1993-10-01
150046 | 4 | 1993-10-01 | Currently In Use | Gas | 10000 | Composite | Fiberglass Reinforced Plastic | Pressure |  | 1993-10-01 |  | 1993-10-01
150046 | 5 | 1993-10-01 | Currently In Use | Gas | 10000 | Composite | Fiberglass Reinforced Plastic | Pressure |  | 1993-10-01 |  | 1993-10-01
150046 | 6 | 1993-10-01 | Currently In Use | Gas | 12000 | Composite | Fiberglass Reinforced Plastic | Pressure |  | 1993-10-01 |  | 1993-10-01
160105 | 1 | 1986-09-17 | Removed From Ground | Diesel | 500 | Bare Steel | Galvanized Steel | Not Marked
160105 | 2 | 1986-09-17 | Removed From Ground | Kerosene | 500 | Bare Steel | Galvanized Steel | Not Marked
160105 | 3 | 1986-09-17 | Removed From Ground | Other | 100 | Bare Steel | Galvanized Steel | Not Marked
160106 | 1 | 1993-09-10 | Removed From Ground | Gas | 560 | Bare Steel | Galvanized Steel | Suction: No Valve At The Tank
160107 | 1 | 1999-12-01 | Removed From Ground | Gas | 4000 | Bare Steel | Galvanized Steel | Suction: No Valve At The Tank
160107 | 2 | 1999-12-01 | Removed From Ground | Gas | 4000 | Bare Steel | Galvanized Steel | Suction: No Valve At The Tank
160107 | 3 | 1999-12-01 | Removed From Ground | Gas | 2000 | Bare Steel | Galvanized Steel | Suction: No Valve At The Tank
160107 | 4 | 1999-12-01 | Removed From Ground | Diesel | 4000 | Composite | Fiberglass Reinforced Plastic | Suction: No Valve At The Tank
160110 | 1 | 2002-06-17 | Removed From Ground | Gas | 4000 | Steel-Impressed Current | Galvanized Steel | Suction: No Valve At The Tank |  | 1997-05-30 |  | 1997-05-30
160110 | 2 | 2002-06-17 | Removed From Ground | Gas | 4000 | Steel-Impressed Current | Galvanized Steel | Suction: No Valve At The Tank |  | 1997-05-30 |  | 1997-05-30
160110 | 3 | 2002-06-17 | Removed From Ground | Gas | 4000 | Steel-Impressed Current | Galvanized Steel | Suction: No Valve At The Tank |  | 1997-05-30 |  | 1997-05-30
160110 | 4 | 2002-06-17 | Removed From Ground | Gas | 4000 | Steel-Impressed Current | Galvanized Steel | Suction: No Valve At The Tank |  | 1997-05-30 |  | 1997-05-30
160113 | 1 | 1989-12-11 | Removed From Ground | Heating Oil | 10000 | Bare Steel | Galvanized Steel | Not Marked
160113 | 2 | 1989-12-11 | Removed From Ground | Heating Oil | 10000 | Bare Steel | Galvanized Steel | Not Marked
160113 | 3 | 1989-12-11 | Removed From Ground | Heating Oil | 10000 | Bare Steel | Galvanized Steel | Not Marked
160113 | 4 | 1998-06-01 | Closed In Ground | Hazardous Substance | 10000 | Bare Steel | Unknown | Not Marked
160113 | 5 | 1998-05-01 | Closed In Ground | Hazardous Substance | 15000 | Bare Steel | Unknown | Not Marked
160113 | 6 | 1989-12-11 | Removed From Ground | Kerosene | 550 | Bare Steel | Unknown | Not Marked
160113 | 7 | 1999-03-30 | Closed In Ground | Gas | 1000 | Not Marked/Unknown | Not Marked | Not Marked
160114 | 1 | 1989-08-01 | Removed From Ground | Gas | 8000 | Bare Steel | Galvanized Steel | Not Marked
160114 | 2 | 1989-08-01 | Removed From Ground | Gas | 8000 | Bare Steel | Galvanized Steel | Not Marked
160114 | 3 | 1989-08-01 | Removed From Ground | Gas | 4000 | Bare Steel | Galvanized Steel | Not Marked
160114 | 4 | 1989-08-01 | Removed From Ground | Gas | 3000 | Bare Steel | Galvanized Steel | Not Marked
160114 | 5 | 1989-08-01 | Removed From Ground | Gas | 4000 | Bare Steel | Galvanized Steel | Not Marked
160114 | 6 | 1998-08-28 | Removed From Ground | Gas | 8000 | Cathodically Protected Steel | Galvanized Steel | Pressure |  | 1989-08-01 |  | 1989-08-01
160114 | 7 | 1998-08-28 | Removed From Ground | Gas | 8000 | Cathodically Protected Steel | Galvanized Steel | Pressure |  | 1989-08-01 |  | 1989-08-01
160116 | 1 | 2016-06-07 | Temporarily Out Of Use | Diesel | 3000 | Steel-Impressed Current | Impressed Current | Suction: No Valve At The Tank |  | 1998-11-12 |  | 1998-11-12
160116 | 2 | 2016-06-07 | Temporarily Out Of Use | Gas | 6000 | Steel-Impressed Current | Impressed Current | Suction: No Valve At The Tank |  | 1998-11-12 |  | 1998-11-12
162000 | 1 | 2005-04-01 | Removed From Ground | Gas | 8000 | Steel-Impressed Current | Cathodically Protected | Suction: Valve At The Tank |  | 1996-11-14 |  | 1996-11-14
162000 | 1 |  | Currently In Use | Gas | 8000 | Steel-Impressed Current | Cathodically Protected | Suction: Valve At The Tank |  | 1996-11-14 |  | 1996-11-14
162000 | 2 | 2005-04-01 | Removed From Ground | Gas | 8000 | Steel-Impressed Current | Cathodically Protected | Suction: Valve At The Tank |  | 1996-11-14 |  | 1996-11-14
162000 | 2 |  | Currently In Use | Gas | 8000 | Steel-Impressed Current | Cathodically Protected | Suction: Valve At The Tank |  | 1996-11-14 |  | 1996-11-14
162000 | 3 | 2005-04-01 | Removed From Ground | Diesel | 8000 | Steel-Impressed Current | Cathodically Protected | Suction: Valve At The Tank |  | 1996-11-14 |  | 1996-11-14
162000 | 3 |  | Currently In Use | Diesel | 8000 | Steel-Impressed Current | Cathodically Protected | Suction: Valve At The Tank |  | 1996-11-14 |  | 1996-11-14
162001 | 1 | 1982-08-01 | Currently In Use | Gas | 6000 | Steel-Impressed Current | Fiberglass Reinforced Plastic | Pressure |  | 1996-11-01 |  | 1996-11-01
162001 | 2 | 1982-08-01 | Currently In Use | Diesel | 4000 | Steel-Impressed Current | Fiberglass Reinforced Plastic | Pressure |  | 1996-11-01 |  | 1996-11-01
162001 | 3 | 1982-08-01 | Currently In Use | Gas | 4000 | Steel-Impressed Current | Fiberglass Reinforced Plastic | Pressure |  | 1996-11-01 |  | 1996-11-01
162001 | 4 | 1982-08-01 | Currently In Use | Gas | 6000 | Steel-Impressed Current | Fiberglass Reinforced Plastic | Pressure |  | 1996-11-01 |  | 1996-11-01
170057 | 1 | 1978-01-01 | Closed In Ground | Gas | 500 | Bare Steel | Unknown | Not Marked
170060 | 1 | 2003-12-31 | Removed From Ground | Gas | 4000 | Steel-Impressed Current | Cathodically Protected | Pressure |  | 1997-10-11 |  | 1997-10-11
170060 | 2 | 2003-12-31 | Removed From Ground | Gas | 4000 | Steel-Impressed Current | Cathodically Protected | Pressure |  | 1997-10-11 |  | 1997-10-11
170060 | 3 | 2003-12-31 | Removed From Ground | Gas | 4000 | Steel-Impressed Current | Cathodically Protected | Pressure |  | 1997-10-11 |  | 1997-10-11
170060 | 4 | 2003-12-31 | Removed From Ground | Diesel | 4000 | Steel-Impressed Current | Cathodically Protected | Pressure |  | 1997-10-11 |  | 1997-10-11
170061 | 1 |  | Removed From Ground Date Unknown | Diesel | 10000 | Bare Steel | Galvanized Steel | Suction: Valve At The Tank
170065 | 1 | 2001-03-01 | Removed From Ground | Diesel | 1 | Bare Steel | Bare Steel | Suction: Valve At The Tank
170065 | 2 | 2001-03-01 | Removed From Ground | Gas | 1 | Bare Steel | Bare Steel | Suction: Valve At The Tank
170065 | 3 | 2001-03-01 | Removed From Ground | Gas | 1 | Bare Steel | Bare Steel | Suction: Valve At The Tank
170065 | 4 | 2001-03-01 | Removed From Ground | Gas | 1 | Bare Steel | Bare Steel | Suction: Valve At The Tank
170066 | 1 | 2000-02-28 | Removed From Ground | Gas | 10000 | Bare Steel | Galvanized Steel | Not Marked
170067 | 1 | 2000-02-27 | Removed From Ground | Diesel | 10000 | Bare Steel | Galvanized Steel | Suction: Valve At The Tank
170067 | 2 | 2000-02-27 | Removed From Ground | Gas | 4000 | Bare Steel | Galvanized Steel | Suction: Valve At The Tank
170068 | 1 | 1998-08-01 | Removed From Ground | Diesel | 10000 | Bare Steel | Galvanized Steel | Suction: Valve At The Tank
170069 | 1 | 1992-05-04 | Removed From Ground | Gas | 2000 | Marked Unknown | Unknown | Not Marked
170069 | 2 | 1992-05-04 | Removed From Ground | Diesel | 6000 | Marked Unknown | Unknown | Not Marked
170069 | 3 | 1992-05-04 | Removed From Ground | Diesel | 10000 | Marked Unknown | Unknown | Not Marked
170070 | 1 | 1979-01-03 | Currently In Use | Diesel | 12000 | Steel-Impressed Current | Impressed Current | Suction: No Valve At The Tank |  | 1997-09-30 |  | 1997-09-30
170070 | 2 | 1979-01-03 | Currently In Use | Diesel | 10000 | Steel-Impressed Current | Impressed Current | Suction: No Valve At The Tank |  | 1997-09-30 |  | 1997-09-30
170070 | 3 | 1985-01-01 | Currently In Use | Gas | 8000 | Steel-Impressed Current | Impressed Current | Suction: Valve At The Tank |  | 1997-09-30 |  | 1997-09-30
170070 | 4 | 2012-12-20 | Removed From Ground | Gas | 1000 | Bare Steel | Galvanized Steel | Not Marked
170070 | 5 | 2012-12-20 | Removed From Ground | Diesel | 1000 | Bare Steel | Galvanized Steel | Not Marked
170071 | 1A | 1972-01-05 | Currently In Use | Gas | 10000 | Steel-Impressed Current | Impressed Current | Pressure |  | 1997-09-30 12:00 |  | 1997-09-30 12:00
170071 | 1B | 1972-01-05 | Currently In Use | Gas | 10000 | Steel-Impressed Current | Impressed Current | Pressure |  | 1997-09-30 12:00 |  | 1997-09-30 12:00
170071 | 2A | 1972-01-05 | Currently In Use | Gas | 10000 | Steel-Impressed Current | Impressed Current | Pressure |  | 1997-09-30 12:00 |  | 1997-09-30 12:00
170071 | 2B | 1972-01-05 | Currently In Use | Kerosene | 10000 | Steel-Impressed Current | Impressed Current | Pressure |  | 1997-09-30 12:00 |  | 1997-09-30 12:00
170071 | 3A | 1972-01-05 | Currently In Use | Diesel | 10000 | Steel-Impressed Current | Impressed Current | Pressure |  | 1997-09-30 12:00 |  | 1997-09-30 12:00
170071 | 3B | 1972-01-05 | Currently In Use | Diesel | 10000 | Steel-Impressed Current | Impressed Current | Pressure |  | 1997-09-30 12:00 |  | 1997-09-30 12:00
170071 | 4 | 1972-01-05 | Currently In Use | Diesel | 12000 | Steel-Impressed Current | Impressed Current | Pressure |  | 1997-09-30 12:00 |  | 1997-09-30 12:00
170072 | 1 | 2005-10-07 | Removed From Ground | Gas | 4000 | Steel-Impressed Current | Cathodically Protected | Suction: No Valve At The Tank |  | 1999-12-22 |  | 1999-12-22
170072 | 2 | 2005-10-07 | Removed From Ground | Gas | 4000 | Steel-Impressed Current | Cathodically Protected | Suction: No Valve At The Tank |  | 1999-12-22 |  | 1999-12-22
170072 | 3 | 2005-10-07 | Removed From Ground | Gas | 4000 | Steel-Impressed Current | Cathodically Protected | Suction: No Valve At The Tank |  | 1999-12-22 |  | 1999-12-22
170073 | D-1 | 1998-10-01 | Removed From Ground | Diesel | 10000 | Bare Steel | Galvanized Steel | Not Marked
170073 | G-1 | 1998-10-01 | Removed From Ground | Gas | 6000 | Bare Steel | Galvanized Steel | Not Marked
170073 | G-2 | 1998-10-01 | Removed From Ground | Gas | 8000 | Bare Steel | Galvanized Steel | Not Marked
170074 | 1 | 1997-04-07 | Removed From Ground | Diesel | 8000 | Bare Steel | Galvanized Steel | Suction: Valve At The Tank
170074 | 2 | 1997-04-07 | Removed From Ground | Diesel | 8000 | Bare Steel | Galvanized Steel | Suction: Valve At The Tank
170074 | 3 | 1997-04-07 | Removed From Ground | Gas | 8000 | Bare Steel | Galvanized Steel | Suction: Valve At The Tank
170074 | 4 |  | Removed From Ground Date Unknown | Gas | 8000 | Bare Steel | Galvanized Steel | Suction: Valve At The Tank
170074 | 5 | 1997-04-07 | Removed From Ground | Gas | 6000 | Bare Steel | Galvanized Steel | Suction: Valve At The Tank
180040 | 10305-1 | 1995-10-30 | Removed From Ground | Gas | 1000 | Bare Steel | Unknown | Not Marked
180040 | 10305-2 | 1995-10-30 | Removed From Ground | Diesel | 500 | Bare Steel | Unknown | Not Marked
180040 | 305D1 | 2004-03-02 | Removed From Ground | Diesel | 2000 | Cathodically Protected Steel | Galvanized Steel | Suction: Valve At The Tank
180040 | 305G1 | 2004-03-02 | Removed From Ground | Gas | 2000 | Cathodically Protected Steel | Galvanized Steel | Suction: Valve At The Tank
180042 | 1 | 1987-01-01 | Currently In Use | Gas | 10000 | Steel-Galvanic | Fiberglass Reinforced Plastic | Pressure |  | 1998-01-01 |  | 1998-01-01
180042 | 2 | 1987-01-01 | Currently In Use | Gas | 10000 | Steel-Galvanic | Fiberglass Reinforced Plastic | Pressure |  | 1998-01-01 |  | 1998-01-01
180042 | 3 | 1987-01-01 | Currently In Use | Gas | 10000 | Steel-Galvanic | Fiberglass Reinforced Plastic | Pressure |  | 1998-01-01 |  | 1998-01-01
180042 | 4 | 1997-06-10 | Removed From Ground | Used Oil | 550 | Bare Steel | Galvanized Steel | Not Marked | Y |  | Y
180044 | 1 |  | Currently In Use | Heating Oil | 10000 | Bare Steel | Bare Steel | Not Marked
180044 | 2 |  | Currently In Use | Heating Oil | 10000 | Bare Steel | Bare Steel | Not Marked
180045 | 1 | 1997-10-10 | Removed From Ground | Heating Oil | 30000 | Bare Steel | Bare Steel | Not Marked
180045 | 2 | 1997-10-10 | Removed From Ground | Heating Oil | 30000 | Bare Steel | Bare Steel | Not Marked
180045 | 3 | 1997-10-10 | Removed From Ground | Heating Oil | 30000 | Bare Steel | Bare Steel | Not Marked
180045 | 4 | 1997-10-10 | Removed From Ground | Heating Oil | 30000 | Bare Steel | Bare Steel | Not Marked
180045 | 5 | 1997-10-10 | Currently In Use | Diesel | 30000 | STIP-3 | Fiberglass Reinforced Plastic | Suction: Valve At The Tank |  | 1997-10-10 |  | 1997-10-10
190034 | 1 | 1983-05-01 | Removed From Ground | Empty | 2000 | Bare Steel | Galvanized Steel | Not Marked
190039 | 1 |  | Removed From Ground Date Unknown | Gas | 4000 | Bare Steel | Galvanized Steel | Not Marked
190040 | 1 | 1971-05-12 | Currently In Use | Gas | 5000 | Steel-Impressed Current | Impressed Current | Suction: No Valve At The Tank |  | 1998-12-01 |  | 1998-12-01
190040 | 2 | 1971-05-12 | Currently In Use | Gas | 5000 | Steel-Impressed Current | Impressed Current | Suction: No Valve At The Tank |  | 1998-12-01 |  | 1998-12-01
190040 | 3 | 1971-05-12 | Currently In Use | Gas | 3000 | Steel-Impressed Current | Impressed Current | Suction: No Valve At The Tank |  | 1998-12-01 |  | 1998-12-01
200001 | 1 | 2010-01-05 | Removed From Ground | Gas | 10000 | Composite | Fiberglass Reinforced Plastic | Pressure |  | 1990-01-01 |  | 1990-01-01
200001 | 2 | 2010-01-05 | Removed From Ground | Gas | 10000 | Composite | Fiberglass Reinforced Plastic | Pressure |  | 1990-01-01 |  | 1990-01-01
200001 | 3 | 2010-01-05 | Removed From Ground | Gas | 10000 | Composite | Fiberglass Reinforced Plastic | Pressure |  | 1990-01-01 |  | 1990-01-01
200001 | 4 | 2010-01-05 | Removed From Ground | Gas | 6000 | Composite | Fiberglass Reinforced Plastic | Pressure |  | 1990-01-01 |  | 1990-01-01
200040 | 1 | 1995-01-22 | Removed From Ground | Gas | 8000 | Bare Steel | Bare Steel | Suction: No Valve At The Tank
200040 | 2 | 1995-01-22 | Removed From Ground | Gas | 8000 | Bare Steel | Bare Steel | Suction: No Valve At The Tank
200040 | 3 | 1995-01-22 | Removed From Ground | Gas | 8000 | Bare Steel | Bare Steel | Suction: No Valve At The Tank
200040 | 4 | 1995-01-27 | Currently In Use | Gas | 10000 | Composite | Fiberglass Reinforced Plastic | Pressure |  | 1995-01-24 |  | 1995-01-24
200040 | 5A | 1995-01-27 | Currently In Use | Gas | 5000 | Composite | Fiberglass Reinforced Plastic | Pressure |  | 1995-01-24 |  | 1995-01-24
200040 | 5B | 1995-01-27 | Currently In Use | Gas | 5000 | Composite | Fiberglass Reinforced Plastic | Pressure |  | 1995-01-24 |  | 1995-01-24
200041 | 1 |  | Removed From Ground Date Unknown | Gas | 8000 | Bare Steel | Galvanized Steel | Suction: Valve At The Tank
200041 | 2 |  | Removed From Ground Date Unknown | Gas | 8000 | Bare Steel | Galvanized Steel | Suction: Valve At The Tank
200041 | 3 |  | Removed From Ground Date Unknown | Gas | 8000 | Bare Steel | Galvanized Steel | Suction: Valve At The Tank
200042 | 1 | 2009-11-06 | Temporarily Out Of Use | Diesel | 20000 | STIP-3 | Fiberglass Reinforced Plastic | Pressure |  | 1986-01-01 |  | 1986-01-01
200042 | 2 | 1986-01-01 | Currently In Use | Diesel | 20000 | STIP-3 | Fiberglass Reinforced Plastic | Pressure |  | 1986-01-01 |  | 1986-01-01
200042 | 3 | 1986-01-01 | Currently In Use | Gas | 12000 | STIP-3 | Fiberglass Reinforced Plastic | Pressure |  | 1986-01-01 |  | 1986-01-01
200042 | 4 | 1986-01-01 | Currently In Use | Gas | 12000 | STIP-3 | Fiberglass Reinforced Plastic | Pressure |  | 1986-01-01 |  | 1986-01-01
200042 | 5 | 1986-01-01 | Currently In Use | Gas | 12000 | STIP-3 | Fiberglass Reinforced Plastic | Pressure |  | 1986-01-01 |  | 1986-01-01
200042 | 6 | 2009-11-06 | Temporarily Out Of Use | Gas | 12000 | STIP-3 | Fiberglass Reinforced Plastic | Pressure |  | 1986-01-01 |  | 1986-01-01
200044 | 1 | 2000-08-24 | Removed From Ground | Kerosene | 3000 | Composite | Fiberglass Reinforced Plastic | Pressure |  | 1987-01-01 |  | 1987-01-01
200044 | 2 | 1987-01-01 | Currently In Use | Diesel | 6000 | Composite | Cathodically Protected | Pressure |  | 1987-01-01 |  | 1987-01-01
200044 | 3 | 1987-01-01 | Currently In Use | Gas | 8000 | Composite | Cathodically Protected | Pressure |  | 1987-01-01 |  | 1987-01-01
200044 | 4 | 1987-01-01 | Currently In Use | Gas | 8000 | Composite | Cathodically Protected | Pressure |  | 1987-01-01 |  | 1987-01-01
200044 | 5 | 1987-01-01 | Currently In Use | Gas | 8000 | Composite | Cathodically Protected | Pressure |  | 1987-01-01 |  | 1987-01-01
200045 | 1 | 1994-06-20 | Removed From Ground | Gas | 8000 | Bare Steel | Galvanized Steel | Not Marked
200045 | 2 | 1994-06-20 | Removed From Ground | Gas | 8000 | Bare Steel | Galvanized Steel | Not Marked
200045 | 3 | 1994-06-20 | Removed From Ground | Gas | 6000 | Bare Steel | Galvanized Steel | Not Marked
200045 | 4 | 1994-06-20 | Removed From Ground | Diesel | 4000 | Bare Steel | Galvanized Steel | Not Marked
200045 | 5 | 1994-07-20 | Currently In Use | Gas | 8000 | Composite | Fiberglass Reinforced Plastic | Pressure |  | 1994-07-20 |  | 1994-07-20
200045 | 6 | 1994-07-20 | Currently In Use | Gas | 8000 | Composite | Fiberglass Reinforced Plastic | Pressure |  | 1994-07-20 |  | 1994-07-20
200045 | 7 | 1994-07-20 | Currently In Use | Gas | 6000 | Composite | Fiberglass Reinforced Plastic | Pressure |  | 1994-07-20 |  | 1994-07-20
200045 | 8 | 1994-07-20 | Currently In Use | Diesel | 4000 | Composite | Fiberglass Reinforced Plastic | Pressure |  | 1994-07-20 |  | 1994-07-20
200046 | 1 | 1986-01-01 | Currently In Use | Gas | 8000 | Composite | Cathodically Protected | Pressure |  | 1998-06-16 |  | 1998-06-16
200046 | 2 | 1986-01-01 | Currently In Use | Gas | 8000 | Composite | Cathodically Protected | Pressure |  | 1998-06-16 |  | 1998-06-16
200046 | 3 | 1986-01-01 | Currently In Use | Gas | 6000 | Fiberglass | Cathodically Protected | Pressure |  | 1998-06-16 |  | 1998-06-16
200046 | 4 | 1986-01-01 | Currently In Use | Diesel | 4000 | Composite | Cathodically Protected | Pressure |  | 1998-06-16 |  | 1998-06-16
202000 | 1 | 1988-04-01 | Currently In Use | Gas | 8000 | Composite | Double Walled Flex | Pressure |  | 1997-04-28 |  | 1997-07-28
202000 | 2 | 1988-04-01 | Currently In Use | Gas | 8000 | Composite | Double Walled Flex | Pressure |  | 1997-04-28 |  | 1997-04-28
202000 | 3 | 1988-04-01 | Currently In Use | Gas | 6000 | Composite | Double Walled Flex | Pressure |  | 1997-04-28 |  | 1997-04-28
202000 | 4 | 1988-04-01 | Currently In Use | Diesel | 4000 | Composite | Double Walled Flex | Pressure |  | 1997-04-28 |  | 1997-04-28
202001 | FO-7 | 1987-01-11 | Removed From Ground | Kerosene | 4284 | Bare Steel | Galvanized Steel | Not Marked
202001 | GAS-1 | 1989-12-01 | Removed From Ground | Gas | 3000 | Bare Steel | Galvanized Steel | Not Marked
202001 | GAS-1OLD | 1988-12-14 | Removed From Ground | Gas | 3000 | Bare Steel | Galvanized Steel | Not Marked
202001 | GAS-3 | 1987-01-18 | Removed From Ground | Gas | 3000 | Bare Steel | Galvanized Steel | Not Marked
210026 | 2 | 1996-12-01 | Removed From Ground | Diesel | 4000 | Cathodically Protected Steel | Galvanized Steel | Suction: Valve At The Tank |  | 1990-01-19 |  | 1990-01-19
210026 | 3 | 1989-12-01 | Closed In Ground | Empty | 1000 | Bare Steel | Galvanized Steel | Not Marked
210026 | 4 | 1989-12-01 | Removed From Ground | Empty | 4000 | Bare Steel | Galvanized Steel | Not Marked
210026 | 5 | 1989-12-01 | Removed From Ground | Empty | 4000 | Bare Steel | Galvanized Steel | Not Marked
210026 | 6 | 1990-01-01 | Currently In Use | Gas | 10000 | Cathodically Protected Steel | Fiberglass Reinforced Plastic | Suction: Valve At The Tank |  | 1990-01-19 |  | 1990-01-19
210026 | 7 | 2015-05-05 | Temporarily Out Of Use | Diesel | 4000 | Composite | Fiberglass Reinforced Plastic | Pressure |  | 1990-01-19 |  | 1990-01-19
210027 | 1 | 1994-12-05 | Removed From Ground | Gas | 4000 | Bare Steel | Galvanized Steel | Not Marked
210027 | 2 | 1994-12-05 | Removed From Ground | Diesel | 4000 | Bare Steel | Galvanized Steel | Not Marked
210027 | 3 | 1994-12-05 | Removed From Ground | Gas | 4000 | Bare Steel | Galvanized Steel | Not Marked
210028 | 1 | 2014-09-05 | Currently In Use | Gas | 10000 | Steel-Impressed Current | Cathodically Protected | Pressure |  | 1999-07-29 |  | 1996-01-01
210028 | 2 | 1983-05-09 | Currently In Use | Diesel | 10000 | Steel-Impressed Current | Cathodically Protected | Pressure |  | 1999-07-29 |  | 1996-01-01
210028 | 3 | 1983-05-09 | Currently In Use | Gas | 10000 | Steel-Impressed Current | Cathodically Protected | Pressure |  | 1999-07-29 |  | 1996-01-01
220260 | 1 |  | Currently In Use | Heating Oil | 6000 | Bare Steel | Galvanized Steel | Not Marked
220260 | 2 |  | Currently In Use | Heating Oil | 4000 | Bare Steel | Galvanized Steel | Not Marked
220260 | 3 |  | Currently In Use | Heating Oil | 4000 | Bare Steel | Galvanized Steel | Not Marked
220261 | 1 | 1990-01-31 | Removed From Ground | Empty | 1 | Bare Steel | Galvanized Steel | Not Marked
220261 | 2 | 1990-01-31 | Removed From Ground | Empty | 1 | Bare Steel | Galvanized Steel | Not Marked
220261 | 3 | 1990-01-31 | Removed From Ground | Empty | 1 | Bare Steel | Galvanized Steel | Not Marked
220261 | 4 | 1990-01-31 | Removed From Ground | Empty | 1 | Bare Steel | Galvanized Steel | Not Marked
220261 | 5 | 1989-12-15 | Currently In Use | Gas | 8200 | STIP-3 | Fiberglass Reinforced Plastic | Pressure |  | 1989-12-01 |  | 1989-12-01
220261 | 6 | 1989-12-15 | Currently In Use | Gas | 8200 | STIP-3 | Fiberglass Reinforced Plastic | Pressure |  | 1989-12-01 |  | 1989-12-01
220261 | 7 | 1989-12-15 | Currently In Use | Gas | 8200 | STIP-3 | Fiberglass Reinforced Plastic | Pressure |  | 1989-12-01 |  | 1989-12-01
220262 | 1 | 1991-10-07 | Removed From Ground | Gas | 10000 | Bare Steel | Galvanized Steel | Pressure
220262 | 2 | 1994-01-18 | Removed From Ground | Heating Oil | 8000 | Bare Steel | Galvanized Steel | Not Marked
220262 | 3 | 1994-01-13 | Removed From Ground | Heating Oil | 8000 | Bare Steel | Galvanized Steel | Not Marked
220263 | 1 | 1993-05-01 | Removed From Ground | Gas | 275 | Not Marked/Unknown | Copper | Suction: No Valve At The Tank
220263 | 2 |  | Removed From Ground Date Unknown | Gas | 295 | Cathodically Protected Steel | Cathodically Protected | Not Marked |  | 1993-05-01 |  | 1993-05-01
220264 | 1 | 1987-10-29 | Removed From Ground | Gas | 3000 | Bare Steel | Unknown | Not Marked
220264 | 2 | 1987-10-29 | Removed From Ground | Gas | 3000 | Bare Steel | Unknown | Not Marked
220264 | 3 | 1987-10-29 | Removed From Ground | Gas | 3000 | Bare Steel | Unknown | Not Marked
220264 | 4 | 1989-01-01 | Currently In Use | Gas | 8000 | Steel-Galvanic | Fiberglass Reinforced Plastic | Pressure |  | 1989-01-01 |  | 1989-01-01
220264 | 5 | 1989-01-01 | Currently In Use | Gas | 8000 | Steel-Galvanic | Fiberglass Reinforced Plastic | Pressure |  | 1989-01-01 |  | 1989-01-01
220264 | 6 | 1989-01-01 | Currently In Use | Gas | 8000 | Steel-Galvanic | Fiberglass Reinforced Plastic | Pressure |  | 1989-01-01 |  | 1989-01-01
220264 | 7 | 1989-01-01 | Currently In Use | Diesel | 4000 | Steel-Galvanic | Fiberglass Reinforced Plastic | Pressure |  | 1989-01-01 |  | 1989-01-01
220264 | 8 | 2009-09-03 | Temporarily Out Of Use | Kerosene | 1000 | Steel-Galvanic | Fiberglass Reinforced Plastic | Pressure |  | 1989-01-01 |  | 1989-01-01
220265 | 1 |  | Removed From Ground Date Unknown | Gas | 2000 | Marked Unknown | Unknown | Not Marked
220265 | 2 |  | Removed From Ground Date Unknown | Gas | 2000 | Marked Unknown | Unknown | Not Marked
220265 | 3 |  | Removed From Ground Date Unknown | Gas | 2000 | Marked Unknown | Unknown | Not Marked
220265 | 4 |  | Removed From Ground Date Unknown | Gas | 2000 | Bare Steel | Galvanized Steel | Not Marked
220265 | 5 | 1986-11-01 | Currently In Use | Gas | 10000 | STIP-3 | Impressed Current | Pressure |  | 1986-11-01 |  | 1986-11-01
220265 | 6 | 1986-11-01 | Currently In Use | Gas | 10000 | STIP-3 | Impressed Current | Pressure |  | 1986-11-01 |  | 1986-11-01
220265 | 7 | 1986-11-01 | Currently In Use | Gas | 10000 | STIP-3 | Impressed Current | Pressure |  | 1986-11-01 |  | 1986-11-01
220267 | 1 | 1986-01-01 | Currently In Use | Gas | 8000 | STIP-3 | Fiberglass Reinforced Plastic | Pressure |  | 1986-01-01 12:00 | Y | 1990-01-01 12:00
220267 | 2 | 1986-01-01 | Currently In Use | Gas | 8000 | STIP-3 | Fiberglass Reinforced Plastic | Pressure |  | 1986-01-01 12:00 | Y | 1990-01-01 12:00
220267 | 3 | 1986-01-01 | Currently In Use | Gas | 8000 | STIP-3 | Fiberglass Reinforced Plastic | Pressure |  | 1986-01-01 12:00 | Y | 1990-01-01 12:00
220267 | 4 | 1986-01-01 | Currently In Use | Diesel | 5000 | STIP-3 | Fiberglass Reinforced Plastic | Pressure |  | 1986-01-01 12:00 | Y | 1990-01-01 12:00
220267 | 5 | 1986-01-01 | Currently In Use | Diesel | 5000 | STIP-3 | Fiberglass Reinforced Plastic | Pressure |  | 1986-01-01 12:00 | Y | 1990-01-01 12:00
220267 | 6 | 1987-04-15 | Removed From Ground | Other | 12000 | Bare Steel | Galvanized Steel | Pressure |  | 1980-01-01
220267 | 7 | 1987-04-15 | Removed From Ground | Other | 5000 | Bare Steel | Not Marked | Pressure |  | 1980-01-01
220267 | 8 | 1987-04-15 | Removed From Ground | Other | 5000 | Bare Steel | Not Marked | Pressure |  | 1980-01-01
220268 | 1 | 1990-10-10 | Removed From Ground | Gas | 300 | Bare Steel | Unknown | Not Marked
220270 | 1 | 1979-01-03 | Currently In Use | Gas | 4000 | Steel-Impressed Current | Cathodically Protected | Suction: Valve At The Tank |  | 1998-12-01 |  | 1990-12-01
220270 | 2 | 1979-01-03 | Currently In Use | Gas | 4000 | Steel-Impressed Current | Cathodically Protected | Suction: Valve At The Tank |  | 1998-12-01 |  | 1990-12-01
220270 | 3 | 1986-01-01 | Currently In Use | Gas | 5000 | Steel-Impressed Current | Cathodically Protected | Suction: Valve At The Tank |  | 1998-12-01 |  | 1998-12-01
220270 | 4 | 1998-12-01 | Removed From Ground | Empty | 2000 | Bare Steel | Bare Steel | Suction: Valve At The Tank
220271 | 1 | 1986-01-01 | Currently In Use | Gas | 8000 | Steel-Galvanic | Fiberglass Reinforced Plastic | Pressure |  | 1996-01-01 |  | 1996-01-01
220271 | 2 | 1986-01-01 | Currently In Use | Gas | 8000 | Steel-Galvanic | Fiberglass Reinforced Plastic | Pressure |  | 1996-01-01 |  | 1996-01-01
220271 | 3 | 1986-01-01 | Currently In Use | Gas | 8000 | Steel-Galvanic | Fiberglass Reinforced Plastic | Pressure |  | 1996-01-01 |  | 1996-01-01
220272 | 1 | 1995-08-14 | Removed From Ground | Gas | 1020 | Bare Steel | Galvanized Steel | Not Marked
220272 | 2 | 1995-08-14 | Removed From Ground | Gas | 1020 | Bare Steel | Galvanized Steel | Not Marked
220272 | 3 | 1995-08-14 | Removed From Ground | Diesel | 2000 | Bare Steel | Galvanized Steel | Not Marked
220272 | 4 | 1995-08-14 | Removed From Ground | Gas | 2000 | Bare Steel | Galvanized Steel | Not Marked
220272 | 5 |  | Removed From Ground Date Unknown | Diesel | 1000 | Bare Steel | Galvanized Steel | Not Marked
220272 | 6 | 1999-07-13 | Removed From Ground | Gas | 1020 | Bare Steel | Not Marked | Not Marked
220272 | 7 | 1999-07-13 | Removed From Ground | Diesel | 1020 | Bare Steel | Not Marked | Not Marked
220272 | 8 | 2007-01-01 | Currently In Use | Gas | 4000 | Fiberglass Double Walled | Fiberglass Reinforced Plastic | Suction: No Valve At The Tank | N | 2007-02-01 | N | 2007-01-01
220272 | 9 | 2007-01-01 | Currently In Use | Diesel | 2500 | Fiberglass Double Walled | Fiberglass Reinforced Plastic | Suction: No Valve At The Tank | N | 2007-02-01 | N | 2007-01-01
222000 | 1 | 1995-08-18 | Removed From Ground | Other | 600 | Bare Steel | Copper | Suction: Valve At The Tank
222001 | 1 | 1988-01-01 | Currently In Use | Gas | 10000 | Composite | Fiberglass Reinforced Plastic | Pressure |  | 1988-01-01 |  | 1988-01-01
222001 | 2 | 1988-01-01 | Currently In Use | Gas | 8000 | Composite | Fiberglass Reinforced Plastic | Pressure |  | 1988-01-01 |  | 1988-01-01
222001 | 3 | 1988-01-01 | Currently In Use | Diesel | 8000 | Composite | Fiberglass Reinforced Plastic | Pressure |  | 1988-01-01 |  | 1988-01-01
230088 | 1 | 1998-12-21 | Removed From Ground | Kerosene | 550 | Bare Steel | Galvanized Steel | Suction: Valve At The Tank
230089 | 1 | 1989-07-14 | Removed From Ground | Empty | 1000 | Bare Steel | Galvanized Steel | Not Marked
230089 | 2 | 1989-07-14 | Removed From Ground | Empty | 1000 | Bare Steel | Galvanized Steel | Not Marked
230089 | 3 | 1989-07-14 | Removed From Ground | Empty | 3000 | Bare Steel | Galvanized Steel | Not Marked
230089 | 4 | 1989-07-14 | Removed From Ground | Empty | 1000 | Bare Steel | Galvanized Steel | Not Marked
230089 | 5 |  | Permanently Out Of Use | Gas | 550 | Bare Steel | Galvanized Steel | Not Marked
230089 | 6 |  | Permanently Out Of Use | Gas | 550 | Bare Steel | Galvanized Steel | Not Marked
230091 | 1 | 2009-03-02 | Temporarily Out Of Use | Gas | 8000 | Steel-Impressed Current | Cathodically Protected | Suction: Valve At The Tank |  | 1999-02-01 |  | 1999-02-01
230091 | 3 | 2009-03-02 | Temporarily Out Of Use | Gas | 4000 | Steel-Impressed Current | Cathodically Protected | Suction: Valve At The Tank |  | 1999-02-01 |  | 1999-02-01
230091 | 5 | 2000-06-01 | Removed From Ground | Kerosene | 550 | Bare Steel | Galvanized Steel | Suction: Valve At The Tank
230092 | 1 |  | Closed In Ground Date Unknown | Gas | 1000 | Bare Steel | Galvanized Steel | Not Marked
230092 | 2 |  | Closed In Ground Date Unknown | Gas | 500 | Bare Steel | Galvanized Steel | Not Marked
230093 | 1 | 1986-01-01 | Currently In Use | Gas | 10000 | Composite | Fiberglass Reinforced Plastic | Pressure |  | 1994-05-18 |  | 1994-05-18
230093 | 2 | 1986-01-01 | Currently In Use | Gas | 10000 | Composite | Fiberglass Reinforced Plastic | Pressure |  | 1994-05-18 |  | 1994-05-18
230093 | 3 | 1986-01-01 | Currently In Use | Gas | 10000 | Composite | Fiberglass Reinforced Plastic | Pressure |  | 1994-05-18 |  | 1994-05-18
230093 | 4 | 1986-01-01 | Currently In Use | Kerosene | 2000 | Composite | Fiberglass Reinforced Plastic | Pressure |  | 1994-05-18 |  | 1994-05-18
230095 | 1 | 2004-10-01 | Removed From Ground | Gas | 11600 | Fiberglass | Fiberglass Reinforced Plastic | Pressure |  | 2000-02-01 |  | 2000-02-01
230095 | 2 | 2004-10-01 | Removed From Ground | Gas | 11600 | Fiberglass | Fiberglass Reinforced Plastic | Pressure |  | 2000-02-01 |  | 2000-02-01
230095 | 3 | 2004-10-01 | Removed From Ground | Gas | 11600 | Fiberglass | Fiberglass Reinforced Plastic | Pressure |  | 2000-02-01 |  | 2000-02-01
230095 | 4 | 2004-10-01 | Removed From Ground | Gas | 11600 | Fiberglass | Fiberglass Reinforced Plastic | Pressure |  | 2000-02-01 |  | 2000-02-01
230095 | 5 | 2004-10-01 | Currently In Use | Gas | 20000 | Composite Double Walled | Fiberglass/Double Walled | Pressure | N | 2004-10-01 | N | 2004-10-01
230095 | 6 | 2004-10-01 | Currently In Use | Diesel | 12000 | Composite Double Walled | Fiberglass/Double Walled | Pressure | N | 2004-10-01 | N | 2004-10-01
230095 | 7 | 2004-10-01 | Currently In Use | Gas | 12000 | Composite Double Walled | Fiberglass/Double Walled | Pressure | N | 2004-10-01 | N | 2004-10-01
230096 | 1 | 1986-11-01 | Closed In Ground | Gas | 1000 | Bare Steel | Galvanized Steel | Not Marked
240035 | 1 | 1999-05-01 | Removed From Ground | Diesel | 285 | Bare Steel | Bare Steel | Not Marked
240036 | 1 | 1988-10-01 | Removed From Ground | Empty | 1500 | Bare Steel | Galvanized Steel | Not Marked
240036 | 2 | 1988-10-01 | Removed From Ground | Gas | 2000 | Bare Steel | Galvanized Steel | Not Marked
240036 | 3 | 1988-10-01 | Removed From Ground | Diesel | 3000 | Bare Steel | Galvanized Steel | Not Marked
240036 | 4 | 1988-10-01 | Removed From Ground | Other | 500 | Bare Steel | Galvanized Steel | Not Marked
240036 | 5 | 1988-10-01 | Removed From Ground | Other | 500 | Bare Steel | Galvanized Steel | Not Marked
240036 | 6 | 1988-10-01 | Removed From Ground | Used Oil | 250 | Bare Steel | Galvanized Steel | Not Marked | Y |  | Y
240037 | 1 | 1988-04-01 | Removed From Ground | Used Oil | 250 | Bare Steel | Galvanized Steel | Not Marked | Y |  | Y
240038 | 1 | 1994-10-01 | Removed From Ground | Gas | 4000 | Bare Steel | Galvanized Steel | Suction: No Valve At The Tank
240038 | 2 | 1994-10-01 | Removed From Ground | Gas | 4000 | Bare Steel | Galvanized Steel | Not Marked
240038 | 3 | 1994-10-01 | Removed From Ground | Diesel | 4000 | Bare Steel | Galvanized Steel | Suction: No Valve At The Tank
240038 | 4 | 1994-10-24 | Currently In Use | Gas | 10000 | Composite | Fiberglass Reinforced Plastic | Pressure |  | 1994-10-01 |  | 1994-10-01
240038 | 5A | 1994-10-24 | Currently In Use | Gas | 5000 | Composite | Fiberglass Reinforced Plastic | Pressure |  | 1994-10-01 |  | 1994-10-01
240038 | 5B | 1994-10-24 | Currently In Use | Gas | 5000 | Composite | Fiberglass Reinforced Plastic | Pressure |  | 1994-10-01 |  | 1994-10-01
250006 | 1 | 1999-12-14 | Removed From Ground | Gas | 10000 | Bare Steel | Galvanized Steel | Suction: Valve At The Tank
250006 | 2 | 1998-12-01 | Removed From Ground | Gas | 10000 | Bare Steel | Galvanized Steel | Not Marked
250006 | 3 | 1999-12-14 | Removed From Ground | Diesel | 8000 | Bare Steel | Galvanized Steel | Not Marked
250051 | 1 | 1995-05-01 | Removed From Ground | Gas | 4000 | Bare Steel | Galvanized Steel | Not Marked
250145 | 1 | 1993-09-01 | Currently In Use | Gas | 2000 | STIP-3 | Fiberglass Reinforced Plastic | Suction: No Valve At The Tank |  | 1993-01-01 |  | 1993-01-01
250377 | 1 | 1995-01-01 | Removed From Ground | Gas | 6000 | Bare Steel | Galvanized Steel | Pressure
250377 | 2 | 1995-01-01 | Removed From Ground | Gas | 6000 | Bare Steel | Galvanized Steel | Pressure
250377 | 3 | 1986-04-01 | Currently In Use | Gas | 6000 | STIP-3 | Fiberglass Reinforced Plastic | Pressure |  | 1995-01-01 |  | 1995-01-01
250377 | 4 | 1995-03-01 | Currently In Use | Gas | 10000 | STIP-3 | Fiberglass Reinforced Plastic | Pressure |  | 1995-01-01 |  | 1995-01-01
250503 | 1 | 1985-05-13 | Currently In Use | Gas | 8000 | Steel-Impressed Current | Fiberglass Reinforced Plastic | Pressure |  | 1996-09-01 |  | 1996-09-01
250503 | 2 | 1985-05-13 | Currently In Use | Gas | 8000 | Steel-Impressed Current | Fiberglass Reinforced Plastic | Pressure |  | 1996-09-01 |  | 1996-09-01
250503 | 3 | 1985-05-13 | Currently In Use | Gas | 8000 | Steel-Impressed Current | Fiberglass Reinforced Plastic | Pressure |  | 1996-09-01 |  | 1996-09-01
250504 | 1 | 2014-05-13 | Closed In Ground | Gas | 10000 | Epoxy | Fiberglass Reinforced Plastic | Pressure | Y | 1998-04-01 12:00 | Y | 1998-04-01 12:00
250504 | 2 | 2015-04-24 | Removed From Ground | Used Oil | 500 | Epoxy | Fiberglass Reinforced Plastic | Not Marked | Y | 2006-08-16 12:00 | Y | 1998-04-01 12:00
250504 | 3 | 2007-06-25 | Currently In Use | Diesel | 20000 | Double Walled | Fiberglass/Double Walled | Pressure | N | 2007-06-25 | N | 2007-06-25
250504 | 4 | 2007-06-25 | Currently In Use | Diesel | 20000 | Double Walled | Fiberglass/Double Walled | Pressure | N | 2007-06-25 | N | 2007-06-25
250505 | 1 | 1990-03-14 | Closed In Ground | Used Oil | 1000 | Bare Steel | Bare Steel | Not Marked | Y |  | Y
250507 | 1 | 1989-12-01 | Removed From Ground | Gas | 10000 | Bare Steel | Bare Steel | Not Marked
250507 | 2 | 1989-12-01 | Removed From Ground | Gas | 1000 | Bare Steel | Bare Steel | Not Marked
250507 | 3 | 1989-12-01 | Removed From Ground | Used Oil | 500 | Bare Steel | Bare Steel | Not Marked | Y |  | Y
250509 | 1 | 1997-04-01 | Removed From Ground | Other | 6250 | Bare Steel | Bare Steel | Not Marked
250509 | 2 | 1997-04-01 | Removed From Ground | Other | 6250 | Bare Steel | Bare Steel | Not Marked
250509 | 3 | 1997-04-01 | Removed From Ground | Other | 9253 | Bare Steel | Bare Steel | Not Marked
250509 | 4 | 1997-04-01 | Removed From Ground | Other | 9253 | Bare Steel | Bare Steel | Not Marked
250509 | 5 | 1997-04-01 | Removed From Ground | Other | 9253 | Bare Steel | Bare Steel | Not Marked
250509 | 6 | 1997-04-01 | Removed From Ground | Gas | 1000 | Bare Steel | Bare Steel | Not Marked
250509 | 7 | 1997-04-01 | Removed From Ground | Used Oil | 500 | Bare Steel | Bare Steel | Not Marked | Y |  | Y
250509 | 8AST |  | Removed From Ground Date Unknown | Used Oil | 500 | Bare Steel | Bare Steel | Not Marked | Y |  | Y
250510 | 1 | 1992-02-05 | Removed From Ground | Used Oil | 550 | Bare Steel | Unknown | Not Marked | Y |  | Y
250510 | 2 | 1992-02-05 | Removed From Ground | Other | 1000 | Bare Steel | Galvanized Steel | Not Marked
250510 | 3 | 1992-02-05 | Removed From Ground | Gas | 5000 | Not Marked/Unknown | Not Marked | Not Marked
250510 | 4 |  | Removed From Ground Date Unknown | Gas | 5000 | Not Marked/Unknown | Not Marked | Not Marked
250510 | 5 | 1998-11-12 | Closed In Ground | Gas | 12000 | Double Walled | Fiberglass Reinforced Plastic | Pressure
250510 | 6 | 1998-11-12 | Closed In Ground | Diesel | 4000 | Double Walled | Fiberglass Reinforced Plastic | Pressure
250510 | 7 | 1998-11-12 | Closed In Ground | Other | 2500 | Double Walled | Fiberglass Reinforced Plastic | Pressure
250510 | 8 | 1998-11-12 | Closed In Ground | Used Oil | 600 | Double Walled | Fiberglass Reinforced Plastic | Pressure | Y |  | Y
250511 | 1 | 1986-01-01 | Currently In Use | Gas | 12000 | Composite Double Walled | Fiberglass Reinforced Plastic | Pressure |  | 1986-01-01 |  | 1986-01-01
250511 | 2 | 1986-01-01 | Currently In Use | Gas | 12000 | Composite Double Walled | Fiberglass Reinforced Plastic | Pressure |  | 1986-01-01 |  | 1986-01-01
250511 | 3 | 1986-01-01 | Currently In Use | Gas | 12000 | Composite Double Walled | Fiberglass Reinforced Plastic | Pressure |  | 1986-01-01 |  | 1986-01-01
250511 | 4 | 1986-01-01 | Currently In Use | Gas | 6000 | Composite Double Walled | Fiberglass Reinforced Plastic | Pressure |  | 1986-01-01 |  | 1986-01-01
250511 | 5 | 1986-01-01 | Currently In Use | Diesel | 6000 | Composite Double Walled | Fiberglass Reinforced Plastic | Pressure |  | 1986-01-01 |  | 1986-01-01
250512 | 1 | 1987-01-01 | Currently In Use | Gas | 8000 | Steel-Impressed Current | Impressed Current | Pressure |  | 1987-01-01 |  | 1987-01-01
250512 | 2 | 1987-01-01 | Currently In Use | Gas | 8000 | Steel-Impressed Current | Impressed Current | Pressure |  | 1987-01-01 |  | 1987-01-01
250512 | 3 | 1987-01-01 | Currently In Use | Gas | 8000 | Steel-Impressed Current | Impressed Current | Pressure |  | 1987-01-01 |  | 1987-01-01
250512 | 4 | 1987-01-01 | Currently In Use | Diesel | 4000 | Steel-Impressed Current | Impressed Current | Suction: No Valve At The Tank |  | 1987-01-01 |  | 1987-01-01
250512 | 5 | 1987-01-01 | Currently In Use | Kerosene | 4000 | Steel-Impressed Current | Impressed Current | Suction: No Valve At The Tank |  | 1987-01-01 |  | 1987-01-01
250515 | 1 |  | Currently In Use | Gas |  | Bare Steel | Galvanized Steel | Not Marked
250515 | 1 |  | Removed From Ground Date Unknown | Gas |  | Bare Steel | Galvanized Steel | Not Marked
250515 | 2 |  | Currently In Use | Gas |  | Bare Steel | Galvanized Steel | Not Marked
250515 | 2 |  | Removed From Ground Date Unknown | Gas |  | Bare Steel | Galvanized Steel | Not Marked
250515 | 3 |  | Currently In Use | Gas |  | Bare Steel | Galvanized Steel | Not Marked
250515 | 3 |  | Removed From Ground Date Unknown | Gas |  | Bare Steel | Galvanized Steel | Not Marked
250515 | 4 |  | Currently In Use | Kerosene |  | Bare Steel | Galvanized Steel | Not Marked
250515 | 4 |  | Removed From Ground Date Unknown | Kerosene |  | Bare Steel | Galvanized Steel | Not Marked
250516 | 1 | 1991-08-01 | Removed From Ground | Gas | 4000 | Bare Steel | Unknown | Not Marked
250516 | 2 | 1981-08-01 | Removed From Ground | Gas | 3000 | Bare Steel | Unknown | Not Marked
250516 | 3 | 1991-08-01 | Removed From Ground | Gas | 5000 | Bare Steel | Unknown | Not Marked
250516 | 4 | 1991-08-01 | Removed From Ground | Gas | 6000 | Fiberglass | Unknown | Not Marked
250516 | 5 | 1992-10-06 | Currently In Use | Gas | 10000 | Composite | Fiberglass Reinforced Plastic | Pressure |  | 1992-10-06 |  | 1992-10-06
250516 | 6A | 1992-10-06 | Currently In Use | Gas | 5000 | Composite | Fiberglass Reinforced Plastic | Pressure |  | 1992-10-06 |  | 1992-10-06
250516 | 6B | 1992-10-06 | Currently In Use | Gas | 5000 | Composite | Fiberglass Reinforced Plastic | Pressure |  | 1992-10-06 |  | 1992-10-06
250518 | 1 | 1996-09-08 | Removed From Ground | Diesel | 10000 | Bare Steel | Galvanized Steel | Not Marked
250518 | 2 | 1996-09-15 | Removed From Ground | Diesel | 1000 | Bare Steel | Galvanized Steel | Not Marked
250518 | 3 | 1996-09-08 | Removed From Ground | Used Oil | 550 | Bare Steel | Galvanized Steel | Not Marked | Y |  | Y
250518 | 4 | 1996-09-08 | Removed From Ground | Gas | 550 | Bare Steel | Galvanized Steel | Not Marked
250520 | 1 | 1994-02-04 | Removed From Ground | Gas | 3000 | Cathodically Protected Steel | Galvanized Steel | Suction: Valve At The Tank
250523 | 1 | 2001-01-25 | Removed From Ground | Heating Oil | 4500 | Bare Steel | Galvanized Steel | Not Marked
250524 | 1 | 1979-05-15 | Currently In Use | Diesel | 30000 | Cathodically Protected Steel | Cathodically Protected | Suction: No Valve At The Tank |  | 1998-12-01 |  | 1998-12-01
250526 | 1 | 2000-09-01 | Closed In Ground | Other | 3000 | Composite | Galvanized Steel | Suction: No Valve At The Tank | Y |  | Y
250526 | 2 | 2000-09-01 | Closed In Ground | Other | 4000 | Composite | Galvanized Steel | Suction: No Valve At The Tank
250526 | 3 | 2000-09-01 | Closed In Ground | Used Oil | 4000 | Composite | Galvanized Steel | Gravity Fed | Y |  | Y
250527 | 1 |  | Permanently Out Of Use | Kerosene | 1000 | Bare Steel | Bare Steel | Not Marked
250527 | 2 |  | Permanently Out Of Use | Kerosene | 1000 | Bare Steel | Bare Steel | Not Marked
250527 | 3 |  | Permanently Out Of Use | Kerosene | 1000 | Bare Steel | Bare Steel | Not Marked
250530 | 1 | 2008-04-04 | Removed From Ground | Diesel | 10000 | Cathodically Protected Steel | Fiberglass Reinforced Plastic | Suction: Valve At The Tank |  | 1992-11-30 |  | 1992-11-30
250531 | 1 | 1992-11-01 | Removed From Ground | Gas | 8000 | Bare Steel | Galvanized Steel | Not Marked
250532 | 1 |  | Closed In Ground Date Unknown | Gas | 3000 | Bare Steel | Galvanized Steel | Not Marked
250532 | 2 | 1995-09-01 | Closed In Ground | Gas | 3000 | Bare Steel | Galvanized Steel | Not Marked
250532 | 3 | 1987-05-13 | Removed From Ground | Gas | 4000 | Bare Steel | Galvanized Steel | Not Marked
250532 | 4 | 1995-09-01 | Closed In Ground | Gas | 3000 | Cathodically Protected Steel | Galvanized Steel | Not Marked
250532 | 5 | 1995-09-01 | Closed In Ground | Gas | 3000 | Cathodically Protected Steel | Galvanized Steel | Not Marked
250534 | 1 | 1986-01-01 | Currently In Use | Gas | 8000 | STIP-3 | Fiberglass Reinforced Plastic | Pressure |  | 1992-04-10 |  | 1992-04-10
250534 | 2 | 1986-01-01 | Currently In Use | Gas | 8000 | STIP-3 | Fiberglass Reinforced Plastic | Pressure |  | 1992-04-10 |  | 1992-04-10
250534 | 3 | 1986-01-01 | Currently In Use | Gas | 8000 | STIP-3 | Fiberglass Reinforced Plastic | Pressure |  | 1992-04-10 |  | 1992-04-10
250539 | 1 | 1986-01-01 | Currently In Use | Gas | 10000 | EPOXY/DOUBLE WALLED | Fiberglass Reinforced Plastic | Pressure |  | 1997-01-01 12:00 | Y | 1998-12-01 12:00
250539 | 2 | 1986-01-01 | Currently In Use | Gas | 6000 | EPOXY/DOUBLE WALLED | Fiberglass Reinforced Plastic | Pressure |  | 1997-01-01 12:00 | Y | 1998-12-01 12:00
250539 | 3 | 2013-01-28 | Temporarily Out Of Use | Gas | 10000 | EPOXY/DOUBLE WALLED | Fiberglass Reinforced Plastic | Pressure |  | 1997-01-01 12:00 | Y | 1998-12-01 12:00
250539 | 4 | 1986-01-01 | Currently In Use | Diesel | 10000 | EPOXY/DOUBLE WALLED | Fiberglass Reinforced Plastic | Pressure |  | 1997-01-01 12:00 | Y | 1998-12-01 12:00
250540 | 1 | 1987-01-01 | Removed From Ground | Gas | 6000 | Fiberglass | Galvanized Steel | Not Marked
250540 | 2 | 1987-01-01 | Removed From Ground | Gas | 6000 | Fiberglass | Galvanized Steel | Not Marked
250540 | 3 | 1987-01-01 | Removed From Ground | Gas | 6000 | Fiberglass | Galvanized Steel | Not Marked
250540 | 4 | 1987-01-01 | Currently In Use | Gas | 10000 | Steel-Galvanic | Fiberglass Reinforced Plastic | Pressure |  | 1987-01-01 |  | 1987-01-01
250540 | 5 | 1987-01-01 | Currently In Use | Gas | 10000 | Steel-Galvanic | Fiberglass Reinforced Plastic | Pressure |  | 1987-01-01 |  | 1987-01-01
250540 | 6 | 1987-01-01 | Currently In Use | Gas | 10000 | Steel-Galvanic | Fiberglass Reinforced Plastic | Pressure |  | 1987-01-01 |  | 1987-01-01
250541 | 1 | 1987-05-11 | Currently In Use | Gas | 8000 | Steel-Galvanic | Fiberglass Reinforced Plastic | Pressure |  | 1991-03-01 |  | 1991-03-01
250541 | 2 | 1987-05-11 | Currently In Use | Gas | 8000 | Steel-Galvanic | Fiberglass Reinforced Plastic | Pressure |  | 1991-03-01 |  | 1991-03-01
250541 | 3 | 1987-05-11 | Currently In Use | Gas | 8000 | Steel-Galvanic | Fiberglass Reinforced Plastic | Pressure |  | 1991-03-01 |  | 1991-03-01
250543 | 1 | 1999-09-13 | Removed From Ground | Used Oil | 560 | Bare Steel | Bare Steel | Not Marked | Y |  | Y
250545 | 1 | 1994-12-09 | Removed From Ground | Heating Oil | 5000 | Bare Steel | Copper | Suction: No Valve At The Tank
250546 | 1 | 1997-04-07 | Removed From Ground | Gas | 1000 | Bare Steel | Bare Steel | Not Marked
250546 | 2 | 1997-03-12 | Currently In Use | Gas | 2500 | Fiberglass Double Walled | Fiberglass Reinforced Plastic | Suction: No Valve At The Tank |  | 1997-03-12 |  | 1997-03-12
250546 | 3 | 1997-03-12 | Currently In Use | Diesel | 1000 | Fiberglass Double Walled | Fiberglass Reinforced Plastic | Suction: No Valve At The Tank |  | 1997-03-12 |  | 1997-03-12
250546 | 4 | 1997-03-12 | Currently In Use | Diesel | 1000 | Fiberglass Double Walled | Fiberglass Reinforced Plastic | Suction: No Valve At The Tank |  | 1997-03-12 |  | 1997-03-12
250549 | 1 | 1987-11-04 | Currently In Use | Gas | 10000 | Steel-Galvanic | Fiberglass Reinforced Plastic | Pressure |  | 1987-11-04 |  | 1987-11-04
250549 | 2 | 1987-11-04 | Currently In Use | Gas | 10000 | Steel-Galvanic | Fiberglass Reinforced Plastic | Pressure |  | 1987-11-04 |  | 1987-11-04
250549 | 3 | 1987-11-04 | Currently In Use | Gas | 10000 | Steel-Galvanic | Fiberglass Reinforced Plastic | Pressure |  | 1987-11-04 |  | 1987-11-04
250549 | 4 | 1988-11-10 | Currently In Use | Diesel | 4000 | Composite | Fiberglass Reinforced Plastic | Pressure |  | 1987-11-04 |  | 1987-11-04
250550 | 1 | 2008-03-19 | Removed From Ground | Gas | 10000 | Fiberglass | Fiberglass Reinforced Plastic | Pressure |  | 1987-11-04 |  | 1987-11-04
250550 | 2 | 2008-03-18 | Removed From Ground | Gas | 10000 | Fiberglass | Fiberglass Reinforced Plastic | Pressure |  | 1987-11-04 |  | 1987-11-04
250550 | 3 | 2008-03-19 | Removed From Ground | Gas | 10000 | Fiberglass | Fiberglass Reinforced Plastic | Pressure |  | 1987-11-04 |  | 1987-11-04
250550 | 4 | 2008-03-19 | Removed From Ground | Diesel | 10000 | Fiberglass | Fiberglass Reinforced Plastic | Pressure |  | 1987-11-04 |  | 1987-11-04
250550 | 5 | 1996-12-16 | Removed From Ground | Used Oil | 550 | Bare Steel | Bare Steel | Gravity Fed | Y |  | Y
250550 | A |  | Removed From Ground Date Unknown | Gas | 10000 | Bare Steel |  |  | N |  | N
250550 | B |  | Removed From Ground Date Unknown | Gas | 10000 | Bare Steel |  |  | N |  | N
250550 | C |  | Removed From Ground Date Unknown | Gas | 10000 | Bare Steel |  |  | N |  | N
250550 | D |  | Removed From Ground Date Unknown | Diesel | 10000 | Bare Steel |  |  | N |  | N
250551 | 1 | 2012-06-11 | Removed From Ground | Gas | 10000 | Fiberglass | Fiberglass Reinforced Plastic | Pressure |  | 1988-01-01 |  | 1988-01-01
250551 | 2 | 2012-06-11 | Removed From Ground | Gas | 10000 | Fiberglass | Fiberglass Reinforced Plastic | Pressure |  | 1988-01-01 |  | 1988-01-01
250551 | 3 | 2012-06-11 | Removed From Ground | Gas | 10000 | Fiberglass | Fiberglass Reinforced Plastic | Pressure |  | 1988-01-01 |  | 1988-01-01
250551 | 4 | 2013-04-01 | Currently In Use | Gas | 15000 | Tank Jacket/Double Walled | Fiberglass/Double Walled | Pressure | N | 2013-04-01 | N | 2013-04-01
250551 | 5 | 2013-04-01 | Currently In Use | Gas | 4000 | Tank Jacket/Double Walled | Fiberglass/Double Walled | Pressure | N | 2013-04-01 | N | 2013-04-01
250551 | 6 | 2013-04-01 | Currently In Use | Diesel | 4000 | Tank Jacket/Double Walled | Fiberglass/Double Walled | Pressure | N | 2013-04-01 | N | 2013-04-01
250551 | 7 | 2013-04-01 | Currently In Use | Gasohol | 2000 | Tank Jacket/Double Walled | Fiberglass/Double Walled | Pressure | N | 2013-04-01 | N | 2013-04-01
250553 | 1 | 1987-11-04 | Currently In Use | Gas | 20000 | Composite Double Walled | Fiberglass Reinforced Plastic | Pressure |  | 1987-11-04 |  | 1987-11-04
250553 | 2 | 1987-11-04 | Currently In Use | Gas | 12000 | Composite Double Walled | Fiberglass Reinforced Plastic | Pressure |  | 1987-11-04 |  | 1987-11-04
250553 | 3 | 1987-11-04 | Currently In Use | Diesel | 12000 | Composite Double Walled | Fiberglass Reinforced Plastic | Pressure |  | 1987-11-04 |  | 1987-11-04
250553 | 4 | 1987-11-04 | Currently In Use | Gas | 12000 | Composite Double Walled | Fiberglass Reinforced Plastic | Pressure |  | 1987-11-04 |  | 1987-11-04
250553 | 5 | 1987-11-04 | Currently In Use | Gas | 12000 | Composite Double Walled | Fiberglass Reinforced Plastic | Pressure |  | 1987-11-04 |  | 1987-11-04
250554 | 1 | 1987-11-04 | Currently In Use | Gas | 10000 | Fiberglass | Fiberglass Reinforced Plastic | Pressure |  | 1994-06-30 |  | 1994-06-30
250554 | 2 | 1987-11-04 | Currently In Use | Gas | 10000 | Fiberglass | Fiberglass Reinforced Plastic | Pressure |  | 1994-06-30 |  | 1994-06-30
250554 | 3 | 1987-11-04 | Currently In Use | Gas | 10000 | Fiberglass | Fiberglass Reinforced Plastic | Pressure |  | 1994-06-30 |  | 1994-06-30
252000 | 1 | 2002-05-20 | Removed From Ground | Gas | 10000 | Fiberglass | Fiberglass Reinforced Plastic | Pressure |  | 1988-01-01 |  | 1988-01-01
252000 | 2 | 2002-05-20 | Removed From Ground | Gas | 10000 | Fiberglass | Fiberglass Reinforced Plastic | Pressure |  | 1988-01-01 |  | 1988-01-01
252000 | 3 | 2002-05-20 | Removed From Ground | Gas | 10000 | Fiberglass | Fiberglass Reinforced Plastic | Pressure |  | 1988-01-01 |  | 1988-01-01
252001 | 1 | 1987-11-01 | Removed From Ground | Empty | 2000 | Bare Steel | Galvanized Steel | Not Marked
252001 | 2 | 1987-11-01 | Removed From Ground | Empty | 2000 | Bare Steel | Galvanized Steel | Not Marked
252001 | 3 | 1987-11-01 | Removed From Ground | Empty | 2000 | Bare Steel | Galvanized Steel | Not Marked
252001 | 4 | 1987-06-04 | Currently In Use | Gas | 8000 | Steel-Impressed Current | Double Walled | Pressure |  | 1987-06-04 |  | 1987-06-04
252001 | 5 | 1987-06-04 | Currently In Use | Gas | 8000 | Steel-Impressed Current | Double Walled | Pressure |  | 1987-06-04 |  | 1987-06-04
252001 | 6 | 1987-06-04 | Currently In Use | Gas | 8000 | Steel-Impressed Current | Double Walled | Pressure |  | 1998-06-04 |  | 1987-06-04
252002 | 1 | 2005-09-06 | Removed From Ground | Gas | 8000 | Steel-Galvanic | Fiberglass Reinforced Plastic | Pressure |  | 1987-11-04 |  | 1987-11-04
252002 | 2 | 2005-09-06 | Removed From Ground | Gas | 8000 | Steel-Galvanic | Fiberglass Reinforced Plastic | Pressure |  | 1987-11-04 |  | 1987-11-04
252002 | 3 | 2005-09-06 | Removed From Ground | Gas | 8000 | Steel-Galvanic | Fiberglass Reinforced Plastic | Pressure |  | 1987-11-04 |  | 1987-11-04
252002 | 4 | 2005-02-09 | Currently In Use | Gas | 12000 | Fiberglass Double Walled | Fiberglass/Double Walled | Pressure | N | 2005-02-15 | N | 2005-02-15
252002 | 5 | 2005-02-09 | Currently In Use | Gas | 8000 | Fiberglass Double Walled | Fiberglass/Double Walled | Pressure | N | 2005-02-15 | N | 2005-02-15
252003 | 1 | 2009-04-14 | Removed From Ground | Diesel | 3000 | STIP-3 | Fiberglass Reinforced Plastic | Pressure |  | 1987-11-04 |  | 1987-11-04
252003 | 2 | 2009-04-14 | Removed From Ground | Gas | 3000 | STIP-3 | Fiberglass Reinforced Plastic | Pressure |  | 1987-11-04 |  | 1987-11-04
252003 | 3A | 2009-04-01 | Currently In Use | Gas | 3000 | Composite Double Walled | Fiberglass Reinforced Plastic | Suction: Valve At The Tank | N | 2009-04-01 | N | 2009-04-01
252003 | 3B | 2009-04-01 | Currently In Use | Diesel | 1000 | Composite Double Walled | Fiberglass Reinforced Plastic | Suction: Valve At The Tank | N | 2009-04-01 | N | 2009-04-01
252005 | 1 | 1991-04-01 | Removed From Ground | Gas | 6020 | Bare Steel | Galvanized Steel | Suction: Valve At The Tank
252005 | 2 | 1991-04-01 | Removed From Ground | Gas | 4010 | Bare Steel | Galvanized Steel | Suction: Valve At The Tank
252005 | 3 | 1991-04-01 | Removed From Ground | Gas | 4010 | Bare Steel | Galvanized Steel | Not Marked
252005 | 4 | 1991-04-01 | Removed From Ground | Gas | 4010 | Cathodically Protected Steel | Galvanized Steel | Suction: Valve At The Tank
252005 | 5A |  | Removed From Ground Date Unknown | Diesel | 5000 | Cathodically Protected Steel | Cathodically Protected | Pressure |  | 1991-04-01 |  | 1991-04-01
252005 | 5B |  | Removed From Ground Date Unknown | Gas | 5000 | Composite | Double Walled | Pressure |  | 1991-04-01 |  | 1991-04-01
252005 | 6A |  | Removed From Ground Date Unknown | Gas | 4000 | Composite | Double Walled | Pressure |  | 1991-04-01 |  | 1991-04-01
252005 | 6B |  | Removed From Ground Date Unknown | Gas | 4000 | Composite | Double Walled | Pressure |  | 1991-04-01 |  | 1991-04-01
270014 | 1 | 1997-10-07 | Removed From Ground | Empty | 8000 | Bare Steel | Galvanized Steel | Suction: Valve At The Tank
270014 | 2 | 1997-10-07 | Removed From Ground | Empty | 1000 | Bare Steel | Galvanized Steel | Suction: Valve At The Tank
270015 | 1 | 2004-02-10 | Closed In Ground | Gas | 1000 | Steel-Impressed Current | Cathodically Protected | Suction: No Valve At The Tank |  | 1996-11-01 |  | 1996-11-01
270015 | 2 | 2004-02-10 | Removed From Ground | Gas | 1000 | Steel-Impressed Current | Cathodically Protected | Suction: No Valve At The Tank |  | 1996-11-01 |  | 1996-11-01
270015 | 3 | 2004-02-10 | Removed From Ground | Gas | 3000 | Steel-Impressed Current | Cathodically Protected | Suction: No Valve At The Tank |  | 1996-11-01 |  | 1996-11-01
270015 | 4 | 2004-02-10 | Removed From Ground | Diesel | 2000 | Steel-Impressed Current | Cathodically Protected | Suction: No Valve At The Tank |  | 1996-11-01 |  | 1996-11-01
270017 | 1 | 1992-10-28 | Removed From Ground | Gas | 2000 | Bare Steel | Galvanized Steel | Suction: No Valve At The Tank
270017 | 2 | 1992-10-28 | Removed From Ground | Diesel | 2000 | Bare Steel | Galvanized Steel | Not Marked
270017 | 205933 | 2007-01-31 | Removed From Ground | Gas | 1000 | Steel-Galvanic | Cathodically Protected | Suction: No Valve At The Tank |  | 1992-10-28 |  | 1992-10-28
270017 | 205935 | 2007-01-31 | Removed From Ground | Diesel | 1000 | Steel-Galvanic | Cathodically Protected | Suction: No Valve At The Tank |  | 1992-10-28 |  | 1992-10-28
270017 | 3 | 1992-10-28 | Removed From Ground | Other | 500 | Bare Steel | Unknown | Not Marked
270018 | 1 | 1989-01-01 | Removed From Ground | Gas | 1000 | Bare Steel | Galvanized Steel | Not Marked
270018 | 2 | 1989-01-01 | Removed From Ground | Gas | 1000 | Bare Steel | Galvanized Steel | Not Marked
270018 | 3 | 1989-01-01 | Removed From Ground | Gas | 1000 | Bare Steel | Galvanized Steel | Not Marked
270018 | 4 | 1989-01-01 | Removed From Ground | Empty | 1000 | Bare Steel | Galvanized Steel | Not Marked
270018 | 5 | 1989-01-01 | Removed From Ground | Empty | 1000 | Bare Steel | Galvanized Steel | Not Marked
270020 | 1 | 2007-01-31 | Removed From Ground | Gas | 1000 | Bare Steel | Galvanized Steel | Suction: Valve At The Tank
270021 | 1 | 1992-03-30 | Removed From Ground | Gas | 2000 | Bare Steel | Unknown | Not Marked
270021 | 2 | 1992-03-30 | Removed From Ground | Gas | 2000 | Bare Steel | Unknown | Not Marked
270021 | 3 | 1992-03-30 | Removed From Ground | Gas | 2000 | Bare Steel | Unknown | Not Marked
270022 | 1 | 1997-10-06 | Removed From Ground | Diesel | 1000 | Marked Unknown | Unknown | Not Marked
270022 | 2 | 1997-10-06 | Removed From Ground | Gas | 1000 | Marked Unknown | Unknown | Not Marked
270024 | 1 | 1993-09-07 | Closed In Ground | Gas | 6000 | Bare Steel | Bare Steel | Pressure
270024 | 2 | 1993-09-07 | Closed In Ground | Gas | 6000 | Fiberglass | Bare Steel | Pressure
270025 | 1 | 1998-11-01 | Currently In Use | Gas | 4000 | Steel-Impressed Current | Fiberglass/Sec Containment | Pressure |  | 1998-12-12 |  | 1998-12-12
270025 | 2 | 1998-11-01 | Currently In Use | Gas | 10000 | Steel-Impressed Current | Fiberglass/Sec Containment | Pressure |  | 1998-12-12 |  | 1998-12-12
270025 | 3 | 1998-11-01 | Currently In Use | Gas | 10000 | Steel-Impressed Current | Fiberglass/Sec Containment | Pressure |  | 1998-12-12 |  | 1998-12-12
270025 | 4 | 1998-11-01 | Currently In Use | Kerosene | 4000 | Steel-Impressed Current | Fiberglass/Sec Containment | Pressure |  | 1998-12-12 |  | 1998-12-12
270026 | 1 | 1992-08-01 | Removed From Ground | Gas | 10000 | Composite | Fiberglass Reinforced Plastic | Pressure |  | 1992-08-16 |  | 1992-08-16
270026 | 10 | 2003-03-05 | Currently In Use | Kerosene | 4000 | Composite | Fiberglass Reinforced Plastic | Pressure |  | 1992-08-16 |  | 1992-08-16
270026 | 2 | 1992-08-01 | Removed From Ground | Gas | 8000 | Composite | Fiberglass Reinforced Plastic | Pressure |  | 1992-08-16 |  | 1992-08-16
270026 | 3 | 1992-08-01 | Removed From Ground | Gas | 8000 | Composite | Fiberglass Reinforced Plastic | Pressure |  | 1992-08-16 |  | 1992-08-16
270026 | 4 | 1992-08-01 | Removed From Ground | Gas | 8000 | Composite | Fiberglass Reinforced Plastic | Pressure |  | 1992-08-16 |  | 1992-08-16
270026 | 5 | 1992-08-01 | Removed From Ground | Gas | 8000 | Composite | Fiberglass Reinforced Plastic | Pressure |  | 1992-08-16 |  | 1992-08-16
270026 | 6 | 2003-03-05 | Currently In Use | Gas | 10000 | Composite | Fiberglass Reinforced Plastic | Pressure |  | 1992-08-16 |  | 1992-08-16
270026 | 7 | 2003-03-05 | Currently In Use | Gas | 10000 | Composite | Fiberglass Reinforced Plastic | Pressure |  | 1992-08-16 |  | 1992-08-16
270026 | 8 | 2003-03-05 | Currently In Use | Gas | 10000 | Composite | Fiberglass Reinforced Plastic | Pressure |  | 1992-08-16 |  | 1992-08-16
270026 | 9 | 2003-03-05 | Currently In Use | Diesel | 10000 | Composite | Fiberglass Reinforced Plastic | Pressure |  | 1992-08-16 |  | 1992-08-16
270027 | 1 | 2013-11-19 | Currently In Use | Gas | 10000 | Steel-Impressed Current | Fiberglass Reinforced Plastic | Pressure |  | 1998-05-11 |  | 1998-05-11
270027 | 2 | 2013-11-19 | Currently In Use | Gas | 8000 | Steel-Impressed Current | Fiberglass Reinforced Plastic | Pressure |  | 1998-05-11 |  | 1998-05-11
270027 | 3 | 2013-11-19 | Currently In Use | Gas | 8000 | Steel-Impressed Current | Fiberglass Reinforced Plastic | Pressure |  | 1998-05-11 |  | 1998-05-11
270027 | 4 | 2013-11-19 | Currently In Use | Diesel | 10000 | Steel-Impressed Current | Fiberglass Reinforced Plastic | Suction: No Valve At The Tank |  | 1998-05-11 |  | 1998-05-11
270029 | 1 | 1990-05-01 | Removed From Ground | Gas | 1000 | Bare Steel | Galvanized Steel | Not Marked
270029 | 2 | 1990-05-01 | Removed From Ground | Empty | 1000 | Bare Steel | Galvanized Steel | Suction: Valve At The Tank
270029 | 3 | 1990-05-01 | Currently In Use | Gas | 2000 | Cathodically Protected Steel | Fiberglass Reinforced Plastic | Suction: Valve At The Tank |  | 1990-05-01 |  | 1990-05-01
270029 | 4 | 1990-05-01 | Currently In Use | Gas | 2000 | Cathodically Protected Steel | Fiberglass Reinforced Plastic | Suction: Valve At The Tank |  | 1990-05-01 |  | 1990-05-01
270033 | 1 | 2008-03-25 | Currently In Use | Gas | 2000 | Steel-Impressed Current | Cathodically Protected | Suction: No Valve At The Tank |  | 1998-12-07 |  | 1998-12-07
270033 | 2 | 2008-03-25 | Temporarily Out Of Use | Gas | 2000 | Steel-Impressed Current | Cathodically Protected | Suction: No Valve At The Tank |  | 1998-12-07 |  | 1998-12-07
270033 | 3 | 1990-11-01 | Removed From Ground | Gas | 2000 | Bare Steel | Galvanized Steel | Not Marked
270033 | 4 | 1999-02-01 | Removed From Ground | Kerosene | 280 | Bare Steel | Galvanized Steel | Suction: No Valve At The Tank
270033 | 5 | 2008-03-25 | Temporarily Out Of Use | Gas | 4000 | Cathodically Protected Steel | Cathodically Protected | Suction: No Valve At The Tank |  | 1991-01-18 |  | 1991-01-18
270035 | 1 | 1992-02-25 | Removed From Ground | Diesel | 10000 | Bare Steel | Copper | Suction: Valve At The Tank
270036 | 1 | 1998-11-01 | Removed From Ground | Gas | 10000 | Bare Steel | Bare Steel | Suction: Valve At The Tank
270036 | 2 | 1998-11-01 | Removed From Ground | Diesel | 1000 | Bare Steel | Bare Steel | Suction: Valve At The Tank
270036 | 3 | 1998-11-01 | Removed From Ground | Gas | 10000 | Bare Steel | Bare Steel | Suction: Valve At The Tank
270036 | 4 | 2003-03-01 | Currently In Use | Gas | 12000 | Composite | Fiberglass Reinforced Plastic | Pressure | N | 2003-03-01 | N | 2003-03-01
270036 | 5 | 2003-03-01 | Currently In Use | Gas | 8000 | Composite | Fiberglass Reinforced Plastic | Pressure | N | 2003-03-01 | N | 2003-03-01
270036 | 6 | 2003-03-01 | Currently In Use | Diesel | 3000 | Composite | Fiberglass Reinforced Plastic | Pressure | N | 2003-03-01 | N | 2003-03-01
270036 | 7 | 2003-03-01 | Currently In Use | Diesel | 1000 | Composite | Fiberglass Reinforced Plastic | Pressure | N | 2003-03-01 | N | 2003-03-01
270037 | 1 | 1998-12-01 | Removed From Ground | Gas | 12000 | Bare Steel | Bare Steel | Suction: Valve At The Tank
270037 | 2 | 1998-12-01 | Removed From Ground | Gas | 8000 | Bare Steel | Bare Steel | Suction: Valve At The Tank
270037 | 3 | 1998-12-01 | Removed From Ground | Diesel | 4000 | Bare Steel | Bare Steel | Suction: Valve At The Tank
270037 | 4 | 1998-12-01 | Removed From Ground | Diesel | 5000 | Bare Steel | Bare Steel | Suction: Valve At The Tank
270037 | 5 | 1998-12-01 | Removed From Ground | Diesel | 5000 | Bare Steel | Bare Steel | Suction: Valve At The Tank
270038 | 1 | 1987-11-16 | Removed From Ground | Gas | 4000 | Bare Steel | Galvanized Steel | Not Marked
270038 | 2 | 1987-11-16 | Removed From Ground | Gas | 4000 | Bare Steel | Galvanized Steel | Not Marked
270038 | 3 | 1987-11-16 | Removed From Ground | Gas | 4000 | Bare Steel | Galvanized Steel | Not Marked
270039 | 1 | 1987-11-15 | Removed From Ground | Gas | 4000 | Bare Steel | Galvanized Steel | Not Marked
270039 | 2 | 1987-11-15 | Removed From Ground | Gas | 4000 | Bare Steel | Galvanized Steel | Not Marked
270039 | 3 | 1987-11-15 | Removed From Ground | Gas | 4000 | Bare Steel | Galvanized Steel | Not Marked
270040 | 1 | 1995-09-13 | Removed From Ground | Gas | 8000 | Cathodically Protected Steel | Galvanized Steel | Not Marked
270040 | 2 | 1995-09-13 | Removed From Ground | Gas | 4000 | Cathodically Protected Steel | Galvanized Steel | Not Marked
270040 | 3 | 1995-09-12 | Removed From Ground | Gas | 4000 | Cathodically Protected Steel | Galvanized Steel | Not Marked
270040 | 4 | 1995-08-17 | Removed From Ground | Other | 4000 | Cathodically Protected Steel | Galvanized Steel | Not Marked
270041 | 1 | 1988-01-01 | Removed From Ground | Gas | 1000 | Composite | Galvanized Steel | Not Marked
270041 | 2 | 1991-02-01 | Removed From Ground | Gas | 1000 | Composite | Galvanized Steel | Not Marked
270041 | 3 |  | Permanently Out Of Use | Gas | 1000 | Composite | Galvanized Steel | Not Marked
270041 | 4 |  | Permanently Out Of Use | Gas | 1000 | Composite | Galvanized Steel | Not Marked
270041 | 5 |  | Permanently Out Of Use | Diesel | 1000 | Composite | Galvanized Steel | Not Marked
270044 | 1 | 1994-09-13 | Removed From Ground | Gas | 1000 | Composite | Galvanized Steel | Not Marked
270044 | 2 | 1994-09-13 | Removed From Ground | Gas | 2000 | Composite | Galvanized Steel | Not Marked
270045 | 1 | 1995-04-20 | Closed In Ground | Gas | 560 | Composite | Galvanized Steel | Not Marked
270045 | 2 | 1987-01-01 | Closed In Ground | Empty | 560 | Composite | Galvanized Steel | Not Marked
270046 | 1 | 1988-01-01 | Closed In Ground | Other | 1000 | Composite | Galvanized Steel | Not Marked
270046 | 2 | 1988-01-01 | Closed In Ground | Other | 1000 | Composite | Galvanized Steel | Not Marked
270049 | 1 |  | Removed From Ground Date Unknown | Gas | 2500 | Composite | Galvanized Steel | Not Marked
270049 | 2 |  | Removed From Ground Date Unknown | Gas | 2500 | Composite | Galvanized Steel | Not Marked
270049 | 3 |  | Removed From Ground Date Unknown | Gas | 2500 | Composite | Galvanized Steel | Not Marked
270049 | 4 |  | Removed From Ground Date Unknown | Diesel | 2500 | Composite | Galvanized Steel | Not Marked
270051 | 1 | 1998-06-23 | Removed From Ground | Gas | 12000 | Bare Steel | Galvanized Steel | Pressure
270051 | 2 | 1998-06-23 | Removed From Ground | Gas | 12000 | Bare Steel | Galvanized Steel | Pressure
270051 | 3 | 1998-06-23 | Removed From Ground | Gas | 12000 | Bare Steel | Galvanized Steel | Pressure
270051 | 4 | 2014-04-18 | Temporarily Out Of Use | Gas | 10000 | Composite | Fiberglass Reinforced Plastic | Pressure |  | 1998-06-29 |  | 1998-06-29
270051 | 5A | 2014-04-18 | Temporarily Out Of Use | Gas | 4000 | Composite | Fiberglass Reinforced Plastic | Pressure |  | 1998-06-29 |  | 1998-06-29
270051 | 5B | 2014-04-18 | Temporarily Out Of Use | Gas | 4000 | Composite | Fiberglass Reinforced Plastic | Pressure |  | 1998-06-29 |  | 1998-06-29
270051 | 5C | 2014-04-18 | Temporarily Out Of Use | Kerosene | 2000 | Composite | Fiberglass Reinforced Plastic | Pressure |  | 1998-06-29 |  | 1998-06-29
270053 | 1 | 1999-01-26 | Removed From Ground | Gas | 2000 | Bare Steel | Galvanized Steel | Pressure
270053 | 2 | 1999-01-26 | Removed From Ground | Gas | 2000 | Bare Steel | Galvanized Steel | Pressure
270053 | 3 | 1999-01-26 | Removed From Ground | Gas | 2000 | Bare Steel | Galvanized Steel | Pressure
270053 | 4 |  | Removed From Ground Date Unknown | Gas | 2000 | Bare Steel | Galvanized Steel | Pressure
270053 | 5 | 1999-01-26 | Removed From Ground | Used Oil | 500 | Bare Steel | Galvanized Steel | Pressure | Y |  | Y
270054 | 1 | 2016-01-26 | Removed From Ground | Gas | 2000 | Steel-Impressed Current | Cathodically Protected | Suction: Valve At The Tank |  | 1999-01-14 |  | 1999-01-14
270054 | 2 | 2016-01-26 | Removed From Ground | Gas | 2000 | Steel-Impressed Current | Cathodically Protected | Suction: Valve At The Tank |  | 1999-01-14 |  | 1999-01-14
270054 | 3 | 2016-01-26 | Removed From Ground | Gas | 4000 | Steel-Impressed Current | Cathodically Protected | Suction: Valve At The Tank |  | 1999-01-01 |  | 1999-01-01
270054 | 4 | 2016-01-20 | Removed From Ground | Diesel | 4000 | Steel-Impressed Current | Cathodically Protected | Suction: Valve At The Tank |  | 1999-01-14 |  | 1999-01-14
270054 | 5 |  | Closed In Ground Date Unknown | Kerosene | 500 | Bare Steel | Bare Steel | Suction: Valve At The Tank
270054 | A | 2016-01-20 | Removed From Ground | Not Marked/Tank Removed | 500 | Unknown | Unknown |  | N |  | N
270054 | B | 2016-01-26 | Removed From Ground | Not Marked/Tank Removed | 2000 | Unknown | Unknown |  | N |  | N
270055 | 1 | 2013-10-15 | Currently In Use | Gas | 4000 | Steel-Impressed Current | Fiberglass Reinforced Plastic | Pressure |  | 1999-05-04 |  | 1999-05-04
270055 | 2 | 2013-10-15 | Currently In Use | Gas | 4000 | Steel-Impressed Current | Fiberglass Reinforced Plastic | Pressure |  | 1999-05-04 |  | 1999-05-04
270055 | 3 | 2013-10-15 | Currently In Use | Gas | 4000 | Steel-Impressed Current | Fiberglass Reinforced Plastic | Pressure |  | 1999-05-04 |  | 1999-05-04
270056 | 1 | 1988-03-17 | Currently In Use | Gas | 7896 | STIP-3 | Fiberglass Reinforced Plastic | Pressure |  | 1988-03-17 |  | 1998-11-30
270056 | 2 | 1988-03-17 | Currently In Use | Gas | 7896 | STIP-3 | Fiberglass Reinforced Plastic | Pressure |  | 1988-03-17 |  | 1998-11-30
270056 | 3 | 1988-03-17 | Currently In Use | Diesel | 7896 | STIP-3 | Fiberglass Reinforced Plastic | Pressure |  | 1988-03-17 |  | 1998-11-30
270057 | 1 |  | Removed From Ground Date Unknown | Gas | 2000 | Bare Steel | Galvanized Steel | Not Marked
270057 | 2 |  | Removed From Ground Date Unknown | Gas | 3000 | Bare Steel | Galvanized Steel | Not Marked
270057 | 3 |  | Removed From Ground Date Unknown | Kerosene | 2000 | Bare Steel | Galvanized Steel | Not Marked
270057 | 4 |  | Removed From Ground Date Unknown | Diesel | 3000 | Bare Steel | Galvanized Steel | Not Marked
270058 | 1 | 1986-06-01 | Removed From Ground | Gas | 2000 | Not Marked/Unknown | Not Marked | Not Marked
270058 | 2 | 1986-06-01 | Removed From Ground | Gas | 2000 | Not Marked/Unknown | Not Marked | Not Marked
270058 | 3 | 1986-06-01 | Removed From Ground | Gas | 2000 | Not Marked/Unknown | Not Marked | Not Marked
270058 | 4 | 1986-06-15 | Temporarily Out Of Use | Diesel | 2000 | Cathodically Protected Steel | Cathodically Protected | Suction: No Valve At The Tank |  | 1998-10-01 |  | 1998-10-01
270058 | 5 | 1986-06-15 | Temporarily Out Of Use | Gas | 3000 | Cathodically Protected Steel | Cathodically Protected | Suction: No Valve At The Tank |  | 1998-10-01 |  | 1998-10-01
270058 | 6 | 1986-06-15 | Temporarily Out Of Use | Gas | 4000 | Cathodically Protected Steel | Cathodically Protected | Suction: No Valve At The Tank |  | 1998-10-01 |  | 1998-10-01
270059 | 1 | 2009-05-05 | Removed From Ground | Gas | 4000 | Steel-Impressed Current | Cathodically Protected | Suction: No Valve At The Tank |  | 1996-01-01 |  | 1996-01-01
270059 | 2 | 2009-05-05 | Removed From Ground | Gas | 4000 | Steel-Impressed Current | Cathodically Protected | Suction: No Valve At The Tank |  | 1996-01-01 |  | 1996-01-01
270059 | 3 | 2009-05-05 | Removed From Ground | Gas | 4000 | Steel-Impressed Current | Cathodically Protected | Suction: No Valve At The Tank |  | 1996-01-01 |  | 1996-01-01
270059 | 4 | 2009-05-05 | Removed From Ground | Gas | 4000 | Steel-Impressed Current | Cathodically Protected | Suction: No Valve At The Tank |  | 1996-01-01 |  | 1996-01-01
270059 | 5 | 2009-05-05 | Removed From Ground | Gas | 4000 | Steel-Impressed Current | Cathodically Protected | Suction: No Valve At The Tank |  | 1996-01-01 |  | 1996-01-01
270061 | 1 | 2014-07-09 | Removed From Ground | Diesel | 10000 | Steel-Galvanic | Fiberglass Reinforced Plastic | Suction: Valve At The Tank |  | 1998-09-08 |  | 1998-09-08
270063 | 1 | 1989-10-15 | Removed From Ground | Gas | 2000 | Cathodically Protected Steel | Galvanized Steel | Not Marked
270063 | 2 | 1989-10-15 | Removed From Ground | Gas | 2000 | Cathodically Protected Steel | Galvanized Steel | Not Marked
270063 | 3 | 1989-10-15 | Removed From Ground | Gas | 1000 | Cathodically Protected Steel | Galvanized Steel | Not Marked
270063 | 4 | 1989-10-15 | Removed From Ground | Kerosene | 1000 | Cathodically Protected Steel | Galvanized Steel | Not Marked
270066 | 1 | 1998-09-15 | Removed From Ground | Gas | 1000 | Composite | Galvanized Steel | Suction: Valve At The Tank
270066 | 2 | 1998-09-15 | Removed From Ground | Diesel | 1000 | Composite | Galvanized Steel | Suction: Valve At The Tank
270067 | 1 | 1988-12-19 | Removed From Ground | Gas | 3000 | Bare Steel | Galvanized Steel | Not Marked
270067 | 2 | 1988-12-19 | Removed From Ground | Gas | 4000 | Bare Steel | Galvanized Steel | Not Marked
272000 | 1 | 1993-01-01 | Currently In Use | Gas | 8000 | Steel-Impressed Current | Double Walled | Pressure |  | 1993-01-01 |  | 1993-01-01
272000 | 2 | 1993-01-01 | Currently In Use | Gas | 8000 | Steel-Impressed Current | Double Walled | Pressure |  | 1993-01-01 |  | 1993-01-01
272001 | 1 | 1978-05-04 | Currently In Use | Gas | 8000 | Unknown | Double Walled | Pressure |  | 1993-01-01 |  | 1993-01-01
272001 | 2 | 1978-05-04 | Currently In Use | Gas | 8000 | Unknown | Double Walled | Pressure |  | 1993-01-01 |  | 1993-01-01
272002 | 1 | 2010-08-31 | Removed From Ground | Gas | 8000 | Steel-Impressed Current | Impressed Current | Pressure |  | 1996-09-01 |  | 1996-09-01
272002 | 2 | 2010-08-31 | Removed From Ground | Gas | 8000 | Steel-Impressed Current | Impressed Current | Pressure |  | 1996-09-01 |  | 1996-09-01
272002 | 3 | 2010-08-31 | Removed From Ground | Gas | 8000 | Steel-Impressed Current | Impressed Current | Pressure |  | 1996-09-01 |  | 1996-09-01
280002 | 1 | 1995-10-23 | Removed From Ground | Diesel | 1000 | Bare Steel | Galvanized Steel | Suction: Valve At The Tank
280004 | 2201 | 2003-04-30 | Currently In Use | Gas | 8000 | Cathodically Protected Steel | Fiberglass Reinforced Plastic | Pressure |  | 1984-10-01 |  | 1992-05-18
280004 | 2202 | 2003-04-30 | Currently In Use | Gas | 8000 | Cathodically Protected Steel | Fiberglass Reinforced Plastic | Pressure |  | 1984-10-01 |  | 1992-05-18
280004 | 2203 | 2003-04-30 | Currently In Use | Gas | 8000 | Cathodically Protected Steel | Fiberglass Reinforced Plastic | Pressure |  | 1984-10-01 |  | 1992-05-18
280005 | 1 | 1993-10-12 | Removed From Ground | Diesel | 3000 | Bare Steel | Bare Steel | Suction: Valve At The Tank
280006 | 1 | 1990-09-18 | Removed From Ground | Gas | 1000 | Bare Steel | Galvanized Steel | Not Marked
280006 | 1A | 2002-06-11 | Removed From Ground | Gas | 3000 | Cathodically Protected Steel | Fiberglass Reinforced Plastic | Not Marked
280009 | 1 | 2002-11-08 | Removed From Ground | Gas | 10000 | Cathodically Protected Steel | Cathodically Protected | Pressure |  | 1998-12-23 |  | 1994-08-02
280009 | 2 | 2002-11-08 | Removed From Ground | Gas | 10000 | Cathodically Protected Steel | Cathodically Protected | Pressure |  | 1998-12-23 |  | 1994-08-02
280009 | 3 | 2002-11-08 | Removed From Ground | Gas | 10000 | Cathodically Protected Steel | Cathodically Protected | Pressure |  | 1998-12-23 |  | 1994-08-02
280011 | 1 | 1998-06-03 | Removed From Ground | Gas | 1000 | Bare Steel | Galvanized Steel | Not Marked
280011 | 2 | 1998-06-03 | Removed From Ground | Diesel | 500 | Bare Steel | Galvanized Steel | Not Marked
280011 | 3 | 1994-11-03 | Removed From Ground | Diesel | 5000 | Not Marked/Unknown | Not Marked | Not Marked
280011 | 4 | 1994-11-03 | Removed From Ground | Other | 2000 | Not Marked/Unknown | Not Marked | Not Marked
280011 | 5A | 1998-06-26 | Currently In Use | Gas | 7000 | Composite | Fiberglass Reinforced Plastic | Suction: No Valve At The Tank |  | 1998-06-26 |  | 1998-06-26
280011 | 5B | 1998-06-26 | Currently In Use | Diesel | 3000 | Composite | Fiberglass Reinforced Plastic | Suction: No Valve At The Tank |  | 1998-06-26 |  | 1998-06-26
280011 | 7 | 1999-10-01 | Removed From Ground | Diesel | 6000 | Bare Steel | Bare Steel | Not Marked
280014 | 1 | 1985-05-10 | Removed From Ground | Gas | 500 | Bare Steel | Galvanized Steel | Gravity Fed
280014 | 2 | 1985-05-10 | Removed From Ground | Gas | 500 | Bare Steel | Galvanized Steel | Gravity Fed
280015 | 1 | 2002-12-11 | Removed From Ground | Gas | 4410 | Cathodically Protected Steel | Fiberglass Reinforced Plastic | Pressure |  | 1992-12-01 |  | 1992-12-01
280015 | 2 | 2003-02-10 | Currently In Use | Gas | 12000 | EPOXY/DOUBLE WALLED | Fiberglass Reinforced Plastic | Pressure | N | 2003-02-10 | N | 2003-02-10
280018 | 1 | 1998-08-06 | Removed From Ground | Heating Oil | 10000 | Bare Steel | Galvanized Steel | Not Marked
280018 | 2 | 1998-08-07 | Removed From Ground | Diesel | 500 | Bare Steel | Galvanized Steel | Not Marked
280019 | 5 | 1990-01-01 | Removed From Ground | Gas | 1000 | Bare Steel | Galvanized Steel | Not Marked
280026 | 1 | 1998-12-22 | Removed From Ground | Diesel | 10000 | Bare Steel | Galvanized Steel | Pressure
280027 | 1 | 2002-11-06 | Removed From Ground | Gas | 3000 | Steel-Impressed Current | Cathodically Protected | Suction: Valve At The Tank |  | 1997-06-01 |  | 1997-06-01
280027 | 2 | 2002-11-06 | Removed From Ground | Gas | 1000 | Steel-Impressed Current | Cathodically Protected | Suction: Valve At The Tank |  | 1997-06-01 |  | 1997-06-01
280027 | 3 | 2002-11-06 | Removed From Ground | Gas | 4000 | Steel-Impressed Current | Cathodically Protected | Suction: Valve At The Tank |  | 1997-06-01 |  | 1997-06-01
280027 | 4 | 2002-11-06 | Removed From Ground | Diesel | 1000 | Steel-Impressed Current | Cathodically Protected | Suction: Valve At The Tank |  | 1997-06-01 |  | 1997-06-01
280028 | X | 1988-02-06 | Removed From Ground | Gas | 4000 | Bare Steel | Galvanized Steel | Suction: Valve At The Tank
280030 | 1 | 2001-03-21 | Removed From Ground | Gas | 1000 | Bare Steel | Galvanized Steel | Suction: No Valve At The Tank
280032 | 1 | 1998-01-30 | Removed From Ground | Diesel | 1 | Bare Steel | Galvanized Steel | Not Marked
280032 | 2 | 1998-01-30 | Removed From Ground | Diesel | 1 | Bare Steel | Galvanized Steel | Not Marked
280032 | 3 | 1998-01-30 | Removed From Ground | Gas | 1 | Bare Steel | Galvanized Steel | Not Marked
280032 | 4 | 2014-08-28 | Removed From Ground | Diesel | 6000 | Steel-Galvanic | Fiberglass Reinforced Plastic | Suction: Valve At The Tank |  | 1997-03-27 |  | 1997-03-27
280034 | 1 | 1986-03-19 | Removed From Ground | Gas | 6000 | Bare Steel | Galvanized Steel | Not Marked
280034 | 2 | 1986-03-19 | Removed From Ground | Gas | 6000 | Bare Steel | Galvanized Steel | Not Marked
280034 | 3 | 1986-03-19 | Removed From Ground | Gas | 6000 | Bare Steel | Galvanized Steel | Not Marked
280034 | 4 | 1986-03-19 | Removed From Ground | Diesel | 6000 | Bare Steel | Galvanized Steel | Not Marked
280034 | 5 |  | Permanently Out Of Use | Used Oil | 550 | Bare Steel | Galvanized Steel | Gravity Fed | Y |  | Y
280034 | 6 | 1986-11-19 | Currently In Use | Gas | 6000 | STIP-3 | Fiberglass Reinforced Plastic | Pressure |  | 1998-05-28 |  | 1998-05-28
280034 | 7 | 1986-11-19 | Currently In Use | Gas | 6000 | STIP-3 | Fiberglass Reinforced Plastic | Pressure |  | 1998-05-28 |  | 1998-05-28
280034 | 8 | 1986-11-19 | Currently In Use | Gas | 6000 | STIP-3 | Fiberglass Reinforced Plastic | Pressure |  | 1998-05-28 |  | 1998-05-28
280034 | 9 | 1986-11-19 | Currently In Use | Diesel | 6000 | STIP-3 | Fiberglass Reinforced Plastic | Suction: Valve At The Tank |  | 1998-05-28 |  | 1998-05-28
280035 | 1 | 1990-11-08 | Removed From Ground | Gas | 2000 | Bare Steel | Galvanized Steel | Not Marked
280035 | 2 | 1990-11-08 | Removed From Ground | Gas | 2000 | Bare Steel | Galvanized Steel | Not Marked
280035 | 3 | 1990-11-08 | Removed From Ground | Gas | 4000 | Bare Steel | Galvanized Steel | Not Marked
280037 | 1 |  | Closed In Ground Date Unknown | Gas | 560 | Bare Steel | Galvanized Steel | Not Marked
280037 | 2 |  | Closed In Ground Date Unknown | Gas | 560 | Bare Steel | Galvanized Steel | Not Marked
280038 | 1 | 1988-12-14 | Removed From Ground | Gas | 2000 | Bare Steel | Galvanized Steel | Not Marked
280038 | 2 | 1988-12-14 | Removed From Ground | Gas | 2000 | Bare Steel | Galvanized Steel | Not Marked
280038 | 3 | 1988-12-14 | Removed From Ground | Gas | 1000 | Bare Steel | Galvanized Steel | Not Marked
280040 | 1 | 1992-12-30 | Removed From Ground | Diesel | 560 | Cathodically Protected Steel | Galvanized Steel | Suction: No Valve At The Tank
280040 | 2 | 1992-12-30 | Removed From Ground | Gas | 2000 | Bare Steel | Galvanized Steel | Suction: No Valve At The Tank
280040 | 205936 | 2002-06-12 | Removed From Ground | Diesel | 1000 | Steel-Galvanic | Cathodically Protected | Suction: No Valve At The Tank |  | 1992-12-30 |  | 1992-12-30
280040 | 205937 | 2002-06-12 | Removed From Ground | Gas | 1000 | Steel-Galvanic | Cathodically Protected | Suction: No Valve At The Tank |  | 1992-12-30 |  | 1992-12-30
280041 | 61901 | 1989-06-23 | Removed From Ground | Gas | 1000 | Bare Steel | Bare Steel | Suction: No Valve At The Tank
280041 | 61903 | 1989-06-23 | Removed From Ground | Diesel | 500 | Bare Steel | Bare Steel | Suction: No Valve At The Tank
280041 | 619D1 |  | Removed From Ground Date Unknown | Diesel | 1000 | Bare Steel | Bare Steel | Suction: No Valve At The Tank
280041 | 619G1 |  | Removed From Ground Date Unknown | Gas | 1000 | Cathodically Protected Steel | Galvanized Steel | Suction: No Valve At The Tank
280042 | 1 | 1982-05-03 | Currently In Use | Gas | 6000 | Steel-Impressed Current | Fiberglass Reinforced Plastic | Pressure |  | 1992-09-02 |  | 1992-09-02
280042 | 2 | 1982-05-03 | Currently In Use | Gas | 6000 | Steel-Impressed Current | Fiberglass Reinforced Plastic | Pressure |  | 1992-09-02 |  | 1992-09-02
280042 | 3 | 1982-05-03 | Currently In Use | Gas | 8000 | Steel-Impressed Current | Fiberglass Reinforced Plastic | Pressure |  | 1992-09-02 |  | 1992-09-02
280042 | 4 | 1996-04-03 | Removed From Ground | Diesel | 6000 | Bare Steel | Galvanized Steel | Suction: No Valve At The Tank |  | 1992-09-02 |  | 1992-09-02
280043 | 1 | 1990-08-20 | Removed From Ground | Gas | 6000 | Bare Steel | Galvanized Steel | Not Marked
280043 | 2 | 1990-08-20 | Removed From Ground | Gas | 6000 | Bare Steel | Galvanized Steel | Not Marked
280043 | 3 | 1990-08-20 | Removed From Ground | Gas | 6000 | Bare Steel | Galvanized Steel | Not Marked
280043 | 4 | 1990-08-20 | Removed From Ground | Kerosene | 1000 | Bare Steel | Galvanized Steel | Not Marked
280043 | 5 | 1991-01-01 | Currently In Use | Gas | 10000 | Composite | Fiberglass Reinforced Plastic | Pressure |  | 1991-01-01 |  | 1991-01-01
280043 | 6 | 1991-01-01 | Currently In Use | Gas | 10000 | Composite | Fiberglass Reinforced Plastic | Pressure |  | 1991-01-01 |  | 1991-01-01
280043 | 7 | 1991-01-01 | Currently In Use | Gas | 10000 | Composite | Fiberglass Reinforced Plastic | Pressure |  | 1991-01-01 |  | 1991-01-01
280043 | 8 | 1991-01-01 | Currently In Use | Diesel | 5000 | Composite | Fiberglass Reinforced Plastic | Pressure |  | 1991-01-01 |  | 1991-01-01
280043 | 9 | 1991-01-01 | Currently In Use | Diesel | 5000 | Composite | Fiberglass Reinforced Plastic | Pressure |  | 1991-01-01 |  | 1991-01-01
280044 | 1 | 1982-04-19 | Currently In Use | Gas | 6000 | Steel-Impressed Current | Fiberglass Reinforced Plastic | Pressure |  | 1996-11-05 |  | 1996-11-05
280044 | 2 | 1982-04-19 | Currently In Use | Gas | 8000 | Steel-Impressed Current | Fiberglass Reinforced Plastic | Pressure |  | 1996-11-05 |  | 1996-11-05
280044 | 3 | 1982-04-19 | Currently In Use | Gas | 6000 | Steel-Impressed Current | Fiberglass Reinforced Plastic | Pressure |  | 1996-11-05 |  | 1996-11-05
280045 | DIE | 2010-01-05 | Temporarily Out Of Use | Diesel | 2000 | STIP-3 | Galvanic | Suction: Valve At The Tank |  | 1989-12-27 |  | 1989-12-27
280045 | K-1 | 2010-01-05 | Temporarily Out Of Use | Kerosene | 1000 | STIP-3 | Galvanic | Suction: Valve At The Tank |  | 1998-06-09 |  | 1998-06-09
280045 | PL | 2010-01-05 | Temporarily Out Of Use | Gas | 4000 | STIP-3 | Galvanic | Suction: Valve At The Tank |  | 1998-06-09 |  | 1998-06-09
280045 | PR | 2010-01-05 | Temporarily Out Of Use | Gas | 4000 | STIP-3 | Galvanic | Suction: Valve At The Tank |  | 1998-06-01 |  | 1998-06-01
280045 | TK1 | 1977-11-01 | Closed In Ground | Empty | 1 | Marked Unknown | Unknown | Not Marked
280045 | TK2 | 1977-11-01 | Closed In Ground | Empty | 1 | Marked Unknown | Unknown | Not Marked
280045 | UN | 2010-01-05 | Temporarily Out Of Use | Gas | 6000 | STIP-3 | Galvanic | Suction: Valve At The Tank |  | 1998-06-09 |  | 1998-06-09
280046 | 1 | 1994-11-01 | Removed From Ground | Gas | 6000 | Bare Steel | Galvanized Steel | Suction: No Valve At The Tank
280046 | 2 | 1994-11-01 | Removed From Ground | Gas | 8000 | Bare Steel | Galvanized Steel | Suction: No Valve At The Tank
280046 | 3 | 1994-11-01 | Removed From Ground | Gas | 6000 | Bare Steel | Galvanized Steel | Suction: No Valve At The Tank
280046 | 4 | 1994-11-02 | Currently In Use | Diesel | 6000 | Composite | Fiberglass Reinforced Plastic | Pressure |  | 1994-11-02 |  | 1994-11-02
280046 | 5 | 1994-11-02 | Currently In Use | Gas | 6000 | Composite | Fiberglass Reinforced Plastic | Pressure |  | 1994-11-02 |  | 1994-11-02
280046 | 6 | 2014-01-15 | Temporarily Out Of Use | Gas | 6000 | Composite | Fiberglass Reinforced Plastic | Pressure |  | 1994-11-02 |  | 1994-11-02
280048 | 1 | 1985-04-18 | Currently In Use | Gas | 10000 | STIP-3 | Fiberglass/Double Walled | Pressure |  | 1992-06-05 |  | 1992-06-05
280048 | 2 | 1985-04-18 | Currently In Use | Gas | 10000 | STIP-3 | Fiberglass/Double Walled | Pressure |  | 1992-06-05 |  | 1992-06-05
280048 | 3 | 1985-04-18 | Currently In Use | Gas | 10000 | STIP-3 | Fiberglass/Double Walled | Pressure |  | 1992-06-05 |  | 1992-06-05
280049 | 1 | 2009-12-30 | Temporarily Out Of Use | Gas | 4000 | Steel-Impressed Current | Cathodically Protected | Suction: No Valve At The Tank |  | 1994-10-16 |  | 1994-10-16
280049 | 2 | 2009-12-30 | Temporarily Out Of Use | Diesel | 4000 | Steel-Impressed Current | Cathodically Protected | Suction: No Valve At The Tank |  | 1994-10-16 |  | 1994-10-16
280049 | 3 | 2009-12-30 | Temporarily Out Of Use | Gas | 6000 | Steel-Impressed Current | Cathodically Protected | Suction: No Valve At The Tank |  | 1994-10-16 |  | 1994-10-16
280049 | 4 | 1996-11-12 | Removed From Ground | Diesel | 1000 | Bare Steel | Galvanized Steel | Suction: No Valve At The Tank |  |  |  | 1994-10-16
280049 | 5 | 1996-11-12 | Removed From Ground | Diesel | 1000 | Bare Steel | Galvanized Steel | Suction: No Valve At The Tank |  |  |  | 1994-10-16
280049 | 6 | 2009-12-30 | Temporarily Out Of Use | Diesel | 3000 | Steel-Impressed Current | Cathodically Protected | Suction: No Valve At The Tank |  | 1994-10-16 |  | 1994-10-16
280050 | 1 | 1992-07-27 | Removed From Ground | Gas | 10000 | Bare Steel | Galvanized Steel | Not Marked
280050 | 2 | 1992-07-27 | Removed From Ground | Gas | 8000 | Bare Steel | Galvanized Steel | Not Marked
280050 | 3 | 1992-07-27 | Removed From Ground | Gas | 8000 | Bare Steel | Galvanized Steel | Not Marked
280050 | 4 | 1992-07-27 | Removed From Ground | Empty | 3000 | Bare Steel | Galvanized Steel | Not Marked
280050 | 5 | 1992-07-28 | Currently In Use | Gas | 10000 | Composite | Fiberglass/Double Walled | Pressure |  | 1992-07-28 |  | 1992-07-28
280050 | 6 | 1992-07-28 | Currently In Use | Gas | 8000 | Composite | Fiberglass/Double Walled | Pressure |  | 1992-07-28 |  | 1992-07-28
280050 | 7 | 1992-07-28 | Currently In Use | Diesel | 8000 | Composite | Fiberglass/Double Walled | Pressure |  | 1992-07-28 |  | 1992-07-28
280050 | 8 | 1992-07-28 | Currently In Use | Diesel | 5000 | Composite | Fiberglass/Double Walled | Pressure |  | 1992-07-28 |  | 1992-07-28
280052 | 1 | 1992-04-01 | Removed From Ground | Gas | 6000 | Bare Steel | Galvanized Steel | Suction: Valve At The Tank
280052 | 2 | 1992-04-01 | Removed From Ground | Gas | 6000 | Bare Steel | Galvanized Steel | Suction: Valve At The Tank
280052 | 3 | 1992-04-01 | Removed From Ground | Gas | 6000 | Bare Steel | Galvanized Steel | Suction: Valve At The Tank
280052 | 4 | 1992-04-07 | Currently In Use | Gas | 10000 | Composite | Fiberglass/Double Walled | Pressure |  | 1992-04-07 |  | 1992-04-07
280052 | 5 | 1992-04-07 | Currently In Use | Gas | 6000 | Composite | Fiberglass/Double Walled | Pressure |  | 1992-04-09 |  | 1992-04-07
280052 | 6 | 1992-04-07 | Currently In Use | Gas | 6000 | Composite | Fiberglass/Double Walled | Pressure |  | 1992-04-07 |  | 1992-04-07
280055 | 1 | 2010-12-29 | Removed From Ground | Gas | 12000 | Composite | Double Walled | Pressure |  | 1999-03-01 |  | 1999-03-01
280055 | 2 | 2010-12-29 | Removed From Ground | Gas | 12000 | Composite | Double Walled | Pressure |  | 1999-03-01 |  | 1999-03-01
280055 | 3 | 2010-12-29 | Removed From Ground | Diesel | 12000 | Composite | Double Walled | Pressure |  | 1999-03-01 |  | 1999-03-01
280055 | 4101 | 1999-01-01 | Removed From Ground | Gas | 10000 | Bare Steel | Bare Steel | Pressure
280055 | 4102 | 1999-01-01 | Removed From Ground | Gas | 10000 | Bare Steel | Bare Steel | Pressure
280055 | 4103 | 1999-01-01 | Removed From Ground | Gas | 10000 | Bare Steel | Bare Steel | Pressure
280055 | 4104 | 1999-01-01 | Removed From Ground | Diesel | 10000 | Bare Steel | Bare Steel | Pressure
280056 | 1 | 1996-08-30 | Removed From Ground | Used Oil | 2000 | Bare Steel | Galvanized Steel | Gravity Fed | Y |  | Y
280057 | 1 | 2008-06-10 | Removed From Ground | Gas | 10000 | Composite | Fiberglass Reinforced Plastic | Not Marked |  | 1994-01-01 |  | 1994-01-01
280057 | 2 | 2008-06-10 | Removed From Ground | Gas | 10000 | Composite | Fiberglass Reinforced Plastic | Not Marked |  | 1994-01-01 |  | 1994-01-01
280057 | 3 | 2008-06-10 | Removed From Ground | Gas | 10000 | Composite | Fiberglass Reinforced Plastic | Not Marked |  | 1994-01-01 |  | 1994-01-01
280057 | 4 | 2008-06-10 | Removed From Ground | Diesel | 10000 | Composite | Fiberglass Reinforced Plastic | Not Marked |  | 1994-01-01 |  | 1994-01-01
280057 | 5 | 2008-06-10 | Removed From Ground | Kerosene | 6000 | Fiberglass |  |  | N | 1990-07-16 | N | 1990-07-16
280059 | 1 | 1990-12-01 | Removed From Ground | Diesel | 10000 | Bare Steel | Galvanized Steel | Not Marked
280059 | 2 | 1990-12-01 | Removed From Ground | Diesel | 10000 | Bare Steel | Galvanized Steel | Not Marked
280059 | 3 | 1989-03-16 | Removed From Ground | Gas | 10000 | Bare Steel | Galvanized Steel | Not Marked
280059 | 4 | 2004-06-01 | Removed From Ground | Diesel | 12000 | Steel-Impressed Current | Double Walled | Pressure |  | 1990-12-27 |  | 1990-12-27
280060 | 1 | 1996-08-01 | Removed From Ground | Diesel | 550 | Bare Steel | Bare Steel | Suction: No Valve At The Tank
280061 | 3601 | 1983-01-01 | Currently In Use | Gas | 8000 | Steel-Impressed Current | Fiberglass Reinforced Plastic | Pressure |  | 1991-03-15 |  | 1991-03-15
280061 | 3602 | 1983-01-01 | Currently In Use | Gas | 8000 | Steel-Impressed Current | Fiberglass Reinforced Plastic | Pressure |  | 1991-03-15 |  | 1991-03-15
280061 | 3603 | 1983-01-01 | Currently In Use | Gas | 6000 | Steel-Impressed Current | Fiberglass Reinforced Plastic | Pressure |  | 1991-03-15 |  | 1991-03-15
280061 | 3604 | 1983-01-01 | Currently In Use | Diesel | 8000 | Steel-Impressed Current | Fiberglass Reinforced Plastic | Pressure |  | 1991-03-15 |  | 1991-03-15
280061 | 3605 | 1983-01-01 | Currently In Use | Kerosene | 1000 | Composite | Fiberglass Reinforced Plastic | Pressure |  | 1991-03-15 |  | 1991-03-15
280063 | 1 | 1978-05-03 | Currently In Use | Gas | 10000 | Steel-Impressed Current | Cathodically Protected | Not Marked |  | 1998-06-28 |  | 1998-06-28
280063 | 2 | 1978-05-03 | Currently In Use | Gas | 8000 | Steel-Impressed Current | Cathodically Protected | Not Marked |  | 1998-06-28 |  | 1998-06-28
280063 | 3 | 1978-05-03 | Currently In Use | Diesel | 8000 | Steel-Impressed Current | Cathodically Protected | Not Marked |  | 1998-06-28 |  | 1998-06-28
280064 | 1 | 1977-05-06 | Currently In Use | Gas | 8000 | Steel-Impressed Current | Cathodically Protected | Pressure |  | 1997-12-01 |  | 1997-12-01
280064 | 2 | 1977-05-06 | Currently In Use | Gas | 8000 | Steel-Impressed Current | Cathodically Protected | Pressure |  | 1997-12-01 |  | 1997-12-01
280064 | 3 | 1977-05-06 | Currently In Use | Gas | 8000 | Steel-Impressed Current | Cathodically Protected | Pressure |  | 1997-12-01 |  | 1997-12-01
280065 | 1 | 1977-05-03 | Currently In Use | Gas | 10000 | Steel-Impressed Current | Cathodically Protected | Suction: Valve At The Tank |  | 1997-11-19 12:00 |  | 2008-01-31
280065 | 2 | 1977-05-03 | Currently In Use | Gas | 8000 | Steel-Impressed Current | Cathodically Protected | Suction: Valve At The Tank |  | 1997-11-19 12:00 |  | 2008-01-31
280065 | 3 | 1977-05-03 | Currently In Use | Gas | 8000 | Steel-Impressed Current | Cathodically Protected | Suction: Valve At The Tank |  | 1997-11-19 12:00 |  | 2008-01-31
280066 | 1 | 1978-05-03 | Currently In Use | Gas | 10000 | Steel-Impressed Current | Cathodically Protected | Suction: Valve At The Tank |  | 1998-06-23 |  | 1998-06-23
280066 | 2 | 2014-01-03 | Closed In Ground | Gas | 8000 | Steel-Impressed Current | Cathodically Protected | Suction: Valve At The Tank |  | 1998-06-23 |  | 1998-06-23
280066 | 3 | 2013-01-03 | Temporarily Out Of Use | Diesel | 8000 | Steel-Impressed Current | Cathodically Protected | Suction: Valve At The Tank |  | 1998-06-23 |  | 1998-06-23
280067 | 1 | 1978-01-22 | Currently In Use | Gas | 10000 | Steel-Impressed Current | Cathodically Protected | Pressure |  | 1997-10-08 12:00 |  | 1997-10-08 12:00
280067 | 2 | 1978-01-22 | Currently In Use | Gas | 8000 | Steel-Impressed Current | Cathodically Protected | Pressure |  | 1997-10-08 12:00 |  | 1997-10-08 12:00
280067 | 3 | 1978-01-22 | Currently In Use | Gas | 8000 | Steel-Impressed Current | Cathodically Protected | Pressure |  | 1997-10-08 12:00 |  | 1997-10-08 12:00
280068 | 1 |  | Removed From Ground Date Unknown | Gas | 8000 | Bare Steel | Galvanized Steel | Not Marked
280068 | 2 |  | Removed From Ground Date Unknown | Gas | 6000 | Bare Steel | Galvanized Steel | Not Marked
280068 | 3 |  | Removed From Ground Date Unknown | Gas | 6000 | Bare Steel | Galvanized Steel | Not Marked
280068 | 5 | 1988-09-12 | Currently In Use | Gas | 8000 | Composite | Fiberglass Reinforced Plastic | Pressure |  | 1988-09-12 |  | 1988-09-12
280068 | 6 | 1988-09-12 | Currently In Use | Diesel | 8000 | Composite | Fiberglass Reinforced Plastic | Pressure |  | 1988-09-12 |  | 1988-09-12
280068 | B | 1988-09-12 | Currently In Use | Gas | 10000 | Composite | Fiberglass Reinforced Plastic | Pressure |  | 1988-09-12 |  | 1988-09-12
280069 | 1 | 1978-05-03 | Currently In Use | Gas | 10000 | Steel-Impressed Current | Impressed Current | Pressure |  | 1996-07-01 |  | 1996-07-01
280069 | 2 | 1978-05-03 | Currently In Use | Gas | 10000 | Steel-Impressed Current | Impressed Current | Pressure |  | 1996-07-01 |  | 1996-07-01
280069 | 3 | 1978-05-03 | Currently In Use | Diesel | 10000 | Steel-Impressed Current | Impressed Current | Pressure |  | 1996-07-01 |  | 1996-07-01
280073 | 1 |  | Removed From Ground Date Unknown | Diesel | 20000 | Bare Steel | Galvanized Steel | Not Marked
280074 | 1 | 1989-07-01 | Removed From Ground | Gas | 1000 | Bare Steel | Galvanized Steel | Suction: No Valve At The Tank
280074 | 2 | 1989-07-01 | Removed From Ground | Gas | 1000 | Bare Steel | Galvanized Steel | Suction: No Valve At The Tank
280074 | 3 | 1989-07-01 | Removed From Ground | Gas | 1000 | Bare Steel | Galvanized Steel | Suction: No Valve At The Tank
280075 | 1 | 1985-05-01 | Currently In Use | Gas | 8000 | Steel-Impressed Current | Fiberglass Reinforced Plastic | Pressure |  | 1999-01-05 |  | 1999-01-05
280075 | 2 | 1985-05-01 | Currently In Use | Gas | 8000 | Steel-Impressed Current | Fiberglass Reinforced Plastic | Pressure |  | 1999-01-05 |  | 1999-01-05
280075 | 3 | 1985-05-01 | Currently In Use | Gas | 8000 | Steel-Impressed Current | Fiberglass Reinforced Plastic | Pressure |  | 1999-01-05 |  | 1999-01-05
280075 | 4 | 1985-05-01 | Currently In Use | Diesel | 8000 | Steel-Impressed Current | Fiberglass Reinforced Plastic | Pressure |  | 1999-01-05 |  | 1999-01-05
280075 | 5 | 2016-03-11 | Temporarily Out Of Use | Kerosene | 2000 | Steel-Impressed Current | Fiberglass Reinforced Plastic | Suction: Valve At The Tank |  | 1999-01-05 |  | 1999-01-05
280076 | 1 | 2007-08-28 | Removed From Ground | Gas | 8000 | Not Marked/Unknown | Fiberglass Reinforced Plastic | Pressure |  | 1998-11-01 |  | 1998-11-01
280076 | 2 | 2007-08-28 | Removed From Ground | Gas | 3000 | Not Marked/Unknown | Fiberglass Reinforced Plastic | Pressure |  | 1998-11-01 |  | 1998-11-01
280076 | 3 | 2007-08-28 | Removed From Ground | Gas | 2000 | Not Marked/Unknown | Fiberglass Reinforced Plastic | Pressure |  | 1998-11-01 |  | 1998-11-01
280076 | 4 | 2007-08-28 | Removed From Ground | Gas | 2000 | Not Marked/Unknown | Fiberglass Reinforced Plastic | Pressure |  | 1998-11-01 |  | 1998-11-01
280076 | 5 | 2007-09-28 | Closed In Ground | Diesel | 2000 | Not Marked/Unknown | Fiberglass Reinforced Plastic | Pressure |  | 1998-11-01 |  | 1998-11-01
280076 | 6 | 2007-08-27 | Removed From Ground | Kerosene | 2000 | Not Marked/Unknown | Fiberglass Reinforced Plastic | Pressure |  | 1998-11-01 |  | 1998-11-01
280078 | 1 | 2012-03-12 | Currently In Use | Gas | 8000 | Steel-Impressed Current | Impressed Current | Pressure |  | 1998-05-01 |  | 1998-05-01
280078 | 2 | 2012-03-12 | Currently In Use | Gas | 5000 | Steel-Impressed Current | Impressed Current | Pressure |  | 1998-05-01 |  | 1998-05-01
280078 | 3 | 2012-03-12 | Currently In Use | Diesel | 5000 | Steel-Impressed Current | Impressed Current | Pressure |  | 1998-05-01 |  | 1998-05-01
280078 | 4 | 2013-01-09 | Temporarily Out Of Use | Diesel | 2000 | Steel-Impressed Current | Impressed Current | Pressure |  | 1998-05-01 |  | 1998-05-01
280079 | 1 | 1994-12-01 | Removed From Ground | Gas | 5000 | Bare Steel | Galvanized Steel | Not Marked
280079 | 2 | 1994-12-01 | Removed From Ground | Gas | 5000 | Bare Steel | Galvanized Steel | Not Marked
280079 | 3 | 1994-12-01 | Removed From Ground | Gas | 5000 | Bare Steel | Galvanized Steel | Not Marked
280081 | 1 | 1987-01-01 | Removed From Ground | Gas | 4000 | Bare Steel | Galvanized Steel | Pressure
280081 | 1A | 2005-01-27 | Removed From Ground | Gas | 8000 | Cathodically Protected Steel | Fiberglass Reinforced Plastic | Pressure |  | 1987-02-01 |  | 1987-02-01
280081 | 2 | 1987-01-01 | Removed From Ground | Gas | 4000 | Bare Steel | Galvanized Steel | Pressure
280081 | 2A | 2005-01-27 | Removed From Ground | Gas | 8000 | Cathodically Protected Steel | Fiberglass Reinforced Plastic | Pressure |  | 1987-02-01 |  | 1987-02-01
280081 | 3 | 1987-01-01 | Removed From Ground | Gas | 1000 | Bare Steel | Galvanized Steel | Pressure
280081 | 3A | 2005-01-27 | Removed From Ground | Gas | 6000 | Cathodically Protected Steel | Fiberglass Reinforced Plastic | Pressure |  | 1987-02-01 |  | 1987-02-01
280081 | 4 | 1987-01-01 | Removed From Ground | Gas | 1000 | Bare Steel | Galvanized Steel | Not Marked
280081 | 4A | 2005-01-27 | Removed From Ground | Diesel | 2000 | Cathodically Protected Steel | Fiberglass Reinforced Plastic | Pressure |  | 1987-02-01 |  | 1987-02-01
280081 | 5 | 1987-01-01 | Removed From Ground | Diesel | 500 | Bare Steel | Galvanized Steel | Not Marked
280081 | 5A | 2005-01-27 | Removed From Ground | Diesel | 2000 | Cathodically Protected Steel | Fiberglass Reinforced Plastic | Pressure |  | 1987-02-01 |  | 1987-02-01
280081 | 6 | 2005-08-01 | Currently In Use | Gas | 15000 | Composite | Fiberglass Reinforced Plastic | Pressure | N | 2005-08-01 | N | 2005-08-01
280081 | 7 | 2005-08-01 | Currently In Use | Gas | 8000 | Composite | Fiberglass Reinforced Plastic | Pressure | N | 2005-08-01 | N | 2005-08-01
280081 | 8 | 2005-08-01 | Currently In Use | Diesel | 8000 | Composite | Fiberglass Reinforced Plastic | Pressure | N | 2005-08-01 | N | 2005-08-01
280082 | 1 | 2002-06-25 | Removed From Ground | Gas | 6000 | Bare Steel | Galvanized Steel | Suction: No Valve At The Tank
280082 | 2 | 2002-06-25 | Removed From Ground | Gas | 6000 | Bare Steel | Galvanized Steel | Suction: No Valve At The Tank
280082 | 3 | 2002-06-25 | Removed From Ground | Gas | 4000 | Bare Steel | Galvanized Steel | Suction: No Valve At The Tank
280083 | 1 | 1989-06-28 | Removed From Ground | Gas | 1000 | Bare Steel | Cathodically Protected | Not Marked
280083 | 2 | 1989-06-28 | Removed From Ground | Gas | 1000 | Bare Steel | Unknown | Not Marked
280083 | 3 | 1989-06-28 | Removed From Ground | Gas | 1000 | Bare Steel | Unknown | Not Marked
280084 | 1 | 1976-05-07 | Currently In Use | Gas | 6000 | Steel-Impressed Current | Impressed Current | Pressure |  | 1999-01-01 |  | 1999-01-01
280084 | 2 | 1976-05-07 | Currently In Use | Gas | 6000 | Steel-Impressed Current | Impressed Current | Pressure |  | 1999-01-01 |  | 1999-01-01
280084 | 3 | 1976-05-07 | Currently In Use | Diesel | 6000 | Steel-Impressed Current | Impressed Current | Pressure |  | 1999-01-01 |  | 1999-01-01
280084 | 4 | 2008-06-03 | Temporarily Out Of Use | Kerosene | 500 | Steel-Impressed Current | Impressed Current | Suction: No Valve At The Tank |  | 1999-01-01 |  | 1999-01-01
280085 | 1 |  | Removed From Ground Date Unknown | Gas | 2000 | Bare Steel | Galvanized Steel | Not Marked
280085 | 2 |  | Removed From Ground Date Unknown | Gas | 1000 | Bare Steel | Galvanized Steel | Not Marked
280085 | 3 |  | Removed From Ground Date Unknown | Gas | 1000 | Bare Steel | Galvanized Steel | Not Marked
280085 | 4 |  | Removed From Ground Date Unknown | Gas | 1000 | Bare Steel | Galvanized Steel | Not Marked
280085 | 5 | 2007-06-22 | Temporarily Out Of Use | Gas | 4000 | STIP-3 | Fiberglass Reinforced Plastic | Suction: No Valve At The Tank |  | 1989-11-14 |  | 1989-11-14
280085 | 6 | 2007-06-22 | Temporarily Out Of Use | Gas | 4000 | STIP-3 | Fiberglass Reinforced Plastic | Suction: No Valve At The Tank |  | 1989-11-14 |  | 1989-11-14
280085 | 7 | 2007-06-22 | Temporarily Out Of Use | Gas | 6000 | STIP-3 | Fiberglass Reinforced Plastic | Suction: No Valve At The Tank |  | 1989-11-14 |  | 1989-11-14
280088 | 1 | 1993-02-01 | Removed From Ground | Gas | 2000 | Bare Steel | Galvanized Steel | Not Marked
280088 | 2 | 1993-02-01 | Removed From Ground | Gas | 2000 | Bare Steel | Galvanized Steel | Not Marked
280088 | 3 | 1993-02-01 | Removed From Ground | Gas | 2000 | Bare Steel | Galvanized Steel | Not Marked
280088 | 4 | 1993-02-01 | Removed From Ground | Diesel | 2000 | Bare Steel | Galvanized Steel | Not Marked
280088 | 5 | 1993-04-20 | Currently In Use | Gas | 10000 | Fiberglass | Fiberglass Reinforced Plastic | Pressure |  | 1993-04-20 |  | 1993-04-20
280088 | 6 | 1993-04-20 | Currently In Use | Gas | 8000 | Fiberglass | Fiberglass Reinforced Plastic | Pressure |  | 1993-04-20 |  | 1993-04-20
280090 | 1 | 1990-11-01 | Removed From Ground | Gas | 1000 | Bare Steel | Galvanized Steel | Not Marked
280090 | 2 | 1990-11-01 | Removed From Ground | Gas | 1000 | Bare Steel | Galvanized Steel | Not Marked
280090 | 3 | 1990-11-01 | Removed From Ground | Gas | 1000 | Bare Steel | Galvanized Steel | Not Marked
280090 | 4 | 1994-08-03 | Closed In Ground | Gas | 550 | Bare Steel | Unknown | Not Marked
280091 | 1 | 1983-05-06 | Currently In Use | Gas | 8000 | Steel-Impressed Current | Fiberglass Reinforced Plastic | Pressure | Y | 1998-02-10 12:00 |  | 1998-02-10 12:00
280091 | 2 | 1983-05-06 | Currently In Use | Gas | 8000 | Steel-Impressed Current | Fiberglass Reinforced Plastic | Pressure | Y | 1998-02-10 12:00 |  | 1998-02-10 12:00
280091 | 3 | 1983-05-06 | Currently In Use | Gas | 4000 | Steel-Impressed Current | Fiberglass Reinforced Plastic | Pressure | Y | 1998-02-10 12:00 |  | 1998-02-10 12:00
280091 | 4 | 1983-05-06 | Currently In Use | Diesel | 4000 | Steel-Impressed Current | Fiberglass Reinforced Plastic | Pressure | Y | 1998-02-10 12:00 |  | 1998-02-10 12:00
280092 | 1 | 1983-05-06 | Currently In Use | Gas | 8000 | Steel-Impressed Current | Cathodically Protected | Suction: No Valve At The Tank |  | 1994-11-15 |  | 1994-11-15
280092 | 2 | 1983-05-06 | Currently In Use | Gas | 6000 | Steel-Impressed Current | Cathodically Protected | Suction: No Valve At The Tank |  | 1994-11-15 |  | 1994-11-15
280093 | 1 | 1990-11-01 | Removed From Ground | Gas | 1000 | Bare Steel | Galvanized Steel | Not Marked
280093 | 2 | 1990-11-01 | Removed From Ground | Gas | 1000 | Bare Steel | Galvanized Steel | Not Marked
280097 | 1 | 1992-10-21 | Removed From Ground | Diesel | 10000 | Bare Steel | Galvanized Steel | Suction: Valve At The Tank
280097 | 2 | 1992-10-21 | Removed From Ground | Diesel | 2000 | Bare Steel | Galvanized Steel | Suction: Valve At The Tank
280097 | 3 | 1992-10-21 | Removed From Ground | Gas | 1000 | Bare Steel | Galvanized Steel | Suction: Valve At The Tank
280097 | 4 | 1992-10-21 | Removed From Ground | Empty | 1000 | Bare Steel | Galvanized Steel | Suction: Valve At The Tank
280097 | 5 | 2012-10-15 | Removed From Ground | Diesel | 12000 | Double Walled | Double Walled | Pressure |  | 1992-08-09 |  | 1992-08-09
280098 | 1-UL | 1977-05-07 | Currently In Use | Gas | 10008 | Steel-Impressed Current | Fiberglass/Double Walled | Pressure |  | 1992-06-01 |  | 1992-06-01
280098 | 2-PREM | 1977-05-07 | Currently In Use | Gas | 10008 | Steel-Impressed Current | Fiberglass/Double Walled | Pressure |  | 1992-06-01 |  | 1992-06-01
280099 | A | 1981-05-08 | Currently In Use | Diesel | 10000 | Fiberglass | Fiberglass Reinforced Plastic | Pressure |  | 1994-02-22 |  | 1994-02-22
280099 | B | 1990-07-16 | Removed From Ground | Diesel | 6000 | Bare Steel | Unknown | Not Marked
280100 | 1 | 1998-12-15 | Removed From Ground | Empty | 10000 | Bare Steel | Galvanized Steel | Suction: No Valve At The Tank
280100 | 2A | 1998-12-17 | Currently In Use | Diesel | 6000 | Epoxy | Fiberglass Reinforced Plastic | Suction: No Valve At The Tank |  | 1998-12-18 |  | 1998-12-18
280100 | 2B | 2012-04-20 | Temporarily Out Of Use | Diesel | 6000 | Epoxy | Fiberglass Reinforced Plastic | Suction: No Valve At The Tank | N | 1998-12-18 | N | 1998-12-18
280101 | 1 | 2014-04-11 | Currently In Use | Diesel | 10000 | Steel-Impressed Current | Fiberglass Reinforced Plastic | Suction: No Valve At The Tank |  | 1999-10-15 |  | 1999-10-15
280101 | 2 | 1999-10-15 | Removed From Ground | Empty | 3000 | Bare Steel | Galvanized Steel | Suction: No Valve At The Tank
280102 | 1 |  | Permanently Out Of Use | Gas | 2000 | Bare Steel | Galvanized Steel | Suction: Valve At The Tank
280102 | 2 |  | Permanently Out Of Use | Gas | 1000 | Bare Steel | Galvanized Steel | Suction: Valve At The Tank
280103 | 1 | 1995-04-01 | Removed From Ground | Gas | 6000 | Bare Steel | Galvanized Steel | Suction: Valve At The Tank
280103 | 2 | 1995-04-01 | Removed From Ground | Gas | 6000 | Bare Steel | Galvanized Steel | Suction: Valve At The Tank
280103 | 3 | 1995-04-20 | Removed From Ground | Gas | 2000 | Bare Steel | Galvanized Steel | Suction: Valve At The Tank
280103 | 4 | 1995-04-01 | Removed From Ground | Diesel | 6000 | Bare Steel | Galvanized Steel | Suction: Valve At The Tank
280103 | 5 | 1995-04-20 | Removed From Ground | Kerosene | 1000 | Bare Steel | Galvanized Steel | Suction: Valve At The Tank
280105 | 1 | 1984-05-08 | Currently In Use | Gas | 8000 | Steel-Impressed Current | Fiberglass Reinforced Plastic | Pressure |  | 1998-09-01 |  | 1998-09-01
280105 | 2 | 1984-05-08 | Currently In Use | Gas | 6000 | Steel-Impressed Current | Galvanized Steel | Pressure |  | 1998-09-01 |  | 1998-09-01
280105 | 3 | 1984-05-08 | Currently In Use | Diesel | 6000 | Steel-Impressed Current | Fiberglass Reinforced Plastic | Pressure |  | 1998-09-01 |  | 1998-09-01
280105 | 4 | 1984-05-08 | Currently In Use | Diesel | 6000 | Steel-Impressed Current | Fiberglass Reinforced Plastic | Pressure |  | 1998-09-01 |  | 1998-09-01
280105 | 5 | 1984-05-08 | Currently In Use | Kerosene | 6000 | Steel-Impressed Current | Fiberglass Reinforced Plastic | Pressure |  | 1998-09-01 |  | 1998-09-01
280106 | 1 | 1992-12-01 | Removed From Ground | Gas | 4000 | Bare Steel | Galvanized Steel | Not Marked
280106 | 2 | 1992-12-01 | Removed From Ground | Gas | 2000 | Bare Steel | Galvanized Steel | Not Marked
280106 | 3 | 1992-12-01 | Removed From Ground | Gas | 2000 | Bare Steel | Galvanized Steel | Not Marked
280106 | 4 | 1992-12-01 | Removed From Ground | Diesel | 4000 | Bare Steel | Galvanized Steel | Not Marked
280106 | 5 | 1992-12-01 | Closed In Ground | Kerosene | 550 | Bare Steel | Galvanized Steel | Not Marked
280107 | 1 | 1995-06-20 | Removed From Ground | Empty | 2000 | Bare Steel | Galvanized Steel | Suction: Valve At The Tank
280107 | 2 | 1995-06-20 | Removed From Ground | Empty | 1000 | Bare Steel | Galvanized Steel | Suction: Valve At The Tank
280107 | 3 | 1995-06-20 | Removed From Ground | Gas | 2000 | Not Marked/Unknown | Unknown | Not Marked
280110 | 1 | 1998-11-24 | Removed From Ground | Gas | 10000 | Bare Steel | Galvanized Steel | Not Marked
280110 | 2 | 1998-11-24 | Removed From Ground | Gas | 10000 | Bare Steel | Galvanized Steel | Not Marked
280110 | 3 | 1998-11-24 | Removed From Ground | Gas | 2000 | Bare Steel | Galvanized Steel | Not Marked
280110 | 4 | 1998-11-24 | Removed From Ground | Used Oil | 500 | Not Marked/Unknown | Not Marked | Not Marked | Y |  | Y
280114 | 1 | 1985-01-01 | Temporarily Out Of Use | Gas | 10000 | Steel-Galvanic | Fiberglass Reinforced Plastic | Pressure |  | 1998-08-27 |  | 1998-08-27
280114 | 2 | 1985-01-01 | Currently In Use | Gas | 8000 | Steel-Galvanic | Fiberglass Reinforced Plastic | Pressure |  | 1998-08-27 |  | 1998-08-27
280114 | 3 | 1985-01-01 | Currently In Use | Gas | 8000 | Steel-Galvanic | Fiberglass Reinforced Plastic | Pressure |  | 1998-08-27 |  | 1998-08-27
280114 | 4 | 2013-02-21 | Temporarily Out Of Use | Diesel | 4000 | Steel-Galvanic | Fiberglass Reinforced Plastic | Not Marked |  | 1998-08-27 |  | 1998-08-27
280115 | 1 | 1984-05-01 | Currently In Use | Gas | 8000 | Steel-Impressed Current | Fiberglass Reinforced Plastic | Pressure |  | 1994-09-08 |  | 1994-09-08
280115 | 2 | 1984-05-01 | Currently In Use | Diesel | 8000 | Steel-Impressed Current | Fiberglass Reinforced Plastic | Pressure |  | 1994-09-08 |  | 1994-09-08
280115 | 3 | 1984-05-01 | Currently In Use | Gas | 8000 | Steel-Impressed Current | Fiberglass Reinforced Plastic | Pressure |  | 1994-09-08 |  | 1994-09-08
280117 | 1 | 1997-10-28 | Removed From Ground | Other | 2000 | Bare Steel | Copper | Suction: Valve At The Tank
280117 | 2 | 1997-11-03 | Currently In Use | Diesel | 6000 | Fiberglass Double Walled | Copper | Suction: Valve At The Tank |  | 1997-11-03 |  | 1997-11-03
280118 | 1 | 2017-03-20 | Temporarily Out Of Use | Gas | 12000 | Fiberglass | Fiberglass Reinforced Plastic | Pressure |  | 1993-01-01 12:00 | Y | 1993-01-01 12:00
280118 | 2 | 2017-03-20 | Temporarily Out Of Use | Gas | 12000 | Fiberglass | Fiberglass Reinforced Plastic | Pressure |  | 1993-01-01 12:00 | Y | 1993-01-01 12:00
280118 | 3 | 2017-03-20 | Temporarily Out Of Use | Gas | 12000 | Fiberglass | Fiberglass Reinforced Plastic | Pressure |  | 1993-01-01 12:00 | Y | 1993-01-01 12:00
280119 | 1 | 1991-03-14 | Removed From Ground | Gas | 10000 | Cathodically Protected Steel | Galvanized Steel | Not Marked
280119 | 2 | 1991-03-14 | Removed From Ground | Gas | 10000 | Cathodically Protected Steel | Galvanized Steel | Not Marked
280119 | 3 | 1991-03-14 | Removed From Ground | Gas | 5000 | Cathodically Protected Steel | Galvanized Steel | Not Marked
280119 | 4 | 1991-03-14 | Removed From Ground | Used Oil | 550 | Cathodically Protected Steel | Galvanized Steel | Not Marked | Y |  | Y
280119 | 5 | 1991-03-25 | Currently In Use | Gas | 10000 | Fiberglass Double Walled | Fiberglass/Double Walled | Pressure |  | 1991-03-25 |  | 1991-03-25
280119 | 6 | 1991-03-25 | Currently In Use | Gas | 10000 | Fiberglass Double Walled | Fiberglass/Double Walled | Pressure |  | 1991-03-25 |  | 1991-03-25
280119 | 7 | 1991-03-25 | Currently In Use | Gas | 10000 | Fiberglass Double Walled | Fiberglass/Double Walled | Pressure |  | 1991-03-25 |  | 1991-03-25
280119 | 8 | 1991-03-25 | Currently In Use | Used Oil | 1000 | Fiberglass Double Walled | Fiberglass/Double Walled | Gravity Fed | Y | 2007-07-17 12:00 | Y | 1991-03-25 12:00
280120 | 2901 | 2003-04-30 | Currently In Use | Gas | 10000 | Fiberglass | Fiberglass Reinforced Plastic | Pressure |  | 1986-08-01 |  | 1998-11-01
280120 | 2902 | 2003-04-30 | Currently In Use | Gas | 10000 | Fiberglass | Fiberglass Reinforced Plastic | Pressure |  | 1986-08-01 |  | 1998-11-01
280120 | 2903 | 2003-04-30 | Currently In Use | Gas | 6000 | Fiberglass | Fiberglass Reinforced Plastic | Pressure |  | 1986-08-01 |  | 1998-11-01
280121 | 1 | 2006-12-29 | Removed From Ground | Gas | 10000 | Fiberglass | Fiberglass Reinforced Plastic | Pressure |  | 1998-09-01 |  | 1998-09-01
280121 | 2 | 2006-12-29 | Removed From Ground | Gas | 10000 | Fiberglass | Fiberglass Reinforced Plastic | Pressure |  | 1998-09-01 |  | 1998-09-01
280121 | 3 | 2006-12-29 | Removed From Ground | Gas | 10000 | Fiberglass | Fiberglass Reinforced Plastic | Pressure |  | 1998-09-01 |  | 1998-09-01
280121 | 4 | 2006-12-29 | Removed From Ground | Diesel | 10000 | Fiberglass | Fiberglass Reinforced Plastic | Pressure |  | 1998-09-01 |  | 1998-09-01
280122 | 1 | 1998-12-09 | Removed From Ground | Diesel | 5000 | Bare Steel | Galvanized Steel | Suction: Valve At The Tank
280122 | 2 | 1998-12-09 | Removed From Ground | Diesel | 7000 | Bare Steel | Galvanized Steel | Suction: Valve At The Tank
280122 | 3 | 1998-12-09 | Removed From Ground | Gas | 4000 | Bare Steel | Galvanized Steel | Suction: Valve At The Tank
280123 | 1 | 1995-10-23 | Removed From Ground | Diesel | 1000 | Bare Steel | Galvanized Steel | Suction: Valve At The Tank
280124 | 1 | 1990-01-01 | Removed From Ground | Diesel | 10000 | Bare Steel | Galvanized Steel | Not Marked
280124 | 2 | 1990-01-01 | Removed From Ground | Gas | 4000 | Bare Steel | Galvanized Steel | Not Marked
280125 | 1 | 1995-06-09 | Removed From Ground | Diesel | 1000 | Bare Steel | Galvanized Steel | Not Marked
280126 | 1 | 1982-01-01 | Removed From Ground | Gas | 1000 | Bare Steel | Galvanized Steel | Not Marked
280126 | 2 | 1995-01-01 | Removed From Ground | Heating Oil | 4000 | Bare Steel | Galvanized Steel | Not Marked
280127 | 1 | 1980-01-01 | Removed From Ground | Diesel | 1000 | Bare Steel | Galvanized Steel | Not Marked
280128 | 1 | 1991-06-27 | Removed From Ground | Diesel | 1000 | Bare Steel | Galvanized Steel | Not Marked
280129 | 1 | 1995-06-09 | Removed From Ground | Diesel | 10000 | Bare Steel | Galvanized Steel | Not Marked
280131 | 1 | 1980-01-01 | Removed From Ground | Diesel | 1000 | Bare Steel | Galvanized Steel | Not Marked
280132 | 1 | 1984-01-01 | Removed From Ground | Gas | 1000 | Bare Steel | Galvanized Steel | Not Marked
280133 | 2401 | 2005-02-15 | Removed From Ground | Gas | 10000 | Cathodically Protected Steel | Fiberglass Reinforced Plastic | Pressure |  | 1984-11-01 |  | 1996-04-01
280133 | 2402 | 2005-02-15 | Removed From Ground | Gas | 10000 | Cathodically Protected Steel | Fiberglass Reinforced Plastic | Pressure |  | 1984-11-01 |  | 1996-04-01
280133 | 2403 | 2005-02-15 | Removed From Ground | Gas | 10000 | Cathodically Protected Steel | Fiberglass Reinforced Plastic | Pressure |  | 1984-11-01 |  | 1996-04-01
280134 | 2601 | 1986-01-01 | Currently In Use | Gas | 10000 | STIP-3 | Fiberglass Reinforced Plastic | Pressure |  | 1998-12-16 |  | 1998-12-16
280134 | 2602 | 1986-01-01 | Currently In Use | Gas | 8000 | STIP-3 | Fiberglass Reinforced Plastic | Pressure |  | 1998-12-16 |  | 1998-12-16
280134 | 2603 | 1986-01-01 | Currently In Use | Gas | 8000 | STIP-3 | Fiberglass Reinforced Plastic | Pressure |  | 1998-12-16 |  | 1998-12-16
280136 | 1 | 1994-06-01 | Removed From Ground | Gas | 2000 | Bare Steel | Galvanized Steel | Suction: Valve At The Tank
280136 | 1PREM | 1994-07-01 | Currently In Use | Gas | 8000 | Fiberglass Double Walled | Fiberglass Reinforced Plastic | Pressure |  | 1994-07-01 |  | 1994-07-01
280136 | 2 | 1994-06-01 | Removed From Ground | Gas | 2000 | Bare Steel | Galvanized Steel | Suction: Valve At The Tank
280136 | 24F | 1994-07-01 | Currently In Use | Gas | 8000 | Fiberglass Double Walled | Fiberglass Reinforced Plastic | Pressure |  | 1994-07-01 |  | 1994-07-01
280136 | 3 | 1994-06-01 | Removed From Ground | Diesel | 2000 | Bare Steel | Galvanized Steel | Suction: Valve At The Tank
280136 | 3K1 | 1994-07-01 | Currently In Use | Diesel | 1000 | Fiberglass Double Walled | Fiberglass Reinforced Plastic | Suction: No Valve At The Tank |  | 1994-07-01 |  | 1994-07-01
280136 | 4 | 1994-06-01 | Removed From Ground | Gas | 4000 | Bare Steel | Galvanized Steel | Suction: Valve At The Tank
280143 | 1 | 1987-05-06 | Currently In Use | Gas | 10000 | STIP-3 | Fiberglass Reinforced Plastic | Pressure |  | 1992-04-02 |  | 1992-04-02
280143 | 2 | 1987-05-06 | Currently In Use | Gas | 10000 | STIP-3 | Fiberglass Reinforced Plastic | Pressure |  | 1992-04-02 |  | 1992-04-02
280143 | 3 | 1987-05-06 | Currently In Use | Gas | 10000 | STIP-3 | Fiberglass Reinforced Plastic | Pressure |  | 1992-04-02 |  | 1992-04-02
280143 | 4 | 1987-01-01 | Currently In Use | Diesel | 10000 | STIP-3 | Fiberglass Reinforced Plastic | Pressure |  | 1992-04-02 |  | 1992-04-02
280146 | 1 | 2003-11-06 | Temporarily Out Of Use | Gas | 10000 | Steel-Galvanic | Fiberglass Reinforced Plastic | Pressure |  | 1998-12-01 |  | 1998-12-01
280146 | 2 | 2003-11-06 | Temporarily Out Of Use | Gas | 10000 | Steel-Galvanic | Fiberglass Reinforced Plastic | Pressure |  | 1998-12-01 |  | 1998-12-01
280146 | 3 | 2003-11-06 | Temporarily Out Of Use | Gas | 10000 | Steel-Galvanic | Fiberglass Reinforced Plastic | Pressure |  | 1998-12-01 |  | 1998-12-01
280146 | 4 | 2003-11-06 | Temporarily Out Of Use | Diesel | 10000 | Steel-Galvanic | Fiberglass Reinforced Plastic | Pressure |  | 1998-12-01 |  | 1998-12-01
280147 | 1 | 1994-01-27 | Removed From Ground | Gas | 10000 | Cathodically Protected Steel | Galvanized Steel | Not Marked
280147 | 2 | 1994-01-18 | Removed From Ground | Used Oil | 500 | Cathodically Protected Steel | Not Marked | Not Marked | Y |  | Y
280147 | 3 | 1994-02-02 | Currently In Use | Diesel | 12000 | Fiberglass Double Walled | Fiberglass Reinforced Plastic | Pressure |  | 1994-01-01 |  | 1994-01-01
280149 | 1 | 2011-07-25 | Currently In Use | Gas | 8000 | Cathodically Protected Steel | Galvanic | Pressure |  | 1998-08-27 |  | 1998-08-27
280149 | 2 | 2011-07-25 | Currently In Use | Gas | 8000 | Cathodically Protected Steel | Galvanic | Pressure |  | 1998-08-27 |  | 1998-08-27
280149 | 3 | 2011-07-25 | Currently In Use | Gas | 8000 | Cathodically Protected Steel | Galvanic | Pressure |  | 1998-08-27 |  | 1998-08-27
280149 | 4 | 2015-11-17 | Temporarily Out Of Use | Diesel | 2000 | Cathodically Protected Steel | Galvanic | Pressure |  | 1998-08-27 |  | 1998-08-27
280149 | 5 | 2013-06-26 | Temporarily Out Of Use | Kerosene | 1000 | Cathodically Protected Steel | Galvanic | Pressure |  | 1998-08-27 |  | 1998-08-27
280150 | 2 | 1991-06-01 | Removed From Ground | Heating Oil | 20000 | Bare Steel | Bare Steel | Not Marked
280150 | 3 | 1992-01-01 | Removed From Ground | Gas | 3000 | Bare Steel | Bare Steel | Not Marked
280150 | 4 | 1992-01-01 | Removed From Ground | Gas | 3000 | Bare Steel | Bare Steel | Not Marked
280150 | 5 | 1992-01-01 | Removed From Ground | Gas | 10000 | Bare Steel | Bare Steel | Not Marked
280150 | 6 | 1992-01-01 | Removed From Ground | Diesel | 10000 | Bare Steel | Bare Steel | Not Marked
280150 | 7 | 1992-01-01 | Removed From Ground | Diesel | 10000 | Bare Steel | Bare Steel | Not Marked
280153 | 1 | 2000-03-21 | Permanently Out Of Use | Gas | 1000 | Bare Steel | Galvanized Steel | Not Marked
280153 | 2 | 2000-03-21 | Permanently Out Of Use | Gas | 1000 | Bare Steel | Galvanized Steel | Not Marked
280153 | 3 | 2000-03-21 | Permanently Out Of Use | Gas | 1000 | Bare Steel | Galvanized Steel | Not Marked
280154 | 1 | 1999-09-29 | Removed From Ground | Gas | 12000 | Fiberglass | Fiberglass Reinforced Plastic | Pressure |  | 1993-05-14 |  | 1993-05-14
280154 | 2 | 1999-09-29 | Removed From Ground | Gas | 10000 | Fiberglass | Fiberglass Reinforced Plastic | Pressure |  | 1993-05-14 |  | 1993-05-14
280154 | 3 | 1999-09-29 | Removed From Ground | Gas | 10000 | Fiberglass | Fiberglass Reinforced Plastic | Pressure |  | 1993-05-14 |  | 1993-05-14
280154 | 4 | 2000-05-01 | Currently In Use | Gas | 12000 | Tank Jacket | Fiberglass/Double Walled | Pressure | N | 2000-05-01 | N | 2000-05-01
280154 | 5 | 2000-05-01 | Currently In Use | Gas | 10000 | Tank Jacket | Fiberglass/Double Walled | Pressure | N | 2000-05-01 | N | 2000-05-01
280154 | 6 | 2000-05-01 | Currently In Use | Gas | 6000 | Tank Jacket | Fiberglass/Double Walled | Pressure | N | 2000-05-01 | N | 2000-05-01
280154 | 7 | 2000-05-01 | Currently In Use | Diesel | 4000 | Tank Jacket | Fiberglass/Double Walled | Pressure | N | 2000-05-01 | N | 2000-05-01
280155 | 1 | 1986-01-01 | Currently In Use | Gas | 8775 | Fiberglass | Fiberglass/Double Walled | Pressure |  | 1993-08-24 |  | 1993-08-24
280155 | 2 | 1986-01-01 | Currently In Use | Gas | 8775 | Fiberglass | Fiberglass/Double Walled | Pressure |  | 1993-08-24 |  | 1993-08-24
280155 | 3 | 1986-01-01 | Currently In Use | Gas | 8775 | Fiberglass | Fiberglass/Double Walled | Pressure |  | 1993-08-24 |  | 1993-08-24
280156 | 1 | 1999-09-08 | Removed From Ground | Gas | 6000 | Bare Steel | Galvanized Steel | Suction: No Valve At The Tank
280156 | 2 | 1999-09-08 | Removed From Ground | Gas | 6000 | Bare Steel | Galvanized Steel | Suction: No Valve At The Tank
280156 | 3 | 1999-09-08 | Removed From Ground | Gas | 3000 | Bare Steel | Galvanized Steel | Suction: No Valve At The Tank
280156 | 4 | 1999-10-01 | Currently In Use | Gas | 10000 | Fiberglass | Fiberglass Reinforced Plastic | Pressure |  | 1999-10-01 |  | 1999-10-01
280156 | 5A | 1999-10-01 | Currently In Use | Gas | 6000 | Fiberglass | Fiberglass Reinforced Plastic | Pressure |  | 1999-10-01 |  | 1999-10-01
280156 | 5B | 1999-10-01 | Currently In Use | Diesel | 4000 | Fiberglass | Fiberglass Reinforced Plastic | Pressure | N | 1999-10-01 | N | 1999-10-01
282000 | 1 | 2007-09-04 | Removed From Ground | Gas | 10000 | STIP-3 | Fiberglass/Double Walled | Pressure |  | 1988-03-01 |  | 1988-03-01
282001 | 1 | 1987-11-04 | Currently In Use | Gas | 8000 | Steel-Impressed Current | Cathodically Protected | Pressure |  | 1998-07-09 |  | 1998-07-09
282001 | 2 | 1987-11-04 | Currently In Use | Gas | 8000 | Steel-Impressed Current | Cathodically Protected | Pressure |  | 1998-07-09 |  | 1998-07-09
282001 | 3 | 1987-11-04 | Currently In Use | Gas | 8000 | Steel-Impressed Current | Cathodically Protected | Pressure |  | 1998-07-09 |  | 1998-07-09
282001 | 4 | 1987-11-04 | Currently In Use | Other | 2005 | Steel-Impressed Current | Cathodically Protected | Suction: Valve At The Tank |  | 1998-07-09 |  | 1998-07-09
282001 | 5 | 1987-11-04 | Currently In Use | Diesel | 1020 | Steel-Impressed Current | Fiberglass Reinforced Plastic | Pressure |  | 1998-07-09 12:00 |  | 1998-07-09 12:00
282002 | 1 | 2006-07-27 | Temporarily Out Of Use | Gas | 10000 | Composite | Fiberglass Reinforced Plastic | Not Marked |  | 1987-08-01 |  | 1987-08-01
282002 | 2 | 2006-07-27 | Temporarily Out Of Use | Gas | 10000 | Composite | Fiberglass Reinforced Plastic | Not Marked |  | 1987-08-01 |  | 1987-08-01
282002 | 3 | 2006-07-27 | Temporarily Out Of Use | Gas | 10000 | Composite | Fiberglass Reinforced Plastic | Not Marked |  | 1987-08-01 |  | 1987-08-01
282002 | 4 | 2006-07-27 | Temporarily Out Of Use | Diesel | 4000 | Composite | Fiberglass Reinforced Plastic | Not Marked |  | 1987-08-01 |  | 1987-08-01
282003 | 1 | 2015-08-01 | Currently In Use | Gas | 20000 | Fiberglass Double Walled | Fiberglass/Double Walled | Pressure | N |  | N
282003 | 2 | 2015-08-01 | Currently In Use | Gas | 20000 | Fiberglass Double Walled | Fiberglass/Double Walled | Pressure | N |  | N
282003 | 3901 | 2015-05-13 | Removed From Ground | Gas | 10000 | Fiberglass | Fiberglass Reinforced Plastic | Pressure |  | 1987-11-01 |  | 1998-10-01
282003 | 3902 | 2015-05-13 | Removed From Ground | Gas | 10000 | Fiberglass | Fiberglass Reinforced Plastic | Pressure |  | 1987-11-01 |  | 1998-10-01
282003 | 3903 | 2015-05-13 | Removed From Ground | Gas | 8000 | Fiberglass | Fiberglass Reinforced Plastic | Pressure |  | 1987-11-01 |  | 1998-10-01
282003 | 3904 | 2015-05-13 | Removed From Ground | Diesel | 10000 | Fiberglass | Fiberglass Reinforced Plastic | Pressure |  | 1987-11-01 |  | 1998-10-01
282003 | 3905 | 2015-05-13 | Removed From Ground | Diesel | 10000 | Composite | Fiberglass Reinforced Plastic | Pressure |  | 1995-12-01 |  | 1995-12-01
282003 | 3906 | 2015-05-13 | Removed From Ground | Kerosene | 2000 | Steel-Galvanic | Fiberglass Reinforced Plastic | Suction: No Valve At The Tank |  | 1981-11-01 |  | 1998-10-01
282003 | 3A | 2015-08-01 | Currently In Use | Gas | 10000 | Fiberglass Double Walled | Fiberglass/Double Walled | Pressure | N |  | N
282003 | 3B | 2015-08-01 | Currently In Use | Gas | 9500 | Fiberglass Double Walled | Fiberglass/Double Walled | Pressure | N |  | N
282003 | 4 | 2015-08-01 | Currently In Use | Diesel | 12000 | Fiberglass Double Walled | Fiberglass/Double Walled | Pressure | N |  | N
282004 | 1 | 1993-10-13 | Removed From Ground | Gas | 12000 | Fiberglass | Bare Steel | Pressure
286051 | 1 | 1986-04-15 | Removed From Ground | Gas | 5000 | Bare Steel | Galvanized Steel | Not Marked
286051 | 2 | 1986-04-15 | Removed From Ground | Gas | 6000 | Bare Steel | Galvanized Steel | Not Marked
286051 | 3 | 1986-04-15 | Removed From Ground | Gas | 4000 | Bare Steel | Galvanized Steel | Not Marked
286051 | 4 | 1986-04-15 | Removed From Ground | Gas | 3000 | Bare Steel | Galvanized Steel | Not Marked
286051 | 5 | 1986-05-01 | Currently In Use | Diesel | 10000 | Steel-Galvanic | Fiberglass Reinforced Plastic | Pressure |  | 1992-04-23 |  | 1992-04-23
286051 | 6 | 1986-05-01 | Currently In Use | Gas | 10000 | Steel-Galvanic | Fiberglass Reinforced Plastic | Pressure |  | 1992-04-23 |  | 1992-04-23
286051 | 7 | 1986-05-01 | Currently In Use | Gas | 10000 | Steel-Galvanic | Fiberglass Reinforced Plastic | Pressure |  | 1992-04-23 |  | 1992-04-23
290001 | 1 | 1994-12-06 | Removed From Ground | Gas | 4000 | Bare Steel | Galvanized Steel | Not Marked
290001 | 2 | 1994-12-06 | Removed From Ground | Gas | 4000 | Bare Steel | Galvanized Steel | Not Marked
290001 | 3 | 1994-12-06 | Removed From Ground | Gas | 4000 | Bare Steel | Galvanized Steel | Not Marked
290001 | 4 | 1994-12-06 | Removed From Ground | Gas | 4000 | Bare Steel | Galvanized Steel | Not Marked
290001 | 5 | 1994-12-06 | Removed From Ground | Gas | 3000 | Bare Steel | Galvanized Steel | Not Marked
290002 | 1 | 2000-02-14 | Removed From Ground | Used Oil | 1000 | Cathodically Protected Steel | Galvanized Steel | Not Marked | Y |  | Y
290002 | 2 | 1997-04-02 | Removed From Ground | Diesel | 3000 | Not Marked/Unknown | Not Marked | Not Marked
290002 | 3 | 1997-04-02 | Removed From Ground | Gas | 6000 | Not Marked/Unknown | Not Marked | Not Marked
290003 | 1 | 1999-08-27 | Removed From Ground | Diesel | 2000 | Bare Steel | Galvanized Steel | Gravity Fed
290004 | 1 | 1998-11-17 | Removed From Ground | Gas | 10000 | Bare Steel | Galvanized Steel | Suction: Valve At The Tank
290004 | 2 | 1998-11-17 | Removed From Ground | Used Oil | 550 | Bare Steel | Galvanized Steel | Not Marked | Y |  | Y
290004 | 3 | 1998-11-17 | Removed From Ground | Gas | 1000 | Bare Steel | Bare Steel | Suction: Valve At The Tank
290004 | 4 | 1998-01-17 | Removed From Ground | Gas | 1000 | Bare Steel | Bare Steel | Suction: Valve At The Tank
290004 | 5 | 1998-11-17 | Removed From Ground | Gas | 1000 | Bare Steel | Bare Steel | Suction: Valve At The Tank
290005 | 1 | 1993-10-12 | Removed From Ground | Diesel | 10000 | Bare Steel | Bare Steel | Pressure
290005 | 2 | 1993-10-12 | Removed From Ground | Diesel | 10000 | Bare Steel | Bare Steel | Pressure
290005 | 3-UNLEADED | 1993-10-12 | Removed From Ground | Gas | 1000 | Cathodically Protected Steel | Galvanized Steel | Pressure
290005 | 4 | 1993-10-12 | Removed From Ground | Other | 1000 | Bare Steel | Bare Steel | Pressure
290005 | 5-WO | 1993-10-12 | Removed From Ground | Used Oil | 1000 | Bare Steel | Bare Steel | Gravity Fed | Y |  | Y
290005 | 6 | 1993-11-11 | Currently In Use | Diesel | 10000 | Bare Steel | Fiberglass Reinforced Plastic | Pressure |  | 1993-11-11 |  | 1993-11-11
290005 | 7 | 1993-11-11 | Currently In Use | Diesel | 10000 | Cathodically Protected Steel | Fiberglass Reinforced Plastic | Pressure |  | 1993-11-11 |  | 1993-11-11
290005 | 8 | 1993-11-11 | Currently In Use | Gas | 1000 | Cathodically Protected Steel | Fiberglass Reinforced Plastic | Pressure |  | 1993-11-11 |  | 1993-11-11
290005 | 9A | 1993-11-11 | Currently In Use | Used Oil | 1000 | Cathodically Protected Steel | Fiberglass Reinforced Plastic | Gravity Fed | Y | 2010-11-16 12:00 | Y | 2010-11-16 12:00
290005 | 9B | 1993-11-11 | Currently In Use | New Oil | 1000 | Cathodically Protected Steel | Fiberglass Reinforced Plastic | Gravity Fed |  | 1993-11-11 |  | 1993-11-11
290007 | 1 | 1995-05-02 | Removed From Ground | Empty | 500 | Marked Unknown | Unknown | Not Marked
290008 | 1 | 1995-06-21 | Removed From Ground | Other | 1000 | Bare Steel | Galvanized Steel | Not Marked
290008 | 2 | 1995-06-21 | Removed From Ground | Used Oil | 1000 | Bare Steel | Galvanized Steel | Not Marked | Y |  | Y
290009 | 1 | 1998-09-01 | Removed From Ground | Gas | 10000 | Composite | Fiberglass Reinforced Plastic | Pressure |  | 1998-08-15 |  | 1998-08-15
290009 | 2 | 1998-09-01 | Removed From Ground | Gas | 8000 | Composite | Fiberglass Reinforced Plastic | Pressure |  | 1998-08-15 |  | 1998-08-15
290009 | 3 | 1998-09-01 | Removed From Ground | Diesel | 6000 | Composite | Fiberglass Reinforced Plastic | Pressure |  | 1998-08-15 |  | 1998-08-15
290009 | 4 | 1998-09-01 | Removed From Ground | Used Oil | 550 | Cathodically Protected Steel | Fiberglass Reinforced Plastic | Not Marked | Y |  | Y
290009 | 5 | 1998-08-15 | Currently In Use | Gas | 10000 | Composite | Fiberglass Reinforced Plastic | Pressure |  | 1998-08-15 |  | 1998-08-15
290009 | 6 | 1998-08-15 | Currently In Use | Gas | 8000 | Composite | Fiberglass Reinforced Plastic | Pressure |  | 1998-08-15 |  | 1998-08-15
290009 | 7 | 1998-08-15 | Currently In Use | Diesel | 6000 | Composite | Fiberglass Reinforced Plastic | Pressure |  | 1998-08-15 |  | 1998-08-15
290010 | 1 | 1995-09-13 | Removed From Ground | Gas | 3000 | Bare Steel | Galvanized Steel | Suction: Valve At The Tank
290010 | 2 | 1995-09-13 | Removed From Ground | Gas | 3000 | Bare Steel | Galvanized Steel | Suction: Valve At The Tank
290010 | 3 | 1995-09-13 | Removed From Ground | Gas | 3000 | Bare Steel | Galvanized Steel | Suction: Valve At The Tank
290010 | 4 | 1995-09-13 | Removed From Ground | Gas | 6000 | Bare Steel | Galvanized Steel | Suction: Valve At The Tank
290010 | 5 | 1995-09-13 | Removed From Ground | Used Oil | 550 | Bare Steel | Galvanized Steel | Suction: No Valve At The Tank | Y |  | Y
290011 | 1 | 1988-07-14 | Removed From Ground | Gas | 10000 | Bare Steel | Galvanized Steel | Not Marked
290011 | 2 | 1988-07-14 | Removed From Ground | Gas | 10000 | Bare Steel | Galvanized Steel | Not Marked
290011 | 3 | 1988-07-14 | Removed From Ground | Gas | 10000 | Bare Steel | Galvanized Steel | Not Marked
290011 | 4 | 1988-07-14 | Removed From Ground | Diesel | 10000 | Bare Steel | Galvanized Steel | Not Marked
290011 | 5 | 1988-07-14 | Removed From Ground | Diesel | 10000 | Bare Steel | Galvanized Steel | Not Marked
290013 | 1 | 2015-10-12 | Removed From Ground | Gas | 10000 | Steel-Impressed Current | Fiberglass Reinforced Plastic | Pressure |  | 1994-12-07 |  | 1994-12-07
290013 | 2 | 2015-10-12 | Removed From Ground | Gas | 10000 | Steel-Impressed Current | Fiberglass Reinforced Plastic | Pressure |  | 1994-12-07 |  | 1994-12-07
290013 | 3 | 2015-10-12 | Removed From Ground | Gas | 10000 | Steel-Impressed Current | Fiberglass Reinforced Plastic | Pressure |  | 1994-12-07 |  | 1994-12-07
290013 | 5 | 1988-08-01 | Removed From Ground | Empty | 550 | Bare Steel | Galvanized Steel | Not Marked
290014 | 1 | 1987-01-01 | Removed From Ground | Gas | 900 | Bare Steel | Galvanized Steel | Not Marked
290015 | 1 |  | Permanently Out Of Use | Gas | 1000 | Bare Steel | Bare Steel | Not Marked
290015 | 2 |  | Permanently Out Of Use | Gas | 2000 | Bare Steel | Bare Steel | Not Marked
290016 | 1 | 1996-02-22 | Removed From Ground | Gas | 1000 | Marked Unknown | Unknown | Not Marked
290016 | 2 | 1996-02-22 | Removed From Ground | Gas | 1000 | Marked Unknown | Unknown | Not Marked
290016 | 3 | 1996-02-22 | Removed From Ground | Gas | 1000 | Unknown |  |  | N |  | N
290016 | 4 | 1996-02-22 | Removed From Ground | Gas | 3000 | Unknown |  |  | N |  | N
290017 | 1 | 1996-10-08 | Removed From Ground | Diesel | 10000 | Bare Steel | Galvanized Steel | Not Marked
290018 | 1 | 1992-04-15 | Closed In Ground | Diesel | 10000 | Bare Steel | Galvanized Steel | Not Marked
290018 | 2 | 1992-04-15 | Removed From Ground | Diesel | 10000 | Bare Steel | Galvanized Steel | Not Marked
290018 | 202205 | 1992-04-24 | Currently In Use | Gas | 8000 | STIP-3 | Fiberglass Reinforced Plastic | Suction: No Valve At The Tank |  | 1992-04-01 |  | 1992-04-01
290018 | 202230 | 1992-04-24 | Currently In Use | Diesel | 8000 | STIP-3 | Fiberglass Reinforced Plastic | Suction: No Valve At The Tank |  | 1992-04-01 |  | 1992-04-01
290018 | 3 | 1992-04-15 | Removed From Ground | Used Oil | 1000 | Bare Steel | Galvanized Steel | Not Marked | Y |  | Y
290018 | 4 | 1992-04-15 | Removed From Ground | Gas | 10000 | Bare Steel | Galvanized Steel | Not Marked
290018 | 5 | 1992-04-15 | Removed From Ground | Gas | 5000 | Bare Steel | Galvanized Steel | Not Marked
290020 | 1 | 2007-04-05 | Removed From Ground | Gas | 6063 | Marked Unknown | Unknown | Not Marked
290021 | 1 | 2016-06-07 | Temporarily Out Of Use | Gas | 6000 | Steel-Impressed Current | Impressed Current | Suction: Valve At The Tank |  | 1999-01-01 |  | 1998-04-01
290021 | 2 | 2016-06-07 | Temporarily Out Of Use | Gas | 6000 | Steel-Impressed Current | Impressed Current | Suction: Valve At The Tank |  | 1999-01-01 |  | 1998-04-01
290021 | 3 | 2016-06-07 | Temporarily Out Of Use | Diesel | 5000 | Steel-Impressed Current | Impressed Current | Suction: Valve At The Tank |  | 1999-01-01 |  | 1998-04-01
290021 | 4 | 2016-06-07 | Temporarily Out Of Use | Gas | 3000 | Steel-Impressed Current | Impressed Current | Suction: Valve At The Tank |  | 1999-01-01 |  | 1998-04-01
290022 | 1 |  | Removed From Ground Date Unknown | Diesel | 10000 | Bare Steel | Galvanized Steel | Suction: No Valve At The Tank
290022 | 2 |  | Removed From Ground Date Unknown | Diesel | 8000 | Bare Steel | Galvanized Steel | Suction: No Valve At The Tank
290022 | 3 |  | Removed From Ground Date Unknown | Gas | 2000 | Bare Steel | Galvanized Steel | Suction: No Valve At The Tank
290023 | 1 | 1994-05-01 | Removed From Ground | Gas | 500 | Bare Steel | Unknown | Not Marked
290024 | 1 | 2016-04-11 | Temporarily Out Of Use | Gas | 6000 | Cathodically Protected Steel | Cathodically Protected | Pressure |  | 1996-01-01 |  | 1996-01-01
290024 | 2 | 2016-04-11 | Temporarily Out Of Use | Gas | 6000 | Cathodically Protected Steel | Cathodically Protected | Pressure |  | 1996-01-01 |  | 1996-01-01
290024 | 3 | 2016-04-11 | Temporarily Out Of Use | Gas | 6000 | Cathodically Protected Steel | Cathodically Protected | Pressure |  | 1996-01-01 |  | 1996-01-01
290024 | 5 | 1995-09-22 | Removed From Ground | Used Oil | 500 | Bare Steel | Galvanized Steel | Not Marked | Y |  | Y
290025 | 1 | 2000-01-01 | Removed From Ground | Gas | 20000 | Cathodically Protected Steel | Galvanized Steel | Pressure |  | 1992-08-01 |  | 1992-08-01
290025 | 2 | 2000-01-01 | Removed From Ground | Gas | 20000 | Cathodically Protected Steel | Galvanized Steel | Pressure |  | 1992-08-01 |  | 1992-08-01
290025 | 3 | 2000-01-01 | Removed From Ground | Gas | 20000 | Cathodically Protected Steel | Galvanized Steel | Pressure |  | 1992-08-01 |  | 1992-08-01
290025 | 4 | 2000-01-01 | Removed From Ground | Gas | 20000 | Cathodically Protected Steel | Galvanized Steel | Pressure |  | 1992-08-01 |  | 1992-08-01
290025 | 5 | 2000-01-01 | Removed From Ground | Kerosene | 10000 | Cathodically Protected Steel | Galvanized Steel | Pressure |  | 1992-08-01 |  | 1992-08-01
290025 | 6 | 2000-01-01 | Removed From Ground | Other | 8000 | Cathodically Protected Steel | Galvanized Steel | Pressure |  | 1992-01-01 |  | 1992-01-01
290026 | 1 | 2005-05-15 | Removed From Ground | Gas | 6000 | Cathodically Protected Steel | Galvanized Steel | Pressure |  | 1996-01-01 |  | 1996-01-01
290026 | 2 | 2005-05-15 | Removed From Ground | Gas | 6000 | Cathodically Protected Steel | Galvanized Steel | Pressure |  | 1996-01-01 |  | 1996-01-01
290026 | 3 | 2005-05-15 | Removed From Ground | Gas | 6000 | Cathodically Protected Steel | Galvanized Steel | Pressure |  | 1996-01-01 |  | 1996-01-01
290026 | 4 | 2005-05-15 | Removed From Ground | Used Oil | 500 | Cathodically Protected Steel | Galvanized Steel | Not Marked | Y |  | Y | 1996-01-01
290027 | 1 | 1990-01-01 | Removed From Ground | Gas | 8000 | Bare Steel | Galvanized Steel | Not Marked
290027 | 2 | 1990-01-01 | Removed From Ground | Gas | 6000 | Bare Steel | Galvanized Steel | Not Marked
290027 | 3 | 1990-01-01 | Removed From Ground | Gas | 8000 | Bare Steel | Galvanized Steel | Not Marked
290027 | 4 | 1990-01-01 | Removed From Ground | Diesel | 6000 | Bare Steel | Galvanized Steel | Not Marked
290028 | 1 | 1997-09-01 | Removed From Ground | Gas | 5000 | Bare Steel | Galvanized Steel | Pressure
290028 | 2 | 1997-09-01 | Removed From Ground | Gas | 10000 | Bare Steel | Galvanized Steel | Pressure
290028 | 3 | 1997-09-01 | Removed From Ground | Gas | 10000 | Bare Steel | Galvanized Steel | Pressure
290028 | 4A | 2011-05-17 | Currently In Use | Gas | 16000 | Composite Double Walled | Fiberglass/Double Walled | Pressure | N | 2011-05-17 | N | 2011-05-17
290028 | 4B | 2011-05-17 | Currently In Use | Gas | 4000 | Composite Double Walled | Fiberglass/Double Walled | Pressure | N | 2011-05-17 | N | 2011-05-17
290029 | 1 | 1987-01-01 | Removed From Ground | Gas | 4000 | Bare Steel | Galvanized Steel | Not Marked
290029 | 2 | 1987-01-01 | Removed From Ground | Gas | 4000 | Bare Steel | Galvanized Steel | Not Marked
290029 | 3 | 1987-01-01 | Removed From Ground | Gas | 4000 | Bare Steel | Galvanized Steel | Not Marked
290032 | 1 | 1971-02-22 | Currently In Use | Gas | 2000 | Bare Steel | Galvanized Steel | Suction: Valve At The Tank
290032 | 1 |  | Removed From Ground Date Unknown | Gas | 2000 | Bare Steel | Galvanized Steel | Suction: Valve At The Tank
290032 | 2 | 1966-02-23 | Currently In Use | Gas | 500 | Bare Steel | Galvanized Steel | Suction: Valve At The Tank
290032 | 2 |  | Removed From Ground Date Unknown | Gas | 500 | Bare Steel | Galvanized Steel | Suction: Valve At The Tank
290032 | 3 | 1966-02-23 | Currently In Use | Gas | 2000 | Bare Steel | Galvanized Steel | Suction: Valve At The Tank
290032 | 3 |  | Removed From Ground Date Unknown | Gas | 2000 | Bare Steel | Galvanized Steel | Suction: Valve At The Tank
290032 | 4 | 1966-02-23 | Currently In Use | Diesel | 500 | Bare Steel | Galvanized Steel | Suction: Valve At The Tank
290032 | 4 |  | Removed From Ground Date Unknown | Diesel | 500 | Bare Steel | Galvanized Steel | Suction: Valve At The Tank
290033 | 1 | 2005-05-16 | Removed From Ground | Gas | 3000 | Bare Steel | Fiberglass Reinforced Plastic | Pressure |  | 1997-01-01 |  | 1993-01-01
290033 | 2 | 2005-05-16 | Removed From Ground | Gas | 3000 | Bare Steel | Fiberglass Reinforced Plastic | Pressure |  | 1997-01-01 |  | 1993-01-01
290033 | 3 | 2005-05-16 | Removed From Ground | Gas | 3000 | Bare Steel | Fiberglass Reinforced Plastic | Pressure |  | 1997-01-01 |  | 1993-01-01
290033 | 4 | 2005-05-16 | Removed From Ground | Gas | 3000 | Bare Steel | Fiberglass Reinforced Plastic | Pressure |  | 1997-01-01 |  | 1993-01-01
290033 | 5 | 2005-05-16 | Removed From Ground | Used Oil | 500 | Bare Steel | Fiberglass Reinforced Plastic | Not Marked | Y |  | Y | 1993-01-01
290034 | 1 | 1985-02-18 | Currently In Use | Gas | 8000 | Cathodically Protected Steel | Fiberglass Reinforced Plastic | Pressure |  | 1986-01-01 |  | 1986-01-01
290034 | 2 | 1985-02-18 | Currently In Use | Gas | 8000 | Cathodically Protected Steel | Fiberglass Reinforced Plastic | Pressure |  | 1986-01-01 |  | 1986-01-01
290034 | 3 | 2016-03-14 | Temporarily Out Of Use | Diesel | 8000 | Cathodically Protected Steel | Fiberglass Reinforced Plastic | Pressure |  | 1986-01-01 |  | 1986-01-01
290035 | 1 | 1993-06-01 | Removed From Ground | Diesel | 10000 | Bare Steel | Bare Steel | Not Marked
290036 | 1 | 1985-02-18 | Currently In Use | Gas | 12000 | Steel-Impressed Current | Impressed Current | Pressure |  | 1992-01-01 |  | 1992-01-01
290036 | 2 | 1985-02-18 | Currently In Use | Gas | 10000 | Steel-Impressed Current | Impressed Current | Pressure |  | 1992-01-01 |  | 1992-01-01
290036 | 3 | 2016-02-26 | Temporarily Out Of Use | Gas | 10000 | Steel-Impressed Current | Impressed Current | Pressure |  | 1992-01-01 |  | 1992-01-01
290036 | 4 | 1985-02-18 | Currently In Use | Diesel | 12000 | Steel-Impressed Current | Impressed Current | Pressure |  | 1992-01-01 |  | 1992-01-01
290037 | 1 | 1984-02-11 | Currently In Use | Gas | 10000 | Steel-Impressed Current | Fiberglass Reinforced Plastic | Pressure |  | 1998-04-15 |  | 1998-04-15
290037 | 2 | 1984-02-11 | Currently In Use | Gas | 10000 | Steel-Impressed Current | Fiberglass Reinforced Plastic | Pressure |  | 1998-04-15 |  | 1998-04-15
290037 | 3 | 1984-02-11 | Currently In Use | Diesel | 10000 | Steel-Impressed Current | Fiberglass Reinforced Plastic | Pressure |  | 1998-04-15 |  | 1998-04-15
290037 | 4 | 2016-04-19 | Temporarily Out Of Use | Kerosene | 10000 | Steel-Impressed Current | Fiberglass Reinforced Plastic | Suction: No Valve At The Tank |  | 1998-04-15 |  | 1998-04-15
290037 | 5 | 1997-12-01 | Removed From Ground | Empty | 2000 | Bare Steel | Galvanized Steel | Not Marked
290038 | 1 | 1997-02-01 | Removed From Ground | Diesel | 10000 | Bare Steel | Galvanized Steel | Pressure
290039 | 10 | 2010-09-24 | Removed From Ground | Gas | 9728 | Double Walled | Fiberglass Reinforced Plastic | Pressure |  | 1994-05-16 |  | 1994-05-16
290039 | 11 | 1997-09-15 | Removed From Ground | Diesel | 15000 | Bare Steel | Galvanized Steel |  | N | 1983-03-01 | N | 1983-03-01
290039 | 12 | 1997-09-15 | Removed From Ground | Diesel | 6000 | Bare Steel | Galvanized Steel |  | N |  | N
290039 | 13 | 1997-09-15 | Removed From Ground | Diesel | 6000 | Bare Steel | Galvanized Steel |  | N |  | N
290039 | 2 | 1992-09-01 | Removed From Ground | Diesel | 6000 | Bare Steel | Galvanized Steel | Not Marked
290039 | 4 | 1994-04-15 | Removed From Ground | Gas | 10000 | Bare Steel | Bare Steel | Pressure
290039 | 5 | 1994-04-15 | Removed From Ground | Gas | 10000 | Bare Steel | Bare Steel | Pressure
290039 | 6 | 1994-04-15 | Removed From Ground | Gas | 10000 | Bare Steel | Bare Steel | Pressure
290039 | 7 | 1994-04-15 | Removed From Ground | Used Oil | 1000 | Bare Steel | Bare Steel | Pressure | Y |  | Y
290039 | 8 | 2010-09-24 | Removed From Ground | Gas | 9728 | Double Walled | Fiberglass Reinforced Plastic | Pressure |  | 1994-05-16 |  | 1994-05-16
290039 | 9 | 2010-09-24 | Removed From Ground | Gas | 9728 | Double Walled | Fiberglass Reinforced Plastic | Pressure |  | 1994-05-16 |  | 1994-05-16
290040 | 1 | 1988-11-01 | Removed From Ground | Kerosene | 1000 | Bare Steel | Galvanized Steel | Not Marked
290040 | 3 | 1988-11-01 | Removed From Ground | Kerosene | 1000 | Bare Steel | Galvanized Steel | Not Marked
290040 | 4 | 1988-11-01 | Removed From Ground | Gas | 1000 | Bare Steel | Galvanized Steel | Not Marked
290040 | 5 | 1988-11-01 | Removed From Ground | Diesel | 1000 | Bare Steel | Galvanized Steel | Not Marked
290040 | 6 | 1988-11-01 | Removed From Ground | Diesel | 3000 | Bare Steel | Galvanized Steel | Not Marked
290042 | 1 | 1990-06-01 | Removed From Ground | Gas | 10000 | Bare Steel | Galvanized Steel | Not Marked
290042 | 2 | 1990-06-01 | Removed From Ground | Gas | 10000 | Bare Steel | Galvanized Steel | Not Marked
290042 | 3 | 1990-06-01 | Removed From Ground | Gas | 10000 | Bare Steel | Galvanized Steel | Not Marked
290043 | 1 | 1999-12-06 | Removed From Ground | Gas | 2000 | Bare Steel | Galvanized Steel | Suction: Valve At The Tank
290043 | 2 | 1999-12-06 | Removed From Ground | Diesel | 2000 | Bare Steel | Galvanized Steel | Suction: Valve At The Tank
290043 | 3 | 1999-12-06 | Removed From Ground | Gas | 1000 | Bare Steel | Galvanized Steel | Not Marked
290044 | 1 | 1998-09-07 | Removed From Ground | Gas | 1000 | Bare Steel | Galvanized Steel | Suction: No Valve At The Tank
290045 | 1 | 1999-01-19 | Removed From Ground | Gas | 10060 | Bare Steel | Bare Steel | Not Marked
290045 | 2 | 1999-01-19 | Removed From Ground | Diesel | 2000 | Bare Steel | Bare Steel | Not Marked
290045 | 3 | 1994-12-06 | Removed From Ground | Other | 500 | Bare Steel | Galvanized Steel | Suction: Valve At The Tank
290046 | 1 |  | Removed From Ground Date Unknown | Diesel | 1000 | Cathodically Protected Steel | Galvanized Steel | Not Marked
290047 | 1 | 1989-04-01 | Removed From Ground | Empty | 1 | Marked Unknown | Unknown | Not Marked
290047 | 2 | 1989-04-01 | Removed From Ground | Empty | 1 | Marked Unknown | Unknown | Not Marked
290047 | 3 | 1989-04-01 | Removed From Ground | Empty | 1 | Marked Unknown | Unknown | Not Marked
290047 | 4 | 1989-04-01 | Removed From Ground | Empty | 1 | Marked Unknown | Unknown | Not Marked
290047 | 5 | 1989-04-01 | Removed From Ground | Empty | 1 | Marked Unknown | Unknown | Not Marked
290048 | 1 |  | Removed From Ground Date Unknown | Gas | 1000 | Bare Steel | Galvanized Steel | Not Marked
290048 | 2 | 2000-12-01 | Currently In Use | Gas | 15000 | Epoxy | Fiberglass Reinforced Plastic | Pressure |  | 2000-12-01 |  | 2000-12-01
290048 | 3 | 2000-12-01 | Currently In Use | Gas | 12000 | Epoxy | Fiberglass Reinforced Plastic | Pressure |  | 2000-12-01 |  | 2000-12-01
290048 | 4 | 2000-12-01 | Currently In Use | Diesel | 6000 | Epoxy | Fiberglass Reinforced Plastic | Pressure |  | 2000-12-01 |  | 2000-12-01
290048 | 5 | 2000-12-01 | Currently In Use | Diesel | 4000 | Epoxy | Fiberglass Reinforced Plastic | Pressure |  | 2000-12-01 |  | 2000-12-01
290049 | 1 | 1995-08-16 | Removed From Ground | Gas | 1000 | Bare Steel | Galvanized Steel | Not Marked
290049 | 2 | 1995-08-16 | Removed From Ground | Gas | 1000 | Bare Steel | Galvanized Steel | Not Marked
290049 | 3 | 1995-08-16 | Removed From Ground | Diesel | 750 | Bare Steel | Galvanized Steel | Not Marked
290049 | 4 | 1995-08-16 | Removed From Ground | Diesel | 15000 | Bare Steel | Galvanized Steel | Not Marked
290050 | 1 | 1985-08-01 | Currently In Use | Diesel | 10000 | Steel-Impressed Current | Impressed Current | Suction: Valve At The Tank |  | 1999-03-24 |  | 1994-12-05
290052 | 1 | 1993-09-29 | Removed From Ground | Diesel | 10000 | Bare Steel | Bare Steel | Suction: No Valve At The Tank
290053 | 1 | 1994-05-24 | Removed From Ground | Gas | 10000 | Bare Steel | Galvanized Steel | Suction: No Valve At The Tank
290053 | 2 | 1994-05-24 | Removed From Ground | Diesel | 10000 | Bare Steel | Galvanized Steel | Suction: No Valve At The Tank
290053 | 3 | 1994-05-25 | Currently In Use | Diesel | 10000 | Composite | Fiberglass Reinforced Plastic | Suction: No Valve At The Tank |  | 1994-05-01 |  | 1994-05-01
290055 | 1 | 2011-05-19 | Temporarily Out Of Use | Gas | 6000 | Steel-Galvanic | Fiberglass Reinforced Plastic | Pressure |  | 1998-01-01 |  | 1998-01-01
290055 | 2 | 2011-05-19 | Temporarily Out Of Use | Gas | 6000 | Steel-Galvanic | Fiberglass Reinforced Plastic | Pressure |  | 1998-01-01 |  | 1998-01-01
290055 | 3 | 2011-05-19 | Temporarily Out Of Use | Gas | 6000 | Steel-Galvanic | Fiberglass Reinforced Plastic | Pressure |  | 1998-01-01 |  | 1998-01-01
290056 | 1 |  | Removed From Ground Date Unknown | Gas | 2900 | Bare Steel | Galvanized Steel | Not Marked
290056 | 2 |  | Removed From Ground Date Unknown | Gas | 2900 | Bare Steel | Galvanized Steel | Not Marked
290056 | 3 |  | Removed From Ground Date Unknown | Gas | 2900 | Bare Steel | Galvanized Steel | Not Marked
290056 | 4 |  | Removed From Ground Date Unknown | Gas | 10000 | Bare Steel | Galvanized Steel | Not Marked
290056 | 5 |  | Removed From Ground Date Unknown | Gas | 6000 | Bare Steel | Galvanized Steel | Not Marked
290056 | 6 |  | Removed From Ground Date Unknown | Gas | 10000 | Double Walled | Fiberglass Reinforced Plastic | Not Marked |  | 1992-01-01 |  | 1992-01-01
290056 | 7 |  | Removed From Ground Date Unknown | Gas | 10000 | Double Walled | Fiberglass Reinforced Plastic | Not Marked |  | 1992-01-01 |  | 1992-01-01
290056 | 8 | 1992-01-01 | Currently In Use | Gas | 10000 | Double Walled | Fiberglass Reinforced Plastic | Pressure |  | 1992-01-01 |  | 1992-01-01
290056 | 9 | 1992-01-01 | Currently In Use | Gas | 10000 | Double Walled | Fiberglass Reinforced Plastic | Pressure |  | 1992-01-01 |  | 1992-01-01
290057 | 1 | 1994-06-19 | Removed From Ground | Gas | 10000 | Bare Steel | Galvanized Steel | Not Marked
290057 | 2 | 1994-06-19 | Removed From Ground | Gas | 4000 | Bare Steel | Galvanized Steel | Not Marked
290057 | 3 | 1994-06-19 | Removed From Ground | Gas | 4000 | Bare Steel | Galvanized Steel | Not Marked
290057 | 4 | 1994-06-19 | Removed From Ground | Gas | 10000 | Bare Steel | Galvanized Steel | Not Marked
290057 | 5 | 1994-07-15 | Currently In Use | Gas | 10000 | Fiberglass Double Walled | Fiberglass/Double Walled | Pressure |  | 1994-07-15 |  | 1994-07-15
290057 | 6 | 1994-07-15 | Currently In Use | Gas | 10000 | Fiberglass Double Walled | Fiberglass/Double Walled | Pressure |  | 1994-07-15 |  | 1994-07-15
290057 | 7 | 1994-07-15 | Currently In Use | Gas | 10000 | Fiberglass Double Walled | Fiberglass/Double Walled | Pressure |  | 1994-07-15 |  | 1994-07-15
290059 | 1 | 1981-01-01 | Currently In Use | Diesel | 10000 | Steel-Impressed Current | Fiberglass Reinforced Plastic | Not Marked |  | 1998-10-28 |  | 1998-10-28
290059 | 2 | 1981-01-01 | Currently In Use | Gas | 10000 | Steel-Impressed Current | Fiberglass Reinforced Plastic | Not Marked |  | 1998-10-28 |  | 1998-10-28
290059 | 3 | 1981-01-01 | Currently In Use | Gas | 10000 | Steel-Impressed Current | Fiberglass Reinforced Plastic | Not Marked |  | 1998-10-28 |  | 1998-10-28
290060 | 1 | 2013-01-16 | Removed From Ground | Gas | 10000 | STIP-3 | Fiberglass Reinforced Plastic | Pressure |  | 1997-05-07 |  | 1997-05-07
290060 | 2 | 2013-01-16 | Removed From Ground | Gas | 10000 | STIP-3 | Fiberglass Reinforced Plastic | Pressure |  | 1997-05-07 |  | 1997-05-07
290060 | 3 | 2013-01-16 | Removed From Ground | Gas | 10000 | STIP-3 | Fiberglass Reinforced Plastic | Pressure |  | 1997-05-07 |  | 1997-05-07
290060 | 4 | 2013-01-16 | Removed From Ground | Diesel | 8000 | STIP-3 | Fiberglass Reinforced Plastic | Pressure |  | 1997-05-07 |  | 1997-05-07
290060 | 5 | 2013-01-16 | Removed From Ground | Kerosene | 2000 | STIP-3 | Fiberglass Reinforced Plastic | Suction: No Valve At The Tank |  | 1997-05-07 |  | 1997-05-07
290061 | 1 | 1986-01-01 | Currently In Use | Gas | 10000 | STIP-3 | Single Wall Flex | Not Marked |  | 1998-10-28 |  | 1998-10-28
290061 | 2 | 1986-01-01 | Currently In Use | Gas | 10000 | STIP-3 | Single Wall Flex | Not Marked |  | 1998-10-28 |  | 1998-10-28
290061 | 3 | 1986-01-01 | Currently In Use | Diesel | 10000 | STIP-3 | Single Wall Flex | Not Marked |  | 1998-10-28 |  | 1998-10-28
290062 | 1 | 1998-12-01 | Removed From Ground | Gas | 3900 | Bare Steel | Galvanized Steel | Pressure |  | 1991-03-01 |  | 1991-03-01
290062 | 2 | 1998-12-01 | Removed From Ground | Gas | 3900 | Bare Steel | Galvanized Steel | Pressure |  | 1991-03-01 |  | 1991-03-01
290062 | 3 | 1998-12-01 | Removed From Ground | Gas | 3900 | Bare Steel | Galvanized Steel | Pressure |  | 1991-03-01 |  | 1991-03-01
290062 | 4 | 1998-12-01 | Removed From Ground | Gas | 3900 | Bare Steel | Galvanized Steel | Pressure |  | 1991-03-01 |  | 1991-03-01
290062 | 5 | 1998-12-01 | Removed From Ground | Gas | 3900 | Bare Steel | Galvanized Steel | Pressure |  | 1991-03-01 |  | 1991-03-01
290063 | 1 | 1979-01-01 | Currently In Use | Gas | 10000 | Steel-Impressed Current | Impressed Current | Pressure |  | 1997-05-28 |  | 1997-05-28
290063 | 2 | 1979-01-01 | Currently In Use | Gas | 10000 | Steel-Impressed Current | Impressed Current | Pressure |  | 1997-05-28 |  | 1997-05-28
290063 | 3 | 1979-01-01 | Currently In Use | Diesel | 10000 | Steel-Impressed Current | Impressed Current | Pressure |  | 1997-05-28 |  | 1997-05-28
290064 | 1 | 1984-01-01 | Currently In Use | Gas | 10000 | Steel-Galvanic | Fiberglass Reinforced Plastic | Pressure |  | 1997-07-31 |  | 1997-07-31
290064 | 2 | 2010-08-19 | Temporarily Out Of Use | Gas | 10000 | Steel-Galvanic | Fiberglass Reinforced Plastic | Pressure |  | 1997-07-31 |  | 1997-07-31
290064 | 3 | 1984-01-01 | Currently In Use | Gas | 10000 | Steel-Galvanic | Fiberglass Reinforced Plastic | Pressure |  | 1997-07-31 |  | 1997-07-31
290065 | 1 | 1980-04-18 | Currently In Use | Gas | 10000 | Steel-Impressed Current | Fiberglass/Double Walled | Pressure |  | 1998-10-21 |  | 1998-10-21
290065 | 2 | 1980-04-18 | Currently In Use | Gas | 10000 | Steel-Impressed Current | Cathodically Protected | Pressure |  | 1998-10-21 |  | 1998-10-21
290065 | 3 | 1980-04-18 | Currently In Use | Gas | 10000 | Steel-Impressed Current | Cathodically Protected | Pressure |  | 1998-10-21 |  | 1998-10-21
290066 | 1 | 1981-04-18 | Currently In Use | Gas | 10152 | Steel-Impressed Current | Fiberglass Reinforced Plastic | Pressure |  | 1997-08-08 |  | 1997-08-08
290066 | 2 | 1981-04-18 | Currently In Use | Gas | 10152 | Steel-Impressed Current | Fiberglass Reinforced Plastic | Pressure |  | 1997-08-08 |  | 1997-08-08
290066 | 3 | 2015-03-09 | Temporarily Out Of Use | Gas | 10152 | Steel-Impressed Current | Fiberglass Reinforced Plastic | Pressure |  | 1997-08-08 |  | 1997-08-08
290066 | 4 | 1981-04-18 | Currently In Use | Diesel | 10152 | Steel-Impressed Current | Fiberglass Reinforced Plastic | Pressure |  | 1997-08-08 |  | 1997-08-08
290067 | 1 | 1998-10-01 | Removed From Ground | Gas | 10000 | Cathodically Protected Steel | Galvanized Steel | Pressure |  | 1991-01-01 |  | 1991-01-01
290067 | 2 | 1998-10-01 | Removed From Ground | Gas | 10000 | Cathodically Protected Steel | Galvanized Steel | Pressure |  | 1991-01-01 |  | 1991-01-01
290067 | 3 | 1998-10-01 | Removed From Ground | Gas | 10000 | Cathodically Protected Steel | Galvanized Steel | Pressure |  | 1991-01-01 |  | 1991-01-01
290067 | 4 | 1998-10-01 | Removed From Ground | Diesel | 10000 | Cathodically Protected Steel | Galvanized Steel | Pressure |  | 1989-01-01 |  | 1989-01-01
290067 | 5 | 1998-10-21 | Removed From Ground | Kerosene | 1000 | Cathodically Protected Steel | Galvanized Steel | Suction: Valve At The Tank |  | 1991-01-01 |  | 1991-01-01
290067 | 6 | 2000-09-01 | Currently In Use | Gas | 10000 | Epoxy | Double Walled | Pressure |  | 1999-09-01 |  | 1999-09-01
290067 | 7 | 2000-09-01 | Currently In Use | Gas | 10000 | Epoxy | Double Walled | Pressure |  | 1999-09-01 |  | 1999-09-01
290067 | 8 | 2000-09-01 | Currently In Use | Diesel | 10000 | Epoxy | Double Walled | Pressure |  | 1999-09-01 |  | 1999-09-01
290067 | 9 | 2014-11-04 | Closed In Ground | Kerosene | 2000 | Epoxy | Double Walled | Pressure |  | 1999-09-01 |  | 1999-09-01
290068 | 1 | 1985-04-17 | Currently In Use | Gas | 10000 | Steel-Galvanic | Fiberglass Reinforced Plastic | Pressure |  | 1997-05-30 |  | 1997-05-30
290068 | 2 | 1985-04-17 | Currently In Use | Gas | 10000 | Steel-Galvanic | Fiberglass Reinforced Plastic | Pressure |  | 1997-05-30 |  | 1997-05-30
290068 | 3 | 1985-04-17 | Currently In Use | Gas | 10000 | Steel-Galvanic | Fiberglass Reinforced Plastic | Pressure |  | 1997-05-30 |  | 1997-05-30
290068 | 4 | 1985-04-17 | Currently In Use | Diesel | 8000 | Steel-Galvanic | Fiberglass Reinforced Plastic | Pressure |  | 1997-05-30 |  | 1997-05-30
290068 | 5 | 2012-06-06 | Temporarily Out Of Use | Kerosene | 2000 | Steel-Galvanic | Fiberglass Reinforced Plastic | Suction: Valve At The Tank |  | 1997-05-30 |  | 1997-05-30
290069 | 1 | 1994-07-08 | Removed From Ground | Diesel | 10000 | Bare Steel | Bare Steel | Suction: No Valve At The Tank
290069 | 2 | 1990-07-09 | Removed From Ground | Empty | 1000 | Bare Steel | Unknown | Suction: No Valve At The Tank
290070 | 1 | 1991-08-01 | Removed From Ground | Gas | 10000 | Bare Steel | Galvanized Steel | Not Marked
290071 | 1 | 1989-06-01 | Removed From Ground | Gas | 10000 | Bare Steel | Galvanized Steel | Not Marked
290071 | 2 | 1989-06-01 | Removed From Ground | Diesel | 6000 | Bare Steel | Galvanized Steel | Not Marked
290071 | 3 | 1989-06-01 | Removed From Ground | Gas |  | Marked Unknown | Unknown | Not Marked
290072 | 1 | 1989-01-01 | Removed From Ground | Kerosene | 560 | Bare Steel | Galvanized Steel | Not Marked
290073 | 1 |  | Closed In Ground Date Unknown | Gas | 1000 | Bare Steel | Galvanized Steel | Not Marked
290074 | 1 | 1994-12-22 | Removed From Ground | Diesel | 2000 | Bare Steel | Bare Steel | Suction: No Valve At The Tank
290074 | 2 | 1994-12-22 | Removed From Ground | Gas | 1000 | Bare Steel | Bare Steel | Suction: No Valve At The Tank
290076 | 1 |  | Removed From Ground Date Unknown | Gas | 560 | Bare Steel | Galvanized Steel | Suction: No Valve At The Tank
290076 | 2 | 2010-04-07 | Removed From Ground Date Unknown | Diesel | 1000 | Bare Steel | Galvanized Steel | Suction: No Valve At The Tank
290076 | 2 |  | Permanently Out Of Use | Diesel | 1000 | Bare Steel | Galvanized Steel | Suction: No Valve At The Tank
290076 | 3 | 2016-06-08 | Removed From Ground | Gas | 1000 | Composite | Fiberglass Reinforced Plastic | Suction: No Valve At The Tank |  | 1996-05-01 |  | 1996-05-01
290076 | 4 | 2016-06-08 | Removed From Ground | Diesel | 1000 | Composite | Fiberglass Reinforced Plastic | Suction: No Valve At The Tank |  | 1996-05-01 |  | 1996-05-01
290077 | 1 |  | Removed From Ground Date Unknown | Gas | 2000 | Bare Steel | Galvanized Steel | Not Marked
290078 | 1AST |  | Permanently Out Of Use | Gas | 500 | Bare Steel | Galvanized Steel | Not Marked
290079 | 1 |  | Removed From Ground Date Unknown | Gas | 1000 | Bare Steel | Galvanized Steel | Not Marked
290080 | 1 | 1989-01-01 | Removed From Ground | Empty | 1000 | Bare Steel | Unknown | Not Marked
290080 | DUMMY |  | Currently In Use | Other |  | Not Marked/Unknown | Not Marked | Not Marked
290081 | 1 | 1993-12-16 | Removed From Ground | Gas | 1000 | Bare Steel | Galvanized Steel | Suction: No Valve At The Tank
290082 | 1 |  | Removed From Ground Date Unknown | Gas | 2000 | Bare Steel | Galvanized Steel | Not Marked
290083 | 1 |  | Removed From Ground Date Unknown | Gas | 1000 | Bare Steel | Galvanized Steel | Not Marked
290084 | 1 |  | Removed From Ground Date Unknown | Gas | 1000 | Bare Steel | Galvanized Steel | Not Marked
290085 | 1 | 1988-11-01 | Removed From Ground | Gas | 560 | Bare Steel | Galvanized Steel | Not Marked
290086 | 1 | 2000-05-01 | Removed From Ground | Gas | 2000 | Bare Steel | Galvanized Steel | Not Marked
290087 | 1 | 1990-12-01 | Removed From Ground | Gas | 4000 | Bare Steel | Galvanized Steel | Not Marked
290087 | 2 | 1990-12-01 | Removed From Ground | Gas | 4000 | Bare Steel | Galvanized Steel | Not Marked
290087 | 3 | 1990-12-01 | Removed From Ground | Gas | 6000 | Bare Steel | Galvanized Steel | Not Marked
290087 | 4 | 2013-12-19 | Removed From Ground | Diesel | 8000 | Composite | Fiberglass Reinforced Plastic | Suction: No Valve At The Tank |  | 1991-01-01 |  | 1991-01-01
290087 | 5 | 2013-12-19 | Removed From Ground | Gas | 8000 | Composite | Fiberglass Reinforced Plastic | Suction: No Valve At The Tank |  | 1991-01-01 |  | 1991-01-01
290087 | 6 | 2013-12-19 | Removed From Ground | Gas | 6000 | Composite | Fiberglass Reinforced Plastic | Suction: No Valve At The Tank |  | 1991-01-01 |  | 1991-01-01
290088 | 1 | 1987-01-01 | Removed From Ground | Gas | 6000 | Cathodically Protected Steel | Cathodically Protected | Pressure |  | 1987-01-01
290088 | 2 | 1987-01-01 | Removed From Ground | Gas | 6000 | Cathodically Protected Steel | Galvanized Steel | Pressure |  | 1987-01-01
290088 | 3 | 1987-01-01 | Removed From Ground | Gas | 4000 | Cathodically Protected Steel | Cathodically Protected | Pressure |  | 1987-01-01
290088 | 4 | 1987-01-01 | Removed From Ground | Diesel | 2000 | Bare Steel | Cathodically Protected | Suction: No Valve At The Tank |  | 1987-01-01
290088 | 5 | 1985-01-01 | Closed In Ground | Used Oil | 550 | Bare Steel | Galvanized Steel | Not Marked | Y |  | Y
290088 | 6 | 2007-11-01 | Removed From Ground | Gas | 6000 | Composite | Fiberglass Reinforced Plastic | Pressure |  | 1987-01-01 |  | 1987-01-01
290088 | 6 |  | Currently In Use | Gas | 6000 | Composite | Fiberglass Reinforced Plastic | Pressure |  | 1987-01-01 |  | 1987-01-01
290088 | 7 | 2007-11-01 | Removed From Ground | Gas | 6000 | Composite | Fiberglass Reinforced Plastic | Pressure |  | 1987-01-01 |  | 1987-01-01
290088 | 7 |  | Currently In Use | Gas | 6000 | Composite | Fiberglass Reinforced Plastic | Pressure |  | 1987-01-01 |  | 1987-01-01
290088 | 8 | 2007-11-01 | Removed From Ground | Gas | 4000 | Composite | Fiberglass Reinforced Plastic | Pressure |  | 1987-01-01 |  | 1987-01-01
290088 | 8 |  | Currently In Use | Gas | 4000 | Composite | Fiberglass Reinforced Plastic | Pressure |  | 1987-01-01 |  | 1987-01-01
290089 | 1 | 1999-01-18 | Removed From Ground | Gas | 1000 | Bare Steel | Galvanized Steel | Not Marked
290089 | 2 | 1999-01-18 | Removed From Ground | Gas | 1000 | Bare Steel | Galvanized Steel | Not Marked
290089 | 3 | 1999-01-18 | Removed From Ground | Gas | 2000 | Bare Steel | Galvanized Steel | Not Marked
290089 | 4 | 2010-04-05 | Removed From Ground | Gas | 4000 | Composite | Fiberglass Reinforced Plastic | Suction: No Valve At The Tank |  | 1999-01-18 |  | 1999-01-18
290090 | 1 | 2012-03-19 | Removed From Ground | Gas | 550 | Steel-Impressed Current | Cathodically Protected | Suction: No Valve At The Tank |  | 1998-12-18 |  | 1998-12-18
290090 | 2 | 2012-03-19 | Removed From Ground | Gas | 550 | Steel-Impressed Current | Cathodically Protected | Suction: No Valve At The Tank |  | 1998-12-18 |  | 1998-12-18
290091 | 1 |  | Permanently Out Of Use | Gas | 3000 | Bare Steel | Galvanized Steel | Not Marked
290091 | 2 |  | Permanently Out Of Use | Gas | 3000 | Bare Steel | Galvanized Steel | Not Marked
290091 | 3 | 1989-01-01 | Currently In Use | Gas | 10000 | Steel-Impressed Current | Impressed Current | Pressure |  | 1989-01-01 12:00 |  | 1989-01-01 12:00
290091 | 4 | 1989-01-01 | Currently In Use | Gas | 10000 | Steel-Impressed Current | Impressed Current | Pressure |  | 1989-01-01 12:00 |  | 1989-01-01 12:00
290091 | 5 | 1989-01-01 | Currently In Use | Gas | 10000 | Steel-Impressed Current | Impressed Current | Pressure |  | 1989-01-01 12:00 |  | 1989-01-01 12:00
290091 | 6 | 1989-01-01 | Currently In Use | Diesel | 8000 | Steel-Impressed Current | Impressed Current | Pressure |  | 1989-01-01 12:00 |  | 1989-01-01 12:00
290091 | 7 | 2016-04-19 | Temporarily Out Of Use | Kerosene | 2000 | Steel-Impressed Current | Impressed Current | Pressure |  | 1989-01-01 12:00 |  | 1989-01-01 12:00
290092 | 1 |  | Removed From Ground Date Unknown | Gas | 1000 | Bare Steel | Galvanized Steel | Not Marked
290092 | 2 |  | Removed From Ground Date Unknown | Gas | 1000 | Bare Steel | Galvanized Steel | Not Marked
290092 | 3 |  | Removed From Ground Date Unknown | Gas | 1000 | Bare Steel | Galvanized Steel | Not Marked
290093 | 1 | 1988-12-13 | Removed From Ground | Gas | 1000 | Bare Steel | Galvanized Steel | Not Marked
290094 | 1 | 1991-01-31 | Removed From Ground | Gas | 2000 | Bare Steel | Unknown | Not Marked
290094 | 2 | 1991-01-31 | Removed From Ground | Other | 1000 | Bare Steel | Unknown | Not Marked
290094 | 3 | 1991-01-31 | Removed From Ground | Other | 1000 | Bare Steel | Unknown | Not Marked
290094 | 4 | 1991-01-31 | Removed From Ground | Used Oil |  | Bare Steel | Unknown | Not Marked | Y |  | Y
290096 | 1 | 1990-01-01 | Removed From Ground | Gas | 4000 | Bare Steel | Galvanized Steel | Not Marked
290096 | 2 | 1990-01-01 | Removed From Ground | Gas | 4000 | Bare Steel | Galvanized Steel | Not Marked
290096 | 3 | 1990-01-01 | Removed From Ground | Gas | 4000 | Bare Steel | Galvanized Steel | Not Marked
290096 | 4 | 1990-01-01 | Removed From Ground | Empty | 4000 | Bare Steel | Galvanized Steel | Not Marked
290096 | 5 | 1990-01-01 | Removed From Ground | Used Oil | 550 | Bare Steel | Not Marked | Not Marked | Y |  | Y
290098 | 1 | 1994-02-07 | Removed From Ground | Gas | 4000 | Bare Steel | Galvanized Steel | Not Marked
290098 | 2 | 1994-02-07 | Removed From Ground | Gas | 4000 | Bare Steel | Galvanized Steel | Not Marked
290098 | 3 | 1994-02-07 | Removed From Ground | Gas | 4000 | Bare Steel | Galvanized Steel | Not Marked
290099 | 1 | 2016-07-08 | Closed In Ground | Gas | 20000 | Steel-Impressed Current | Cathodically Protected | Pressure |  | 1997-03-25 |  | 1997-03-25
290099 | 2 | 2016-07-08 | Closed In Ground | Gas | 20000 | Steel-Impressed Current | Cathodically Protected | Pressure |  | 1997-03-25 |  | 1997-03-25
290099 | 3 | 2016-07-08 | Closed In Ground | Diesel | 20000 | Steel-Impressed Current | Cathodically Protected | Pressure |  | 1997-03-25 |  | 1997-03-25
290099 | 4 | 2016-07-08 | Closed In Ground | Diesel | 10000 | Steel-Impressed Current | Cathodically Protected | Pressure |  | 1997-03-25 |  | 1997-03-25
290099 | 5 | 2016-07-08 | Closed In Ground | Gas | 10000 | Steel-Impressed Current | Cathodically Protected | Pressure |  | 1997-03-25 |  | 1997-03-25
290100 | 1 | 2004-03-17 | Removed From Ground | Gas | 6000 | Cathodically Protected Steel | Cathodically Protected | Pressure |  | 1999-01-25 |  | 1999-01-25
290100 | 2 | 2004-03-17 | Removed From Ground | Gas | 6000 | Cathodically Protected Steel | Cathodically Protected | Pressure |  | 1999-01-25 |  | 1999-01-25
290100 | 3 | 2004-03-17 | Removed From Ground | Gas | 6000 | Cathodically Protected Steel | Cathodically Protected | Pressure |  | 1999-01-25 |  | 1999-01-25
290100 | 4 | 2004-03-18 | Removed From Ground | Gas | 10000 | Fiberglass | Cathodically Protected | Pressure |  | 1999-01-25 |  | 1999-01-25
290100 | 5 | 2004-03-18 | Removed From Ground | Diesel | 10000 | Fiberglass | Cathodically Protected | Pressure |  | 1999-01-25 |  | 1999-01-25
290101 | 1 |  | Temporarily Out Of Use | Diesel | 275 | Bare Steel | Bare Steel | Not Marked
290102 | 1 | 1999-01-28 | Removed From Ground | Diesel | 1000 | Bare Steel | Bare Steel | Suction: No Valve At The Tank
290102 | 2 | 2000-10-03 | Removed From Ground | Diesel | 2000 | Bare Steel | Bare Steel | Suction: No Valve At The Tank
290102 | 3 | 1988-03-01 | Removed From Ground | Gas | 8000 | Bare Steel | Bare Steel | Not Marked
290102 | 4 | 1983-01-01 | Removed From Ground | Empty | 8000 | Bare Steel | Bare Steel | Not Marked
290102 | 5 | 1983-01-01 | Removed From Ground | Empty | 8000 | Bare Steel | Bare Steel | Not Marked
290102 | 6 | 2016-11-18 | Removed From Ground | Diesel | 5000 | Unknown | Unknown | Not Marked | N |  | N
290102 | 6 |  | Currently In Use | Diesel | 5000 | Unknown | Unknown | Not Marked | N |  | N
290102 | 7 | 2016-11-18 | Removed From Ground | Diesel | 5000 | Unknown | Unknown | Not Marked | N |  | N
290102 | 7 |  | Currently In Use | Diesel | 5000 | Unknown | Unknown | Not Marked | N |  | N
290102 | 8 | 2016-11-18 | Removed From Ground | Diesel | 10000 | Unknown | Unknown | Not Marked | N |  | N
290102 | 8 |  | Currently In Use | Diesel | 10000 | Unknown | Unknown | Not Marked | N |  | N
290105 | 1 | 1993-05-10 | Removed From Ground | Gas | 5000 | Cathodically Protected Steel | Galvanized Steel | Pressure
290105 | 2 | 1993-05-10 | Removed From Ground | Gas | 5000 | Cathodically Protected Steel | Galvanized Steel | Pressure
290105 | 3 | 1993-05-10 | Removed From Ground | Gas | 5000 | Cathodically Protected Steel | Galvanized Steel | Pressure
290105 | 4 | 1993-05-10 | Removed From Ground | Gas | 5000 | Cathodically Protected Steel | Galvanized Steel | Pressure
290105 | 5 | 1993-05-10 | Removed From Ground | Used Oil | 550 | Cathodically Protected Steel | Galvanized Steel | Gravity Fed | Y |  | Y
290106 | 1 | 1991-06-21 | Removed From Ground | Gas | 10000 | Fiberglass | Fiberglass Reinforced Plastic | Not Marked
290106 | 2 | 1991-06-21 | Removed From Ground | Gas | 10000 | Fiberglass | Fiberglass Reinforced Plastic | Not Marked
290106 | 3 | 1991-06-21 | Removed From Ground | Gas | 10000 | Fiberglass | Fiberglass Reinforced Plastic | Not Marked
290106 | 4 | 1991-06-21 | Removed From Ground | Used Oil | 1000 | Fiberglass | Fiberglass Reinforced Plastic | Gravity Fed | Y |  | Y
290106 | 5 | 1992-01-01 | Currently In Use | Gas | 10000 | Composite | Fiberglass Reinforced Plastic | Pressure |  | 1992-03-23 |  | 1992-03-23
290106 | 6 | 1992-01-01 | Currently In Use | Gas | 10000 | Composite | Fiberglass Reinforced Plastic | Pressure |  | 1992-03-23 |  | 1992-03-23
290106 | 7 | 1992-01-01 | Currently In Use | Gas | 8000 | Composite | Fiberglass Reinforced Plastic | Pressure |  | 1992-03-23 |  | 1992-03-23
290107 | 1 | 1987-07-01 | Removed From Ground | Gas | 10000 | Fiberglass | Fiberglass Reinforced Plastic | Not Marked |  | 1997-07-15 |  | 1997-07-15
290107 | 2 | 1987-07-01 | Removed From Ground | Gas | 10000 | Fiberglass | Fiberglass Reinforced Plastic | Pressure |  | 1997-07-15 |  | 1997-07-15
290107 | 3 | 1987-01-01 | Currently In Use | Gas | 10000 | Fiberglass | Fiberglass Reinforced Plastic | Pressure |  | 1997-07-15 |  | 1997-07-15
290107 | 4 | 1987-01-01 | Currently In Use | Gas | 10000 | Fiberglass | Fiberglass Reinforced Plastic | Pressure |  | 1997-07-15 |  | 1997-07-15
290107 | 5 | 1987-01-01 | Currently In Use | Gas | 10000 | Fiberglass | Fiberglass Reinforced Plastic | Pressure |  | 1997-07-15 |  | 1997-07-15
290107 | 6 |  | Permanently Out Of Use | Used Oil | 1000 | Fiberglass | Fiberglass Reinforced Plastic | Not Marked | Y |  | Y
290108 | 1 | 1987-05-18 | Removed From Ground | Gas | 5000 | Bare Steel | Galvanized Steel | Not Marked
290108 | 2 | 1987-05-18 | Removed From Ground | Gas | 10000 | Bare Steel | Galvanized Steel | Not Marked
290108 | 3 | 1987-05-18 | Removed From Ground | Gas | 10000 | Bare Steel | Galvanized Steel | Not Marked
290108 | 4 | 1987-05-18 | Removed From Ground | Used Oil | 550 | Bare Steel | Galvanized Steel | Not Marked | Y |  | Y
290109 | 1 | 1990-06-27 | Removed From Ground | Gas | 10000 | Cathodically Protected Steel | Galvanized Steel | Not Marked
290109 | 10 | 1999-11-15 | Currently In Use | Kerosene | 1000 | Cathodically Protected Steel | Fiberglass Reinforced Plastic | Suction: No Valve At The Tank |  | 1999-11-30 |  | 1999-11-30
290109 | 2 | 1990-06-01 | Removed From Ground | Gas | 10000 | Cathodically Protected Steel | Galvanized Steel | Not Marked
290109 | 3 | 1990-06-27 | Removed From Ground | Gas | 5000 | Cathodically Protected Steel | Galvanized Steel | Not Marked
290109 | 4 | 1990-06-27 | Removed From Ground | Used Oil | 550 | Cathodically Protected Steel | Galvanized Steel | Not Marked | Y |  | Y
290109 | 5 |  | Removed From Ground Date Unknown | Gas | 10000 | Cathodically Protected Steel | Galvanized Steel | Pressure
290109 | 6 | 1990-07-01 | Currently In Use | Gas | 8000 | Cathodically Protected Steel | Fiberglass Reinforced Plastic | Pressure |  | 1999-11-30 |  | 1999-11-30
290109 | 7 | 1990-07-01 | Currently In Use | Gas | 8000 | Cathodically Protected Steel | Fiberglass Reinforced Plastic | Pressure |  | 1999-11-30 |  | 1999-11-30
290109 | 8 | 1990-07-01 | Currently In Use | Diesel | 8000 | Cathodically Protected Steel | Fiberglass Reinforced Plastic | Pressure |  | 1999-11-30 |  | 1999-11-30
290109 | 9 | 1999-07-20 | Removed From Ground | Gas | 550 | Cathodically Protected Steel | Fiberglass Reinforced Plastic | Pressure |  | 1990-07-01 |  | 1990-07-01
290110 | 1 | 1988-07-15 | Removed From Ground | Gas | 3000 | Cathodically Protected Steel | Galvanized Steel | Not Marked
290110 | 2 | 1988-07-15 | Removed From Ground | Gas | 10000 | Cathodically Protected Steel | Galvanized Steel | Not Marked
290110 | 3 | 1988-07-15 | Removed From Ground | Gas | 3000 | Cathodically Protected Steel | Galvanized Steel | Not Marked
290110 | 4 | 1988-07-15 | Removed From Ground | Gas | 3000 | Cathodically Protected Steel | Galvanized Steel | Not Marked
290110 | 5 | 1988-07-15 | Removed From Ground | Used Oil | 55 | Bare Steel | Galvanized Steel | Not Marked | Y |  | Y
290111 | 1 | 1988-12-15 | Removed From Ground | Gas | 10000 | Cathodically Protected Steel | Galvanized Steel | Not Marked
290111 | 2 | 1988-12-15 | Removed From Ground | Gas | 8000 | Cathodically Protected Steel | Galvanized Steel | Not Marked
290111 | 3 | 1988-12-15 | Removed From Ground | Gas | 10000 | Cathodically Protected Steel | Galvanized Steel | Not Marked
290111 | 4 | 1988-12-08 | Currently In Use | Gas | 8200 | STIP-3 | Fiberglass Reinforced Plastic | Pressure |  | 1993-02-23 |  | 1993-02-23
290111 | 5 | 1988-12-08 | Currently In Use | Gas | 8200 | STIP-3 | Fiberglass Reinforced Plastic | Pressure |  | 1993-02-23 |  | 1993-02-23
290111 | 6 | 1988-12-08 | Currently In Use | Gas | 8200 | STIP-3 | Fiberglass Reinforced Plastic | Pressure |  | 1993-03-23 |  | 1993-03-23
290112 | 1 | 1989-12-01 | Removed From Ground | Gas | 5000 | Bare Steel | Galvanized Steel | Not Marked
290112 | 10 | 1997-05-01 | Removed From Ground | Used Oil | 1000 | Cathodically Protected Steel | Galvanized Steel | Gravity Fed | Y |  | Y | 1990-01-30
290112 | 2 | 1989-12-01 | Removed From Ground | Gas | 3000 | Bare Steel | Galvanized Steel | Not Marked
290112 | 3 | 1989-12-01 | Removed From Ground | Gas | 3000 | Bare Steel | Galvanized Steel | Not Marked
290112 | 4 | 1989-12-01 | Removed From Ground | Gas | 3000 | Bare Steel | Galvanized Steel | Not Marked
290112 | 5 | 1989-12-01 | Removed From Ground | Gas | 10000 | Fiberglass | Fiberglass Reinforced Plastic | Not Marked
290112 | 6 | 1989-12-01 | Removed From Ground | Used Oil | 1000 | Cathodically Protected Steel | Galvanized Steel | Gravity Fed | Y |  | Y
290112 | 7 | 1990-01-30 | Currently In Use | Gas | 8000 | STIP-3 | Fiberglass Reinforced Plastic | Pressure |  | 1997-10-20 |  | 1997-10-20
290112 | 8 | 1990-01-30 | Currently In Use | Gas | 8000 | STIP-3 | Fiberglass Reinforced Plastic | Pressure |  | 1997-10-20 |  | 1997-10-20
290112 | 9 | 1990-01-30 | Currently In Use | Gas | 8000 | STIP-3 | Fiberglass Reinforced Plastic | Pressure |  | 1997-10-20 |  | 1997-10-20
290114 | 1 | 2014-08-14 | Temporarily Out Of Use | Gas | 10000 | Cathodically Protected Steel | Cathodically Protected | Pressure |  | 1999-01-11 |  | 1999-01-11
290114 | 2 | 2014-08-14 | Temporarily Out Of Use | Gas | 10000 | Cathodically Protected Steel | Cathodically Protected | Pressure |  | 1999-01-11 |  | 1999-01-11
290114 | 3 | 2014-08-14 | Temporarily Out Of Use | Gas | 10000 | Cathodically Protected Steel | Cathodically Protected | Pressure |  | 1999-01-11 |  | 1999-01-11
290114 | 4 | 2014-08-14 | Temporarily Out Of Use | Diesel | 10000 | Cathodically Protected Steel | Cathodically Protected | Pressure |  | 1999-01-11 |  | 1999-01-11
290114 | 5 | 2014-08-14 | Temporarily Out Of Use | Kerosene | 5000 | Steel-Galvanic | Cathodically Protected | Pressure |  | 1999-01-11 |  | 1999-01-11
290114 | 6 | 1985-06-01 | Removed From Ground | Empty | 5000 | Steel-Galvanic | Cathodically Protected | Not Marked |  | 2008-01-01 12:00 |  | 2008-01-01 12:00
290114 | 7 | 1985-06-01 | Removed From Ground | Empty | 2900 | Steel-Galvanic | Cathodically Protected | Not Marked
290114 | 8 | 1985-06-01 | Removed From Ground | Empty | 2900 | Steel-Galvanic | Cathodically Protected | Not Marked |  | 2008-01-01 12:00 |  | 2008-01-01 12:00
290115 | 1 | 1991-06-01 | Removed From Ground | Gas | 10000 | Bare Steel | Galvanized Steel | Not Marked
290115 | 2 | 1991-06-01 | Removed From Ground | Gas | 6000 | Bare Steel | Galvanized Steel | Not Marked
290115 | 3 | 1991-06-01 | Removed From Ground | Gas | 10000 | Bare Steel | Galvanized Steel | Not Marked
290115 | 4 | 1991-06-01 | Removed From Ground | Gas | 10000 | Double Walled | Fiberglass Reinforced Plastic | Pressure |  | 1991-08-01 |  | 1991-08-01
290115 | 5 | 2005-05-18 | Removed From Ground | Gas | 10000 | Double Walled | Fiberglass Reinforced Plastic | Pressure |  | 1991-08-01 |  | 1991-08-01
290115 | 6 | 2005-05-18 | Removed From Ground | Gas | 10000 | Double Walled | Fiberglass Reinforced Plastic | Pressure |  | 1991-08-01 |  | 1991-08-01
290116 | 1 | 1991-05-22 | Removed From Ground | Gas | 2000 | Bare Steel | Galvanized Steel | Not Marked
290118 | 1 | 1986-01-01 | Currently In Use | Diesel | 8000 | STIP-3 | Cathodically Protected | Pressure |  | 1996-01-22 |  | 1996-01-22
290118 | 2 | 2011-06-27 | Temporarily Out Of Use | Diesel | 1000 | STIP-3 | Cathodically Protected | Suction: Valve At The Tank |  | 1996-01-22 |  | 1996-01-22
290118 | 3 | 1986-04-01 | Removed From Ground | Empty | 8000 | Bare Steel | Galvanized Steel | Not Marked
290118 | 4 | 1986-04-01 | Removed From Ground | Empty | 1000 | Bare Steel | Galvanized Steel | Not Marked
290119 | 1 | 1988-11-23 | Closed In Ground | Heating Oil | 20000 | Bare Steel | Galvanized Steel | Not Marked
290119 | 2 | 1988-11-23 | Closed In Ground | Heating Oil | 15000 | Bare Steel | Galvanized Steel | Not Marked
290119 | 3 | 1993-08-06 | Removed From Ground | Other | 300 | Concrete | Not Marked | Not Marked | Y |  | Y
290119 | 4 | 1980-12-01 | Closed In Ground | Heating Oil | 20000 | Bare Steel | Galvanized Steel | Not Marked
290119 | 5 | 1993-08-06 | Removed From Ground | Other | 300 | Concrete | Not Marked | Not Marked | Y |  | Y
290119 | 6 | 1993-10-20 | Removed From Ground | Other | 550 | Bare Steel | Unknown | Gravity Fed
290119 | 7 | 1993-10-20 | Removed From Ground | Other | 1000 | Marked Unknown | Unknown | Gravity Fed
290120 | 3 | 1989-12-07 | Removed From Ground | Empty | 8000 | Bare Steel | Galvanized Steel | Not Marked
290120 | 4 | 1989-12-07 | Removed From Ground | Gas | 5000 | Bare Steel | Galvanized Steel | Not Marked
290120 | 5 | 1989-12-07 | Removed From Ground | Used Oil | 250 | Bare Steel | Galvanized Steel | Not Marked | Y |  | Y
290121 | 1 | 1996-11-21 | Removed From Ground | Diesel | 1000 | Marked Unknown | Unknown | Not Marked
290121 | 2 | 1996-11-21 | Removed From Ground | Gas | 6000 | Bare Steel | Galvanized Steel | Not Marked
290121 | 3 | 1996-11-01 | Currently In Use | Gas | 2500 | Double Walled | Fiberglass Reinforced Plastic | Suction: No Valve At The Tank |  | 1996-11-01 |  | 1996-11-01
290121 | 4 | 1996-11-01 | Currently In Use | Diesel | 1000 | Double Walled | Fiberglass Reinforced Plastic | Suction: No Valve At The Tank |  | 1996-11-01 |  | 1996-11-01
290124 | 1 | 1990-06-01 | Removed From Ground | Gas | 1000 | Bare Steel | Galvanized Steel | Not Marked
290124 | 2 | 1990-06-01 | Removed From Ground | Diesel | 500 | Bare Steel | Galvanized Steel | Not Marked
290124 | 3 | 1990-06-01 | Removed From Ground | Gas | 2000 | Bare Steel | Galvanized Steel | Not Marked
290125 | 1 | 2005-03-28 | Currently In Use | Gas | 10270 | Steel-Impressed Current | Fiberglass Reinforced Plastic | Pressure |  | 1998-08-01 |  | 1998-08-01
290125 | 2 | 2005-03-28 | Currently In Use | Gas | 10270 | Steel-Impressed Current | Fiberglass Reinforced Plastic | Pressure |  | 1998-08-01 |  | 1998-08-01
290125 | 3 | 2005-03-28 | Currently In Use | Diesel | 10270 | Steel-Impressed Current | Fiberglass Reinforced Plastic | Pressure |  | 1998-08-01 |  | 1998-08-01
290125 | 4 | 2005-03-28 | Currently In Use | Diesel | 10270 | Steel-Impressed Current | Fiberglass Reinforced Plastic | Pressure |  | 1998-08-01 |  | 1998-08-01
290126 | 1 | 2005-04-26 | Currently In Use | Gas | 10000 | Steel-Impressed Current | Fiberglass Reinforced Plastic | Pressure |  | 1997-02-25 |  | 1997-02-25
290126 | 2 | 2005-04-26 | Currently In Use | Gas | 10000 | Steel-Impressed Current | Fiberglass Reinforced Plastic | Not Marked |  | 1997-02-25 |  | 1997-02-25
290126 | 3 | 2005-04-26 | Currently In Use | Gas | 10000 | Steel-Impressed Current | Fiberglass Reinforced Plastic | Pressure |  | 1997-02-25 |  | 1997-02-25
290126 | 4 | 2005-04-26 | Currently In Use | Gas | 10000 | Steel-Impressed Current | Fiberglass Reinforced Plastic | Pressure |  | 1997-02-25 |  | 1997-02-25
290127 | 1 | 1989-12-01 | Removed From Ground | Gas | 7200 | Bare Steel | Unknown | Not Marked
290128 | 1 | 1991-05-22 | Removed From Ground | Gas | 2000 | Bare Steel | Bare Steel | Not Marked
290130 | 1 | 1997-08-01 | Removed From Ground | Other | 275 | Bare Steel | Not Marked | Not Marked
290131 | 1 |  | Closed In Ground Date Unknown | Gas | 540 | Bare Steel | Galvanized Steel | Not Marked
290131 | 2 |  | Closed In Ground Date Unknown | Gas | 540 | Bare Steel | Galvanized Steel | Not Marked
290133 | 1 | 1991-07-08 | Removed From Ground | Diesel | 8000 | Bare Steel | Unknown | Not Marked
290134 | 1 |  | Removed From Ground Date Unknown | Diesel |  | Bare Steel | Galvanized Steel | Not Marked
290135 | 1 | 1991-05-05 | Removed From Ground | Diesel | 500 | Marked Unknown | Unknown | Not Marked
290135 | 2 | 1991-05-05 | Removed From Ground | Heating Oil | 3000 | Marked Unknown | Unknown | Not Marked
290136 | 1 | 1986-04-29 | Currently In Use | Gas | 8000 | Steel-Impressed Current | Cathodically Protected | Pressure |  | 1994-11-01 |  | 1996-01-01
290136 | 2 | 1986-04-29 | Currently In Use | Gas | 8000 | Steel-Impressed Current | Cathodically Protected | Pressure |  | 1994-11-01 |  | 1996-01-01
290136 | 3 | 1986-04-29 | Currently In Use | Diesel | 8000 | Steel-Impressed Current | Cathodically Protected | Pressure |  | 1994-11-01 |  | 1996-01-01
290136 | 4 |  | Permanently Out Of Use | Used Oil | 550 | Bare Steel | Galvanized Steel | Not Marked | Y |  | Y
290138 | 1 |  | Removed From Ground Date Unknown | Gas | 4000 | Marked Unknown | Unknown | Not Marked
290138 | 2 |  | Removed From Ground Date Unknown | Gas | 4000 | Marked Unknown | Unknown | Not Marked
290138 | 3 |  | Removed From Ground Date Unknown | Gas | 4000 | Marked Unknown | Unknown | Not Marked
290138 | 4 |  | Removed From Ground Date Unknown | Gas | 4000 | Marked Unknown | Galvanized Steel | Not Marked
290138 | 5 |  | Removed From Ground Date Unknown | Used Oil | 550 | Marked Unknown | Unknown | Not Marked | Y |  | Y
290139 | 1 | 1996-11-01 | Removed From Ground | Diesel | 10000 | Bare Steel | Unknown | Suction: No Valve At The Tank
290140 | 1 | 1995-09-07 | Removed From Ground | Gas | 1000 | Bare Steel | Galvanized Steel | Not Marked
290141 | 1 | 1989-12-28 | Removed From Ground | Diesel | 5000 | Cathodically Protected Steel | Galvanized Steel | Not Marked
290141 | 2 | 1989-12-28 | Removed From Ground | Diesel | 6000 | Bare Steel | Galvanized Steel | Not Marked
290142 | 1 | 1989-03-14 | Removed From Ground | Hazardous Substance | 21800 | Bare Steel | Not Marked | Not Marked
290144 | 1 | 1984-05-01 | Currently In Use | Gas | 10000 | Steel-Impressed Current | Fiberglass/Double Walled | Pressure |  | 1997-07-30 |  | 1997-07-30
290144 | 2 | 1984-05-01 | Currently In Use | Gas | 8000 | Steel-Impressed Current | Fiberglass/Double Walled | Pressure |  | 1997-07-30 |  | 1997-07-30
290144 | 3 | 1984-05-01 | Currently In Use | Gas | 8000 | Steel-Impressed Current | Fiberglass/Double Walled | Pressure |  | 1997-07-30 |  | 1997-07-30
290145 | 1 | 1995-06-20 | Removed From Ground | Diesel | 1000 | Bare Steel | Unknown | Not Marked
290148 | 1 | 1991-06-27 | Removed From Ground | Diesel | 2000 | Bare Steel | Galvanized Steel | Not Marked
290148 | 2 | 1991-06-27 | Removed From Ground | Gas | 8000 | Bare Steel | Galvanized Steel | Not Marked
290148 | 3 | 1991-06-27 | Removed From Ground | Gas | 10000 | Bare Steel | Galvanized Steel | Not Marked
290148 | 4 | 1991-06-27 | Removed From Ground | Gas | 10000 | Bare Steel | Galvanized Steel | Not Marked
290149 | 1 | 1991-07-27 | Removed From Ground | Gas | 10000 | Bare Steel | Galvanized Steel | Not Marked
290149 | 2 | 1991-07-27 | Removed From Ground | Diesel | 10000 | Bare Steel | Galvanized Steel | Not Marked
290149 | 3 | 1998-06-25 | Removed From Ground |  | 560 | Unknown |  |  | N |  | N
290149 | 4 | 2013-06-28 | Removed From Ground | Used Oil | 560 | Composite | Single Wall Flex | Gravity Fed | Y |  | Y
290150 | 1 | 1991-08-01 | Removed From Ground | Other | 2000 | Bare Steel | Bare Steel | Not Marked
290150 | 2 | 1991-08-01 | Removed From Ground | Other | 2000 | Bare Steel | Bare Steel | Not Marked
290150 | 3 | 1991-08-01 | Removed From Ground | Used Oil | 2000 | Bare Steel | Bare Steel | Not Marked | Y |  | Y
290151 | 1 | 1998-05-01 | Removed From Ground | Other | 5000 | Cathodically Protected Steel | Galvanized Steel | Suction: Valve At The Tank
290151 | 2 | 1998-05-01 | Removed From Ground | Other | 3000 | Cathodically Protected Steel | Galvanized Steel | Suction: Valve At The Tank
290151 | 3 | 1998-05-01 | Removed From Ground | Used Oil | 2000 | Cathodically Protected Steel | Galvanized Steel | Suction: Valve At The Tank | Y |  | Y
290152 | 1 | 1993-04-26 | Removed From Ground | Gas | 5000 | Cathodically Protected Steel | Galvanized Steel | Suction: No Valve At The Tank
290152 | 2 | 1993-04-26 | Removed From Ground | Used Oil | 550 | Cathodically Protected Steel | Galvanized Steel | Not Marked | Y |  | Y
290152 | 3 | 1993-04-26 | Removed From Ground | Used Oil | 1 | Cathodically Protected Steel | Galvanized Steel | Not Marked | Y |  | Y
290152 | 4 | 1995-03-30 | Removed From Ground | Other | 5000 | Bare Steel | Galvanized Steel | Gravity Fed
290152 | 5 | 1995-03-30 | Removed From Ground | Used Oil | 550 | Cathodically Protected Steel | Galvanized Steel | Suction: No Valve At The Tank | Y |  | Y
290152 | 6 | 1995-03-30 | Removed From Ground | Used Oil | 550 | Cathodically Protected Steel | Galvanized Steel | Gravity Fed | Y |  | Y
290153 | 1 |  | Currently In Use | Heating Oil | 10000 | Bare Steel | Bare Steel | Not Marked
290153 | 2 |  | Currently In Use | Heating Oil | 10000 | Bare Steel | Bare Steel | Not Marked
290153 | 3 |  | Removed From Ground Date Unknown | Gas | 10000 | Bare Steel | Bare Steel | Suction: Valve At The Tank
290153 | 4 |  | Removed From Ground Date Unknown | Heating Oil | 10000 | Bare Steel | Bare Steel | Suction: Valve At The Tank
290153 | 5 |  | Removed From Ground Date Unknown | Heating Oil | 2000 | Bare Steel | Bare Steel | Suction: Valve At The Tank
290155 | 1 | 2000-12-27 | Removed From Ground | Diesel | 10000 | Cathodically Protected Steel | Fiberglass Reinforced Plastic | Pressure |  | 1995-07-01 |  | 1995-07-01
290155 | 2 | 2000-12-27 | Removed From Ground | Diesel | 10000 | Cathodically Protected Steel | Fiberglass Reinforced Plastic | Pressure |  | 1995-07-01 |  | 1995-07-01
290155 | 3AST |  | Removed From Ground Date Unknown | Other | 4000 | Bare Steel | Unknown | Not Marked
290155 | 4 | 1994-10-19 | Removed From Ground | Used Oil | 250 | Cathodically Protected Steel | Bare Steel | Gravity Fed | Y |  | Y
290156 | 1 | 1996-03-19 | Closed In Ground | Gas | 10000 | Bare Steel | Bare Steel | Pressure
290156 | 2 | 1996-03-19 | Closed In Ground | Diesel | 10000 | Bare Steel | Unknown | Pressure
290156 | A | 1987-12-01 | Removed From Ground | Gas | 4000 | Bare Steel | Bare Steel | Not Marked
290156 | B | 1987-12-01 | Removed From Ground | Other | 4000 | Bare Steel | Bare Steel | Not Marked
290157 | 12001 | 1992-09-23 | Closed In Ground | Gas | 10000 | Bare Steel | Bare Steel | Pressure
290157 | 12002.1 | 1990-05-22 | Removed From Ground | Gas | 6000 | Bare Steel | Galvanized Steel | Not Marked
290157 | 12002.2 | 1990-05-22 | Removed From Ground | Gas | 6000 | Bare Steel | Unknown | Not Marked
290157 | 12003 | 1992-09-23 | Closed In Ground | Diesel | 10000 | Bare Steel | Bare Steel | Suction: No Valve At The Tank
290157 | 605057 | 2011-08-16 | Currently In Use | Diesel | 12000 | Fiberglass | Fiberglass Reinforced Plastic | Pressure |  | 1992-10-27 |  | 1992-10-27
290157 | G | 1991-01-01 | Currently In Use | Gas | 10000 | Composite | Fiberglass Reinforced Plastic | Pressure |  | 1991-01-01 |  | 1991-01-01
290157 | WO | 1992-09-28 | Removed From Ground | Used Oil | 550 | Bare Steel | Galvanized Steel | Gravity Fed | Y |  | Y
290158 | 1 | 2007-04-06 | Removed From Ground | Gas | 1000 | Bare Steel | Galvanized Steel | Not Marked
290159 | 1 | 1988-03-01 | Removed From Ground | Gas | 10000 | Bare Steel | Unknown | Not Marked
290159 | 2 | 1988-03-01 | Removed From Ground | Used Oil | 5000 | Bare Steel | Unknown | Not Marked | Y |  | Y
290160 | 1 | 1996-12-02 | Removed From Ground | Diesel | 400 | Marked Unknown | Unknown | Not Marked
290160 | 2 | 1996-12-02 | Removed From Ground | Gas | 500 | Marked Unknown | Unknown | Not Marked
290160 | 3 | 1996-12-02 | Removed From Ground | Gas | 1000 | Marked Unknown | Unknown | Not Marked
290160 | 4 | 1996-12-02 | Removed From Ground | Kerosene | 400 | Marked Unknown | Unknown | Not Marked
290160 | 5 | 1996-11-01 | Currently In Use | Gas | 1000 | Fiberglass Double Walled | Fiberglass/Double Walled | Suction: No Valve At The Tank |  | 1996-11-01 |  | 1996-11-01
290160 | 6 |  | Removed From Ground Date Unknown | Diesel |  | Unknown | Not Marked | Not Marked | N |  | N
290161 | 1 | 1976-05-10 | Currently In Use | Diesel | 20000 | Steel-Impressed Current | Cathodically Protected | Pressure |  | 1998-12-21 |  | 1998-12-21
290161 | 2 | 1976-05-10 | Currently In Use | Gas | 8000 | Steel-Impressed Current | Cathodically Protected | Suction: Valve At The Tank |  | 1998-12-21 |  | 1998-12-21
290161 | 3 | 1976-05-10 | Currently In Use | Used Oil | 2000 | Steel-Impressed Current | Cathodically Protected | Gravity Fed | Y | 1998-12-04 12:00 | Y | 1998-12-21 12:00
290162 | 1 | 1989-12-01 | Removed From Ground | Other | 10000 | Bare Steel | Bare Steel | Not Marked
290162 | 10 | 1990-11-01 | Removed From Ground | Diesel | 10000 | Marked Unknown | Bare Steel | Not Marked
290162 | 11 | 1990-01-01 | Removed From Ground | Used Oil | 500 | Marked Unknown | Bare Steel | Not Marked | Y |  | Y
290162 | 12 | 1990-11-01 | Removed From Ground | Gas | 7000 | Bare Steel | Bare Steel | Not Marked
290162 | 13 | 1990-11-01 | Removed From Ground | Diesel | 10000 | Bare Steel | Unknown | Not Marked
290162 | 2 | 1990-11-01 | Removed From Ground | Other | 10000 | Bare Steel | Bare Steel | Not Marked
290162 | 3 | 1990-11-01 | Removed From Ground | Empty | 11000 | Bare Steel | Bare Steel | Not Marked
290162 | 4 | 1990-11-01 | Removed From Ground | Gas | 4500 | Bare Steel | Bare Steel | Not Marked
290162 | 5 | 1990-11-01 | Removed From Ground | Gas | 600 | Bare Steel | Bare Steel | Not Marked
290162 | 6 | 1990-11-01 | Removed From Ground | Diesel | 6000 | Marked Unknown | Bare Steel | Not Marked
290162 | 7 | 1990-11-01 | Removed From Ground | Diesel | 4500 | Marked Unknown | Bare Steel | Not Marked
290162 | 8 | 1990-01-01 | Removed From Ground | Diesel | 4500 | Marked Unknown | Bare Steel | Not Marked
290162 | 9 | 1990-01-01 | Removed From Ground | Diesel | 4500 | Marked Unknown | Bare Steel | Not Marked
290163 | 1 | 1992-08-19 | Removed From Ground | Diesel | 560 | STIP-3 | Copper | Suction: Valve At The Tank
290163 | 2 | 1992-08-23 | Currently In Use | Diesel | 1000 | STIP-3 | Copper | Suction: Valve At The Tank |  | 1992-08-23 |  | 1992-08-23
290166 | 1 | 1993-02-10 | Removed From Ground | Diesel | 400 | Bare Steel | Bare Steel | Not Marked
290166 | 2 | 1993-02-10 | Removed From Ground | Used Oil | 300 | Bare Steel | Bare Steel | Not Marked | Y |  | Y
290167 | 1 |  | Removed From Ground Date Unknown | Gas | 1000 | Bare Steel | Galvanized Steel | Not Marked
290168 | 1 |  | Currently In Use | Gas | 1000 | Bare Steel | Galvanized Steel | Suction: Valve At The Tank
290168 | 2 |  | Currently In Use | Diesel | 1000 | Bare Steel | Galvanized Steel | Suction: Valve At The Tank
290169 | 1 | 1993-01-01 | Closed In Ground | Gas | 1000 | Bare Steel | Galvanized Steel | Not Marked
290170 | 1 |  | Removed From Ground Date Unknown | Gas | 1000 | Bare Steel | Galvanized Steel | Not Marked
290170 | 2 |  | Removed From Ground Date Unknown | Gas | 1000 | Bare Steel | Galvanized Steel | Not Marked
290170 | 3 |  | Removed From Ground Date Unknown | Gas | 1000 | Bare Steel | Galvanized Steel | Not Marked
290172 | 1 |  | Permanently Out Of Use | Other | 1 | Not Marked/Unknown | Not Marked | Not Marked
290173 | 1 | 1988-04-01 | Removed From Ground | Gas | 1000 | Bare Steel | Galvanized Steel | Not Marked
290173 | 2 | 1988-04-01 | Removed From Ground | Gas | 1000 | Bare Steel | Galvanized Steel | Not Marked
290173 | 3 | 1988-04-01 | Removed From Ground | Gas | 1000 | Bare Steel | Galvanized Steel | Not Marked
290174 | 1 | 2004-05-24 | Removed From Ground | Gas | 10000 | Steel-Impressed Current | Cathodically Protected | Pressure |  | 1997-08-07 |  | 1993-09-01
290174 | 2 | 2004-05-24 | Removed From Ground | Gas | 10000 | Cathodically Protected Steel | Galvanized Steel | Pressure |  | 1997-08-07 |  | 1993-09-01
290174 | 3 | 2004-05-24 | Removed From Ground | Gas | 10000 | Cathodically Protected Steel | Galvanized Steel | Pressure |  | 1997-08-07 |  | 1993-09-01
290175 | 1 | 2016-09-14 | Removed From Ground | Diesel | 20000 | Steel-Impressed Current | Galvanized Steel | Pressure |  | 2005-08-08 12:00 |  | 1993-09-03 12:00
290175 | 2 | 2016-09-14 | Removed From Ground | Diesel | 20000 | Steel-Impressed Current | Galvanized Steel | Pressure |  | 2005-08-08 12:00 |  | 1993-09-03 12:00
290175 | 3 | 2016-09-14 | Removed From Ground | Gas | 10000 | Steel-Impressed Current | Galvanized Steel | Pressure |  | 2005-08-08 12:00 |  | 1997-09-03 12:00
290175 | 4 | 1996-05-15 | Removed From Ground | Diesel | 2000 | Bare Steel | Galvanized Steel | Not Marked
290176 | 1 | 1997-03-25 | Removed From Ground | Gas | 10000 | Bare Steel | Galvanized Steel | Pressure |  |  |  | 1993-09-01
290176 | 2 | 1997-03-25 | Removed From Ground | Gas | 10000 | Bare Steel | Galvanized Steel | Pressure |  |  |  | 1993-09-01
290176 | 3 | 1997-03-25 | Removed From Ground | Gas | 10000 | Bare Steel | Galvanized Steel | Pressure |  |  |  | 1993-09-01
290176 | 4 | 1997-03-25 | Removed From Ground | Gas |  | Bare Steel | Galvanized Steel | Pressure |  |  |  | 1993-09-01
290177 | 1 | 1998-06-09 | Removed From Ground | Gas | 6000 | Bare Steel | Galvanized Steel | Pressure |  |  |  | 1993-09-01
290177 | 1A | 1998-07-01 | Currently In Use | Gas | 10000 | Composite | Fiberglass Reinforced Plastic | Pressure |  | 1998-07-01 |  | 1998-07-01
290177 | 1B | 1998-07-01 | Currently In Use | Diesel | 2000 | Composite | Fiberglass Reinforced Plastic | Pressure |  | 1998-07-01 |  | 1998-07-01
290177 | 2 | 1998-06-09 | Removed From Ground | Gas | 6000 | Bare Steel | Galvanized Steel | Pressure |  |  |  | 1993-09-01
290177 | 2A | 1998-07-01 | Currently In Use | Gas | 6000 | Composite | Fiberglass Reinforced Plastic | Pressure |  | 1998-07-01 |  | 1998-07-01
290177 | 2B | 1998-07-01 | Currently In Use | Gas | 6000 | Composite | Fiberglass Reinforced Plastic | Pressure |  | 1998-07-01 |  | 1998-07-01
290177 | 3 | 1998-06-09 | Removed From Ground | Gas | 4000 | Bare Steel | Galvanized Steel | Pressure |  |  |  | 1993-09-01
290177 | 4 | 1998-06-09 | Removed From Ground | Used Oil | 550 | Bare Steel | Galvanized Steel | Not Marked | Y |  | Y
290178 | 1 | 1990-08-01 | Removed From Ground | Gas | 4000 | Bare Steel | Galvanized Steel | Pressure
290178 | 2 | 1990-08-01 | Removed From Ground | Diesel | 4000 | Bare Steel | Galvanized Steel | Pressure
290178 | 3 | 1990-08-01 | Removed From Ground | Gas | 3000 | Bare Steel | Galvanized Steel | Pressure
290178 | 4 | 1990-08-01 | Removed From Ground | Used Oil | 550 | Bare Steel | Galvanized Steel | Pressure | Y |  | Y
290178 | 5 | 2005-04-12 | Removed From Ground | Gas | 3000 | Steel-Galvanic | Galvanized Steel | Pressure |  | 1990-08-01 |  | 1990-08-01
290178 | 6 | 2005-04-12 | Removed From Ground | Gas | 3000 | Steel-Galvanic | Galvanized Steel | Pressure |  | 1990-08-01 |  | 1990-08-01
290178 | 7 | 2005-04-12 | Removed From Ground | Gas | 3000 | Steel-Galvanic | Galvanized Steel | Pressure |  | 1990-08-01 |  | 1990-08-01
290178 | 8 | 2005-04-12 | Removed From Ground | Diesel | 1000 | Steel-Galvanic | Galvanized Steel | Pressure |  | 1990-08-01 |  | 1990-08-01
290179 | 1 | 1990-06-01 | Removed From Ground | Gas | 8000 | Bare Steel | Galvanized Steel | Pressure
290179 | 2 | 1990-06-01 | Removed From Ground | Gas | 8000 | Bare Steel | Galvanized Steel | Pressure
290179 | 3 | 1990-06-01 | Removed From Ground | Gas | 8000 | Bare Steel | Galvanized Steel | Pressure
290179 | 4 | 1990-06-01 | Removed From Ground | Diesel | 2000 | Bare Steel | Galvanized Steel | Pressure
290179 | 5 | 1990-06-01 | Closed In Ground | Used Oil | 550 | Bare Steel | Galvanized Steel | Not Marked | Y |  | Y
290179 | 6 | 2015-10-06 | Removed From Ground | Gas | 8000 | STIP-3 | Galvanized Steel | Pressure |  | 1990-07-01 |  | 1990-07-01
290179 | 6 |  | Currently In Use | Gas | 8000 | STIP-3 | Galvanized Steel | Pressure |  | 1990-07-01 |  | 1990-07-01
290179 | 7 | 2015-10-06 | Removed From Ground | Gas | 6000 | STIP-3 | Galvanized Steel | Pressure |  | 1990-07-01 |  | 1990-07-01
290179 | 7 |  | Currently In Use | Gas | 6000 | STIP-3 | Galvanized Steel | Pressure |  | 1990-07-01 |  | 1990-07-01
290179 | 8 | 2015-10-06 | Removed From Ground | Gas | 6000 | STIP-3 | Galvanized Steel | Pressure |  | 1990-07-01 |  | 1990-07-01
290179 | 8 |  | Currently In Use | Gas | 6000 | STIP-3 | Galvanized Steel | Pressure |  | 1990-07-01 |  | 1990-07-01
290179 | 9 | 2015-10-06 | Removed From Ground | Diesel | 6000 | STIP-3 | Galvanized Steel | Pressure |  | 1990-07-01 |  | 1990-07-01
290179 | 9 |  | Currently In Use | Diesel | 6000 | STIP-3 | Galvanized Steel | Pressure |  | 1990-07-01 |  | 1990-07-01
290180 | 1 |  | Permanently Out Of Use | Gas | 550 | Bare Steel | Galvanized Steel | Suction: Valve At The Tank
290181 | 1 | 1988-12-16 | Removed From Ground | Gas | 5000 | Bare Steel | Galvanized Steel | Not Marked
290181 | 2 | 1988-12-16 | Removed From Ground | Gas | 5000 | Bare Steel | Galvanized Steel | Not Marked
290181 | 3 | 1988-12-16 | Removed From Ground | Gas | 5000 | Bare Steel | Galvanized Steel | Not Marked
290181 | 4 | 1988-12-16 | Removed From Ground | Gas | 5000 | Bare Steel | Galvanized Steel | Not Marked
290181 | 5 | 1988-12-16 | Removed From Ground | Used Oil | 550 | Bare Steel | Galvanized Steel | Not Marked | Y |  | Y
290182 | 1 | 1990-12-01 | Removed From Ground | Diesel | 10000 | Bare Steel | Galvanized Steel | Not Marked
290182 | 2 | 1990-12-01 | Removed From Ground | Diesel | 10000 | Bare Steel | Galvanized Steel | Not Marked
290182 | 3 | 1990-12-01 | Removed From Ground | Gas | 10000 | Bare Steel | Galvanized Steel | Not Marked
290182 | 4 | 1990-12-01 | Removed From Ground | Empty | 2000 | Bare Steel | Galvanized Steel | Not Marked
290182 | 5 | 1990-12-01 | Removed From Ground | Empty | 2000 | Bare Steel | Galvanized Steel | Not Marked
290182 | 6 | 1990-12-01 | Removed From Ground | Gas | 1000 | Bare Steel | Galvanized Steel | Not Marked
290182 | 7 | 1990-12-01 | Removed From Ground | Empty | 3000 | Bare Steel | Galvanized Steel | Not Marked
290183 | 1 | 2005-06-22 | Removed From Ground | Gas | 6000 | Steel-Impressed Current | Cathodically Protected | Pressure |  | 1998-12-01 |  | 1998-12-01
290183 | 2 | 2005-06-22 | Removed From Ground | Gas | 8000 | Steel-Impressed Current | Cathodically Protected | Pressure |  | 1998-12-01 |  | 1998-12-01
290183 | 3 | 2005-06-22 | Removed From Ground | Gas | 8000 | Steel-Impressed Current | Cathodically Protected | Pressure |  | 1998-12-01 |  | 1998-12-01
290184 | 1 |  | Removed From Ground Date Unknown | Gas | 5000 | Bare Steel | Galvanized Steel | Not Marked
290185 | 1 | 1974-05-09 | Currently In Use | Diesel | 8000 | Steel-Impressed Current | Impressed Current | Suction: No Valve At The Tank |  | 1996-11-01 |  | 1996-11-01
290185 | 2 | 1989-08-01 | Currently In Use | Gas | 2000 | Steel-Impressed Current | Impressed Current | Suction: No Valve At The Tank |  | 1996-11-01 |  | 1996-11-01
290186 | 1 | 1993-11-10 | Removed From Ground | Used Oil | 500 | Bare Steel | Galvanized Steel | Not Marked | Y |  | Y
290186 | 2 | 1993-11-10 | Removed From Ground | Gas | 10000 | Bare Steel | Unknown | Not Marked
290187 | 1 | 1992-01-01 | Removed From Ground | Gas | 8000 | Bare Steel | Unknown | Not Marked
290187 | 2 |  | Removed From Ground Date Unknown | Gas | 8000 | Bare Steel | Unknown | Not Marked
290187 | 3 |  | Removed From Ground Date Unknown | Gas | 8000 | Bare Steel | Unknown | Not Marked
290187 | 4 |  | Removed From Ground Date Unknown | Gas | 4000 | Bare Steel | Unknown | Not Marked
290187 | 5 |  | Removed From Ground Date Unknown | Kerosene | 4000 | Bare Steel | Unknown | Not Marked
290187 | 6 | 1992-01-01 | Removed From Ground | Diesel | 4000 | Bare Steel | Unknown | Not Marked
290188 | 1 | 1993-06-21 | Removed From Ground | Used Oil | 550 | Bare Steel | Galvanized Steel | Gravity Fed | Y |  | Y
290190 | 1 | 1990-12-01 | Removed From Ground | Gas | 12000 | Bare Steel | Unknown | Pressure
290190 | 2 | 1993-08-12 | Removed From Ground | Gas | 12000 | Double Walled | Fiberglass Reinforced Plastic | Pressure
290190 | 3 | 1990-01-10 | Removed From Ground | Gas | 3000 | Bare Steel | Unknown | Not Marked
290190 | 4 | 1989-12-12 | Removed From Ground | Used Oil | 550 | Bare Steel | Unknown | Gravity Fed | Y |  | Y
290190 | 5 | 1993-08-12 | Removed From Ground | Gas | 12000 | Double Walled | Fiberglass Reinforced Plastic | Pressure
290191 | 1 | 1997-08-21 | Removed From Ground | Kerosene | 6000 | Bare Steel | Not Marked | Suction: Valve At The Tank
290191 | 2 | 1997-08-21 | Removed From Ground | Kerosene | 6000 | Bare Steel | Not Marked | Suction: Valve At The Tank
290191 | 3 | 1990-01-10 | Removed From Ground | Diesel | 550 | Bare Steel | Unknown | Suction: Valve At The Tank
290191 | 4 | 1997-11-17 | Currently In Use | Diesel | 5000 | Fiberglass Double Walled | Fiberglass/Double Walled | Suction: Valve At The Tank |  | 1997-11-17 |  | 1997-11-17
290191 | 5 | 1997-11-01 | Currently In Use | Diesel | 5000 | Fiberglass Double Walled | Fiberglass/Double Walled | Suction: Valve At The Tank | N | 1997-11-01 | N | 1997-11-01
290193 | 1 | 1994-09-27 | Removed From Ground | Diesel | 10000 | Bare Steel | Galvanized Steel | Suction: Valve At The Tank
290193 | 2 | 1994-09-27 | Removed From Ground | Diesel | 6000 | Bare Steel | Galvanized Steel | Suction: Valve At The Tank
290193 | 3 | 1993-11-12 | Removed From Ground | Diesel | 6000 | Bare Steel | Unknown | Not Marked
290193 | 4 | 1993-11-12 | Removed From Ground | Diesel | 2000 | Bare Steel | Unknown | Not Marked
290194 | 1 | 1990-11-16 | Removed From Ground | Diesel | 10000 | Bare Steel | Unknown | Not Marked
290194 | 2 | 1993-06-12 | Removed From Ground | Diesel | 8000 | Bare Steel | Galvanized Steel | Suction: No Valve At The Tank
290196 | 1 | 2005-06-07 | Removed From Ground | Gas | 4000 | Steel-Impressed Current | Impressed Current | Suction: Valve At The Tank |  | 1994-10-01 |  | 1994-10-01
290196 | 2 | 2005-06-07 | Removed From Ground | Gas | 3000 | Steel-Impressed Current | Impressed Current | Suction: Valve At The Tank |  | 1994-10-01 |  | 1994-10-01
290196 | 3 | 2005-06-07 | Removed From Ground | Gas | 3000 | Steel-Impressed Current | Impressed Current | Suction: Valve At The Tank |  | 1994-10-01 |  | 1994-10-01
290196 | 4 | 2005-06-07 | Removed From Ground | Gas | 3000 | Steel-Impressed Current | Impressed Current | Suction: Valve At The Tank |  | 1994-10-01 |  | 1994-10-01
290196 | 5 |  | Removed From Ground Date Unknown | Diesel | 2000 | Bare Steel | Galvanized Steel | Not Marked
290196 | 6 |  | Removed From Ground Date Unknown | Empty | 2000 | Bare Steel | Galvanized Steel | Not Marked
290196 | P-247519 | 2005-09-15 | Currently In Use | Gas | 15000 | Fiberglass | Fiberglass Reinforced Plastic | Pressure | N | 2005-07-29 | N | 2005-07-29
290197 | 1 | 1997-02-04 | Removed From Ground | Diesel | 275 | Bare Steel | Bare Steel | Not Marked
290197 | 2 | 2007-08-29 | Removed From Ground | Diesel | 600 | Double Walled | Fiberglass Reinforced Plastic | Suction: No Valve At The Tank |  | 1997-02-01 |  | 1997-02-01
290198 | 1 | 1997-01-20 | Removed From Ground | Other | 250 | Bare Steel | Unknown | Not Marked
290198 | 2 | 2008-10-04 | Removed From Ground | Diesel | 600 | Double Walled | Fiberglass Reinforced Plastic | Suction: Valve At The Tank |  | 1996-12-01 |  | 1996-12-01
290199 | 1 | 1997-01-13 | Removed From Ground | Other | 560 | Marked Unknown | Unknown | Not Marked
290199 | 2 | 2008-10-04 | Removed From Ground | Diesel | 600 | Fiberglass Double Walled | Fiberglass Reinforced Plastic | Suction: No Valve At The Tank |  | 1996-12-01 |  | 1996-12-01
290200 | 1 |  | Removed From Ground Date Unknown | Diesel | 5000 | Bare Steel | Bare Steel | Not Marked
290200 | 2 | 1996-12-01 | Currently In Use | Diesel | 4000 | Fiberglass Double Walled | Fiberglass Reinforced Plastic | Suction: No Valve At The Tank |  | 1996-12-01 |  | 1996-12-01
290203 | 1 | 1997-01-20 | Removed From Ground | Diesel | 250 | Bare Steel | Bare Steel | Not Marked
290204 | 1 | 1997-01-15 | Removed From Ground | Diesel | 250 | Bare Steel | Bare Steel | Not Marked
290204 | 2 | 2010-11-23 | Removed From Ground | Diesel | 600 | Fiberglass Double Walled | Fiberglass Reinforced Plastic | Suction: No Valve At The Tank |  | 1997-01-01 |  | 1997-01-01
290205 | 1 | 1992-01-01 | Removed From Ground | Gas | 150 | Marked Unknown | Unknown | Not Marked
290207 | 1 | 1996-01-26 | Removed From Ground | Diesel | 2000 | Bare Steel | Bare Steel | Not Marked
290208 | 1 | 1997-02-11 | Removed From Ground | Heating Oil | 10000 | Marked Unknown | Unknown | Not Marked
290208 | 2 | 1997-02-11 | Removed From Ground | Heating Oil | 9789 | Marked Unknown | Unknown | Not Marked
290208 | 3 | 1997-02-11 | Removed From Ground | Heating Oil | 20000 | Marked Unknown | Unknown | Not Marked
290209 | 1 | 1996-11-26 | Removed From Ground | Gas | 500 | Marked Unknown | Unknown | Not Marked
290209 | 2 | 1996-11-26 | Removed From Ground | Gas | 500 | Marked Unknown | Unknown | Not Marked
290209 | 3 | 1996-11-26 | Removed From Ground | Diesel | 500 | Marked Unknown | Unknown | Not Marked
290209 | 4 | 2014-06-02 | Removed From Ground | Diesel | 550 | Fiberglass Double Walled | Unknown |  | N |  | N
290210 | 1 | 1997-02-05 | Removed From Ground | Diesel | 250 | Bare Steel | Bare Steel | Not Marked
290210 | 2 | 1996-12-01 | Currently In Use | Gas | 600 | Fiberglass Double Walled | Fiberglass Reinforced Plastic | Suction: No Valve At The Tank |  | 1996-12-01 |  | 1996-12-01
290211 | 1 | 1993-01-01 | Removed From Ground | Gas | 1000 | Bare Steel | Galvanized Steel | Not Marked
290211 | 2 | 1993-01-01 | Removed From Ground | Gas | 1500 | Bare Steel | Galvanized Steel | Not Marked
290211 | 3 | 1997-01-20 | Removed From Ground | Gas | 1000 | Bare Steel | Galvanized Steel | Not Marked
290212 | 1 | 1994-11-07 | Removed From Ground | Diesel | 10000 | Bare Steel | Galvanized Steel | Not Marked
290212 | 2 | 1996-10-23 | Removed From Ground | Diesel | 10000 | Bare Steel | Galvanized Steel | Not Marked
290212 | 3 | 1996-10-23 | Removed From Ground | Gas | 10000 | Bare Steel | Galvanized Steel | Not Marked
290212 | 4 | 1996-10-23 | Removed From Ground | Gas | 10000 | Bare Steel | Galvanized Steel | Not Marked
290212 | 5 | 1994-11-07 | Removed From Ground | Used Oil | 550 | Not Marked/Unknown | Not Marked | Not Marked | Y |  | Y
290212 | 6 | 1996-10-01 | Currently In Use | Gas | 10000 | Fiberglass | Fiberglass/Double Walled | Pressure |  | 1996-10-01 |  | 1996-10-01
290212 | 7 | 1996-10-01 | Currently In Use | Diesel | 4000 | Fiberglass | Fiberglass/Double Walled | Pressure |  | 1996-10-01 |  | 1996-10-01
290213 | 1 | 2006-12-06 | Removed From Ground | Gas | 500 | Bare Steel | Galvanized Steel | Not Marked
290213 | 2 | 2006-12-06 | Removed From Ground | Diesel |  | Marked Unknown | Not Marked | Not Marked
290213 | 2 |  | Permanently Out Of Use | Diesel |  | Marked Unknown | Not Marked | Not Marked
290213 | 3 | 2006-12-06 | Removed From Ground | Diesel | 1000 | Unknown | Unknown |  | N |  | N
290214 | 1 | 1992-01-01 | Removed From Ground | Diesel | 2000 | Bare Steel | Galvanized Steel | Not Marked
290214 | 2 | 1992-01-01 | Removed From Ground | Diesel | 3000 | Bare Steel | Galvanized Steel | Not Marked
290215 | 1 |  | Removed From Ground Date Unknown | Diesel | 10000 | Bare Steel | Unknown | Not Marked
290215 | 10 |  | Removed From Ground Date Unknown | Gas | 4000 | Bare Steel | Unknown | Not Marked
290215 | 2 |  | Removed From Ground Date Unknown | Diesel | 6000 | Bare Steel | Unknown | Not Marked
290215 | 2G | 2001-05-01 | Removed From Ground | Gas | 4000 | Steel-Impressed Current | Cathodically Protected | Pressure |  | 1998-03-18 |  | 1998-03-18
290215 | 3 |  | Removed From Ground Date Unknown | Diesel | 6000 | Bare Steel | Unknown | Not Marked
290215 | 3K | 2001-05-01 | Removed From Ground | Kerosene | 4000 | Steel-Impressed Current | Cathodically Protected | Suction: Valve At The Tank |  | 1998-03-18 |  | 1998-03-18
290215 | 4 |  | Removed From Ground Date Unknown | Diesel | 2000 | Bare Steel | Unknown | Not Marked
290215 | 4G | 2001-05-01 | Removed From Ground | Gas | 4000 | Steel-Impressed Current | Cathodically Protected | Pressure |  | 1998-03-18 |  | 1998-03-18
290215 | 5 |  | Removed From Ground Date Unknown | Empty | 10000 | Bare Steel | Unknown | Not Marked
290215 | 5G | 2001-05-01 | Removed From Ground | Gas | 4000 | Steel-Impressed Current | Cathodically Protected | Pressure |  | 1998-03-18 |  | 1998-03-18
290215 | 6 |  | Removed From Ground Date Unknown | Diesel | 4000 | Bare Steel | Unknown | Not Marked
290215 | 7 |  | Removed From Ground Date Unknown | Gas | 5000 | Bare Steel | Unknown | Not Marked
290215 | 8 |  | Removed From Ground Date Unknown | Gas | 5000 | Bare Steel | Unknown | Not Marked
290215 | 9 |  | Removed From Ground Date Unknown | Gas | 5000 | Bare Steel | Unknown | Not Marked
290216 | 1 | 1993-03-08 | Removed From Ground | Other | 10000 | Bare Steel | Bare Steel | Not Marked
290216 | 2 | 1993-03-08 | Removed From Ground | Other | 10000 | Bare Steel | Bare Steel | Not Marked
290216 | 3 | 1993-03-08 | Removed From Ground | Other | 10000 | Bare Steel | Not Marked | Not Marked
290216 | 4 | 1993-03-08 | Removed From Ground | Other | 10000 | Bare Steel | Not Marked | Not Marked
290216 | 5 | 1993-03-08 | Removed From Ground | Other | 2980 | Bare Steel | Unknown | Not Marked
290216 | 6 | 1993-03-08 | Removed From Ground | Other | 4000 | Bare Steel | Unknown | Not Marked
290216 | 7 |  | Permanently Out Of Use | Empty | 6600 | Bare Steel | Unknown | Not Marked
290217 | 1 | 1996-10-17 | Removed From Ground | Diesel | 10000 | Bare Steel | Galvanized Steel | Suction: No Valve At The Tank
290217 | 2 | 1996-10-17 | Removed From Ground | Used Oil | 280 | Bare Steel | Galvanized Steel | Suction: No Valve At The Tank | Y |  | Y
290219 | 1 | 1987-08-01 | Removed From Ground | Gas | 8000 | Bare Steel | Galvanized Steel | Not Marked
290219 | 2 | 1987-08-01 | Removed From Ground | Gas | 8000 | Bare Steel | Galvanized Steel | Not Marked
290219 | 3 | 1987-08-01 | Removed From Ground | Gas | 8000 | Bare Steel | Galvanized Steel | Not Marked
290221 | 1 | 1992-09-01 | Closed In Ground | Heating Oil | 1 | Bare Steel | Bare Steel | Not Marked
290222 | 1 | 1993-10-01 | Currently In Use | Diesel | 15000 | Fiberglass Double Walled | Fiberglass Reinforced Plastic | Pressure |  | 1994-08-10 |  | 1994-08-10
290222 | 2 | 2013-07-22 | Closed In Ground | Other | 5000 | Double Walled | Fiberglass Reinforced Plastic | Pressure |  | 1994-08-10 |  | 1994-08-10
290222 | 3 | 1993-10-18 | Currently In Use | Diesel | 20000 | Fiberglass Double Walled | Fiberglass Reinforced Plastic | Pressure |  | 1994-08-10 |  | 1994-08-10
290222 | 4 | 2008-04-28 | Currently In Use | Diesel | 15000 | Fiberglass Double Walled | Fiberglass/Double Walled | Pressure | N | 2008-04-28 | N | 2008-04-28
290223 | 1 | 2007-05-23 | Removed From Ground | Gas | 10000 | Steel-Impressed Current | Cathodically Protected | Pressure |  | 1998-12-18 |  | 1998-12-18
290223 | 2 | 2007-05-23 | Removed From Ground | Gas | 10000 | Steel-Impressed Current | Cathodically Protected | Pressure |  | 1998-12-18 |  | 1998-12-18
290223 | 3 | 2007-05-23 | Removed From Ground | Gas | 10000 | Steel-Impressed Current | Cathodically Protected | Pressure |  | 1998-12-18 |  | 1998-12-18
290223 | 4 | 2007-05-23 | Removed From Ground | Diesel | 10000 | Steel-Impressed Current | Cathodically Protected | Pressure |  | 1998-12-18 |  | 1998-12-18
290223 | 5 | 2007-05-23 | Removed From Ground | Kerosene | 10000 | Steel-Impressed Current | Cathodically Protected | Pressure |  | 1998-12-18 |  | 1998-12-18
290223 | 6 | 2007-05-23 | Removed From Ground | Kerosene | 10000 | Steel-Impressed Current | Cathodically Protected | Pressure |  | 1998-12-18 |  | 1998-12-18
290224 | 1 | 2003-07-11 | Currently In Use | Gas | 8000 | Steel-Impressed Current | Fiberglass Reinforced Plastic | Pressure |  | 2003-07-05 |  | 2003-07-05
290224 | 2 | 2003-07-11 | Currently In Use | Gas | 8000 | Steel-Impressed Current | Fiberglass Reinforced Plastic | Pressure |  | 2003-07-05 |  | 2003-07-05
290224 | 3 | 2003-07-11 | Currently In Use | Gas | 8000 | Steel-Impressed Current | Fiberglass Reinforced Plastic | Pressure |  | 2003-07-05 |  | 2003-07-05
290225 | 1 | 1984-05-19 | Currently In Use | Gas | 8000 | Steel-Impressed Current | Cathodically Protected | Pressure |  | 1998-12-01 |  | 1998-12-01
290225 | 2 | 1984-05-19 | Currently In Use | Gas | 8000 | Steel-Impressed Current | Cathodically Protected | Pressure |  | 1998-12-01 |  | 1998-12-01
290225 | 3 | 1984-05-19 | Currently In Use | Diesel | 8000 | Steel-Impressed Current | Cathodically Protected | Pressure |  | 1998-12-01 |  | 1998-12-01
290225 | 4 | 1984-05-19 | Currently In Use | Diesel | 8000 | Steel-Impressed Current | Cathodically Protected | Pressure |  | 1998-12-01 |  | 1998-12-01
290226 | 1 | 1993-07-12 | Removed From Ground | Gas | 4000 | Bare Steel | Galvanized Steel | Suction: No Valve At The Tank
290226 | 2 | 1993-07-12 | Removed From Ground | Gas | 4000 | Bare Steel | Galvanized Steel | Suction: No Valve At The Tank
290226 | 3 | 1993-07-12 | Removed From Ground | Gas | 4000 | Bare Steel | Galvanized Steel | Suction: No Valve At The Tank
290226 | 4 | 1993-07-12 | Removed From Ground | Gas | 4000 | Bare Steel | Galvanized Steel | Suction: No Valve At The Tank
290226 | 5 | 1993-07-12 | Removed From Ground | Diesel | 4000 | Bare Steel | Galvanized Steel | Suction: No Valve At The Tank
290226 | 6 | 1993-07-14 | Currently In Use | Gas | 8000 | Composite | Fiberglass Reinforced Plastic | Pressure |  | 1993-07-25 |  | 1993-07-25
290226 | 7 | 1993-07-14 | Currently In Use | Gas | 4000 | Composite | Fiberglass Reinforced Plastic | Pressure |  | 1993-07-25 |  | 1993-07-25
290226 | 8 | 2016-02-26 | Temporarily Out Of Use | Gas | 4000 | Composite | Fiberglass Reinforced Plastic | Pressure |  | 1993-07-25 |  | 1993-07-25
290226 | 9 | 1993-07-14 | Currently In Use | Diesel | 4000 | Composite | Fiberglass Reinforced Plastic | Pressure |  | 1993-07-25 |  | 1993-07-25
290227 | 1 | 1985-06-05 | Removed From Ground | Used Oil | 800 | Bare Steel | Galvanized Steel | Gravity Fed | Y |  | Y
290229 | 1 | 1996-06-10 | Removed From Ground | Gas | 4000 | Bare Steel | Galvanized Steel | Not Marked
290231 | 1 | 1987-01-01 | Currently In Use | Gas | 10000 | Steel-Galvanic | Fiberglass Reinforced Plastic | Pressure |  | 1997-06-18 |  | 1997-06-18
290231 | 2 | 1987-01-01 | Currently In Use | Gas | 10000 | Steel-Galvanic | Fiberglass Reinforced Plastic | Pressure |  | 1997-06-18 |  | 1997-06-18
290231 | 3 | 1987-01-01 | Currently In Use | Gas | 10000 | Steel-Galvanic | Fiberglass Reinforced Plastic | Pressure |  | 1997-06-18 |  | 1997-06-18
290231 | 4 | 1987-01-01 | Currently In Use | Diesel | 2000 | Steel-Galvanic | Fiberglass Reinforced Plastic | Pressure |  | 1997-06-18 |  | 1997-06-18
290232 | 1 | 1987-05-26 | Currently In Use | Gas | 4000 | Cathodically Protected Steel | Fiberglass Reinforced Plastic | Pressure |  | 1987-05-26 |  | 1987-05-26
290232 | 2 | 1987-05-26 | Currently In Use | Gas | 4000 | Cathodically Protected Steel | Fiberglass Reinforced Plastic | Pressure |  | 1987-05-26 |  | 1987-05-26
290232 | 3 | 1986-01-01 | Currently In Use | Gas | 4000 | Cathodically Protected Steel | Fiberglass Reinforced Plastic | Pressure |  | 1987-05-26 |  | 1987-05-26
290232 | 4 | 1987-04-15 | Closed In Ground | Diesel | 500 | Bare Steel | Galvanized Steel | Not Marked
290232 | 5 | 1987-04-01 | Removed From Ground | Gas | 3000 | Bare Steel | Galvanized Steel | Not Marked
290232 | 6 | 1987-04-01 | Removed From Ground | Gas | 3000 | Bare Steel | Galvanized Steel | Not Marked
290232 | 7 | 1987-04-01 | Removed From Ground | Gas | 3000 | Bare Steel | Galvanized Steel | Not Marked
290233 | 1 | 1997-08-13 | Removed From Ground | Diesel | 10000 | Bare Steel | Bare Steel | Suction: No Valve At The Tank
290233 | 2 | 1997-08-13 | Removed From Ground | Empty | 4000 | Bare Steel | Bare Steel | Suction: No Valve At The Tank
290233 | 3 | 1997-08-13 | Removed From Ground | Gas | 6000 | Bare Steel | Bare Steel | Suction: No Valve At The Tank
290233 | 4 | 1997-08-13 | Removed From Ground | Empty | 4000 | Bare Steel | Bare Steel | Suction: No Valve At The Tank
290234 | 1 | 2005-03-01 | Closed In Ground | Gas | 4000 | Steel-Impressed Current | Cathodically Protected | Pressure |  | 1997-07-01 |  | 1997-07-01
290234 | 2 | 1978-05-10 | Currently In Use | Gas | 4000 | Steel-Impressed Current | Cathodically Protected | Pressure |  | 1997-07-01 |  | 1997-07-01
290234 | 3 | 1978-05-10 | Currently In Use | Gas | 4000 | Steel-Impressed Current | Cathodically Protected | Pressure |  | 1997-07-01 |  | 1997-07-01
290234 | 4 | 1978-05-10 | Currently In Use | Gas | 4000 | Steel-Impressed Current | Cathodically Protected | Pressure |  | 1997-07-01 |  | 1997-07-01
290234 | 5 | 1980-01-01 | Removed From Ground | Used Oil | 550 | Bare Steel | Galvanized Steel | Gravity Fed | Y |  | Y
290235 | 1 |  | Removed From Ground Date Unknown | Other |  | Marked Unknown | Unknown | Not Marked
290236 | 1 | 1996-09-13 | Removed From Ground | Diesel |  | Marked Unknown | Galvanized Steel | Not Marked
290237 | 1 | 1990-12-11 | Removed From Ground | Gas | 1000 | Bare Steel | Galvanized Steel | Not Marked
290237 | 2 | 1990-12-11 | Removed From Ground | Gas | 1500 | Bare Steel | Unknown | Not Marked
290237 | 3 | 1990-12-11 | Removed From Ground | Gas | 1000 | Bare Steel | Galvanized Steel | Not Marked
290239 | 1 | 1987-01-01 | Currently In Use | Gas | 10000 | Cathodically Protected Steel | Fiberglass Reinforced Plastic | Pressure |  | 1996-10-01 |  | 1996-10-01
290239 | 10 |  | Permanently Out Of Use | Gas | 6000 | Bare Steel | Galvanized Steel | Not Marked
290239 | 11 |  | Permanently Out Of Use | Diesel | 550 | Bare Steel | Galvanized Steel | Not Marked
290239 | 12 |  | Permanently Out Of Use | Gas | 10000 | Bare Steel | Galvanized Steel | Not Marked
290239 | 2 | 1987-01-01 | Currently In Use | Gas | 10000 | Cathodically Protected Steel | Fiberglass Reinforced Plastic | Pressure |  | 1996-10-01 |  | 1996-10-01
290239 | 3 | 1987-01-01 | Currently In Use | Gas | 10000 | Cathodically Protected Steel | Fiberglass Reinforced Plastic | Pressure |  | 1996-10-01 |  | 1996-10-01
290239 | 4 |  | Permanently Out Of Use | Gas | 1 | Not Marked/Unknown | Galvanized Steel | Not Marked
290239 | 5 |  | Permanently Out Of Use | Gas | 6000 | Bare Steel | Galvanized Steel | Not Marked
290239 | 6 |  | Permanently Out Of Use | Gas | 6000 | Bare Steel | Galvanized Steel | Not Marked
290239 | 7 |  | Permanently Out Of Use | Gas | 6000 | Bare Steel | Galvanized Steel | Not Marked
290239 | 8 |  | Permanently Out Of Use | Gas | 6000 | Bare Steel | Galvanized Steel | Pressure
290239 | 9 |  | Permanently Out Of Use | Gas | 6000 | Bare Steel | Galvanized Steel | Pressure
290240 | 131D1 | 2004-01-13 | Removed From Ground | Diesel | 2000 | Cathodically Protected Steel | Galvanized Steel | Suction: Valve At The Tank
290240 | 131G1 | 2004-01-13 | Removed From Ground | Gas | 2000 | Cathodically Protected Steel | Galvanized Steel | Suction: Valve At The Tank
290242 | 1 | 1980-06-01 | Removed From Ground | Gas | 2000 | Bare Steel | Galvanized Steel | Not Marked
290242 | 2 | 1987-01-01 | Removed From Ground | Gas | 8000 | Bare Steel | Galvanized Steel | Not Marked
290242 | 3 | 1987-01-01 | Removed From Ground | Gas | 6000 | Bare Steel | Galvanized Steel | Not Marked
290242 | 4 | 1987-01-01 | Removed From Ground | Used Oil | 550 | Bare Steel | Galvanized Steel | Not Marked | Y |  | Y
290242 | 5 | 1987-01-01 | Removed From Ground | Gas | 10000 | Fiberglass | Fiberglass Reinforced Plastic | Not Marked
290242 | 6 | 1987-01-01 | Temporarily Out Of Use | Gas | 10000 | Fiberglass | Fiberglass Reinforced Plastic | Pressure |  | 2000-01-01 12:00 |  | 1987-01-01 12:00
290242 | 7 | 1987-01-01 | Temporarily Out Of Use | Gas | 10000 | Fiberglass | Fiberglass Reinforced Plastic | Pressure |  | 2000-01-01 12:00 |  | 1987-01-01 12:00
290242 | 8 | 1987-01-01 | Temporarily Out Of Use | Gas | 10000 | Fiberglass | Fiberglass Reinforced Plastic | Pressure |  | 2000-01-01 12:00 |  | 1987-01-01 12:00
290242 | 9 | 1987-01-01 | Currently In Use | Used Oil | 1000 | Fiberglass | Fiberglass Reinforced Plastic | Gravity Fed | Y |  | Y | 1987-01-01 12:00
292000 | FO-2 | 1992-09-22 | Removed From Ground | Other | 1000 | Fiberglass | Fiberglass Reinforced Plastic | Not Marked
292000 | RU-1 | 1987-01-04 | Currently In Use | Diesel | 10000 | Fiberglass | Fiberglass Reinforced Plastic | Pressure |  | 1992-09-01 |  | 1992-09-01
292000 | UO-3 | 1992-09-22 | Removed From Ground | Used Oil | 500 | Fiberglass | Fiberglass Reinforced Plastic | Not Marked | Y |  | Y
300001 | 1 | 1998-03-20 | Removed From Ground | Gas | 2000 | Bare Steel | Galvanized Steel | Not Marked
300001 | 2 | 1998-03-20 | Removed From Ground | Gas | 2000 | Bare Steel | Galvanized Steel | Not Marked
300001 | 3 | 1998-03-20 | Removed From Ground | Gas | 4000 | Bare Steel | Galvanized Steel | Not Marked
300006 | 10411-1 | 1989-10-01 | Removed From Ground | Gas | 550 | Bare Steel | Galvanized Steel | Not Marked
300006 | 411G1 | 2005-03-17 | Removed From Ground | Gas | 1040 | Cathodically Protected Steel | Cathodically Protected | Suction: Valve At The Tank |  | 1990-02-05 |  | 1990-02-05
300007 | 1 |  | Removed From Ground Date Unknown | Diesel | 2000 | Bare Steel | Cathodically Protected | Not Marked
300007 | 2 |  | Removed From Ground Date Unknown | Gas | 1000 | Bare Steel | Cathodically Protected | Not Marked
300013 | 1 | 1991-10-01 | Removed From Ground | Gas | 10000 | Bare Steel | Cathodically Protected | Not Marked
300013 | 2 | 1991-10-01 | Removed From Ground | Gas | 10000 | Bare Steel | Galvanized Steel | Not Marked
300015 | 1 | 1998-12-01 | Removed From Ground | Gas | 2000 | Bare Steel | Galvanized Steel | Suction: Valve At The Tank
300015 | 2 | 1998-12-01 | Removed From Ground | Gas | 2000 | Bare Steel | Galvanized Steel | Suction: Valve At The Tank
300016 | 1 | 1986-04-23 | Currently In Use | Gas | 10000 | Steel-Impressed Current | Double Walled | Pressure |  | 1996-11-01 |  | 1996-11-01
300016 | 2 | 1986-04-23 | Currently In Use | Gas | 10000 | Steel-Impressed Current | Double Walled | Pressure |  | 1996-11-01 |  | 1996-11-01
300016 | 3 | 1986-04-23 | Currently In Use | Gas | 5000 | Steel-Impressed Current | Double Walled | Pressure |  | 1996-11-01 |  | 1996-11-01
300016 | 4 | 1996-05-10 | Removed From Ground | Diesel | 700 | Bare Steel | Galvanized Steel | Not Marked
300017 | 1 | 1986-04-22 | Currently In Use | Diesel | 12000 | Steel-Impressed Current | Cathodically Protected | Pressure |  | 1998-01-01 |  | 1998-01-01
300017 | 2 | 1986-04-22 | Currently In Use | Gas | 12000 | Steel-Impressed Current | Cathodically Protected | Pressure |  | 1998-12-01 12:00 |  | 1998-12-01 12:00
300017 | 3 | 1986-04-22 | Currently In Use | Gas | 12000 | Steel-Impressed Current | Cathodically Protected | Pressure |  | 1998-01-01 |  | 1998-01-01
300017 | 4 | 1986-04-22 | Currently In Use | Diesel | 12000 | Steel-Impressed Current | Cathodically Protected | Pressure |  | 1998-01-01 |  | 1998-01-01
300019 | 1 | 2002-01-01 | Temporarily Out Of Use | Gas | 6000 | Bare Steel | Galvanized Steel | Not Marked
300019 | 2 | 2002-01-01 | Temporarily Out Of Use | Gas | 1 | Bare Steel | Galvanized Steel | Not Marked
300019 | 3 | 2002-01-01 | Temporarily Out Of Use | Gas | 1 | Bare Steel | Galvanized Steel | Not Marked
310001 | 1 | 1988-05-01 | Removed From Ground | Other | 6048 | Bare Steel | Galvanized Steel | Not Marked
310001 | 2 | 2017-01-11 | Removed From Ground | Diesel | 10000 | Composite | Fiberglass Reinforced Plastic | Pressure |  | 1998-06-30 |  | 1998-06-30
310001 | 3 | 2017-01-11 | Removed From Ground | Gas | 12000 | Composite | Fiberglass Reinforced Plastic | Pressure |  | 1998-06-30 |  | 1998-06-30
310001 | 4 | 2017-01-11 | Removed From Ground | Diesel | 12000 | Composite | Fiberglass Reinforced Plastic | Pressure |  | 1998-06-30 |  | 1998-06-30
310002 | 1 | 2003-11-27 | Removed From Ground | Gas | 10000 | Steel-Impressed Current | Fiberglass Reinforced Plastic | Pressure |  | 1998-09-01 |  | 1998-09-01
310002 | 2 | 2003-11-27 | Removed From Ground | Gas | 10000 | Steel-Impressed Current | Fiberglass Reinforced Plastic | Pressure |  | 1998-09-01 |  | 1998-09-01
310002 | 3 | 2003-11-27 | Removed From Ground | Gas | 10000 | Steel-Impressed Current | Fiberglass Reinforced Plastic | Pressure |  | 1998-09-01 |  | 1998-09-01
310002 | 4 | 2003-11-27 | Removed From Ground | Diesel | 10000 | Steel-Impressed Current | Fiberglass Reinforced Plastic | Pressure |  | 1998-09-01 |  | 1998-09-01
310002 | 5 | 2004-06-15 | Currently In Use | Gas | 12000 | Fiberglass | Fiberglass Reinforced Plastic | Pressure | N | 2004-06-15 | N | 2004-06-15
310002 | 6A | 2004-06-15 | Currently In Use | Gas | 6000 | Fiberglass | Fiberglass Reinforced Plastic | Pressure | N | 2004-06-15 | N | 2004-06-15
310002 | 6B | 2004-06-15 | Currently In Use | Diesel | 4000 | Fiberglass | Fiberglass Reinforced Plastic | Pressure | N | 2004-06-15 | N | 2004-06-15
310003 | 1 | 1991-01-01 | Removed From Ground | Gas | 10000 | Bare Steel | Galvanized Steel | Not Marked
310003 | 2 | 1991-01-01 | Removed From Ground | Gas | 10000 | Bare Steel | Galvanized Steel | Not Marked
310003 | 3 | 1991-01-01 | Removed From Ground | Gas | 10000 | Bare Steel | Galvanized Steel | Not Marked
310003 | 4 | 1991-01-01 | Removed From Ground | Gas | 10000 | Bare Steel | Galvanized Steel | Not Marked
310003 | 5 | 1990-11-05 | Currently In Use | Gas | 10000 | Fiberglass | Fiberglass Reinforced Plastic | Pressure |  | 1990-11-05 |  | 1990-11-05
310003 | 6 | 1990-11-05 | Currently In Use | Gas | 10000 | Composite | Fiberglass Reinforced Plastic | Pressure |  | 1990-11-05 |  | 1990-11-05
310003 | 7 | 1990-11-05 | Currently In Use | Gas | 10000 | Composite | Fiberglass Reinforced Plastic | Pressure |  | 1990-11-05 |  | 1990-11-05
310003 | 8 | 1991-01-01 | Currently In Use | Diesel | 6000 | Composite | Fiberglass Reinforced Plastic | Pressure |  | 1990-11-05 |  | 1990-11-05
310003 | 9 | 2011-01-28 | Temporarily Out Of Use | Kerosene | 4000 | Composite | Fiberglass Reinforced Plastic | Pressure |  | 1990-11-05 |  | 1990-11-05
310004 | 1 | 2011-09-29 | Currently In Use | Gas | 10000 | Steel-Impressed Current | Fiberglass Reinforced Plastic | Pressure |  | 1995-04-05 |  | 1995-04-05
310004 | 2 | 2011-09-29 | Currently In Use | Gas | 6000 | Steel-Impressed Current | Fiberglass Reinforced Plastic | Pressure |  | 1995-04-05 |  | 1995-04-05
310004 | 3 | 2011-09-29 | Currently In Use | Diesel | 6000 | Steel-Impressed Current | Fiberglass Reinforced Plastic | Pressure |  | 1995-04-05 |  | 1995-04-05
310004 | 4 |  | Removed From Ground Date Unknown | Diesel | 6000 | Cathodically Protected Steel | Fiberglass Reinforced Plastic | Not Marked
310005 | 1 | 1982-05-14 | Currently In Use | Gas | 10000 | Steel-Impressed Current | Cathodically Protected | Pressure |  | 1998-08-12 |  | 1998-08-12
310005 | 2 | 1982-05-14 | Currently In Use | Gas | 10000 | Steel-Impressed Current | Cathodically Protected | Pressure |  | 1998-08-12 |  | 1998-08-12
310005 | 3 | 1982-05-14 | Currently In Use | Gas | 10000 | Steel-Impressed Current | Cathodically Protected | Pressure |  | 1998-08-12 |  | 1998-08-12
310005 | 4 | 1982-05-14 | Currently In Use | Diesel | 1990 | Steel-Impressed Current | Cathodically Protected | Pressure |  | 1998-08-12 |  | 1998-08-12
310007 | 1 | 1999-07-29 | Removed From Ground | Gas | 10000 | Bare Steel | Galvanized Steel | Pressure
310007 | 2 | 1999-07-29 | Removed From Ground | Gas | 10000 | Bare Steel | Galvanized Steel | Pressure
310007 | 3 | 1999-07-29 | Removed From Ground | Gas | 10000 | Bare Steel | Galvanized Steel | Pressure
310007 | 4 | 1999-07-29 | Removed From Ground | Diesel | 10000 | Bare Steel | Galvanized Steel | Pressure
310007 | 5 | 2000-01-01 | Currently In Use | Gas | 12010 | Fiberglass | Fiberglass Reinforced Plastic | Pressure |  | 2000-01-01 |  | 2000-01-01
310007 | 6 | 2000-01-01 | Currently In Use | Gas | 8000 | Fiberglass | Fiberglass Reinforced Plastic | Pressure |  | 2000-01-01 |  | 2000-01-01
310007 | 7 | 2000-01-01 | Currently In Use | Diesel | 8000 | Fiberglass | Fiberglass Reinforced Plastic | Pressure |  | 2000-01-01 |  | 2000-01-01
310007 | 8 | 2007-03-29 | Currently In Use | Kerosene | 2000 | Fiberglass | Fiberglass Reinforced Plastic | Pressure |  | 2000-01-01 |  | 2000-01-01
310009 | 1 | 1986-03-01 | Currently In Use | Gas | 10000 | Steel-Impressed Current | Impressed Current | Pressure |  | 1991-05-01 |  | 1991-05-01
310009 | 2 | 1986-03-01 | Currently In Use | Gas | 10000 | Steel-Impressed Current | Impressed Current | Pressure |  | 1991-05-01 |  | 1991-05-01
310009 | 3 | 1986-03-01 | Currently In Use | Gas | 10000 | Steel-Impressed Current | Impressed Current | Pressure |  | 1991-05-01 |  | 1991-05-01
310009 | 4 | 1986-03-01 | Currently In Use | Diesel | 6000 | Steel-Impressed Current | Impressed Current | Pressure |  | 1991-05-01 |  | 1991-05-01
310009 | 5 | 1989-04-07 | Currently In Use | Kerosene | 4000 | Steel-Impressed Current | Impressed Current | Pressure |  | 1991-05-01 |  | 1991-05-01
310010 | 1 | 1995-07-28 | Removed From Ground | Used Oil | 550 | Fiberglass | Bare Steel | Not Marked | Y |  | Y
310011 | 1 | 1997-12-01 | Removed From Ground | Used Oil | 550 | Bare Steel | Bare Steel | Gravity Fed | Y |  | Y
310011 | 2 | 1987-12-01 | Removed From Ground | Gas | 10000 | Bare Steel | Bare Steel | Not Marked
310011 | 3 | 1987-12-01 | Removed From Ground | Gas | 10000 | Bare Steel | Bare Steel | Not Marked
310011 | 4 |  | Currently In Use | Gas | 110 | Bare Steel | Bare Steel | Not Marked
310011 | 5 | 1987-12-01 | Removed From Ground | Gas | 10000 | Bare Steel | Galvanized Steel | Not Marked
310012 | 1 | 1992-03-27 | Removed From Ground | Used Oil | 550 | Bare Steel | Bare Steel | Not Marked | Y |  | Y
310013 | 1 |  | Removed From Ground Date Unknown | Hazardous Substance | 12000 | Bare Steel | Bare Steel | Not Marked
310013 | 2 | 1995-07-20 | Removed From Ground | Hazardous Substance | 12000 | Bare Steel | Bare Steel | Not Marked
310014 | 1 | 1992-10-26 | Removed From Ground | Diesel | 10000 | Fiberglass | Bare Steel | Suction: Valve At The Tank
310014 | 2 | 1992-10-26 | Removed From Ground | Diesel | 10000 | Fiberglass | Bare Steel | Suction: Valve At The Tank
310014 | 3 | 1992-10-26 | Removed From Ground | Used Oil | 1000 | Bare Steel | Bare Steel | Gravity Fed | Y |  | Y
310014 | 4 | 1992-10-26 | Removed From Ground | Other | 500 | Bare Steel | Bare Steel | Pressure
310015 | 1 | 1994-11-07 | Removed From Ground | Diesel | 10000 | Bare Steel | Unknown | Not Marked
310016 | 17 | 1997-08-01 | Removed From Ground | Diesel | 10000 | Bare Steel | Galvanized Steel | Not Marked
310016 | 18 | 1997-08-01 | Removed From Ground | Gas | 10000 | Bare Steel | Bare Steel | Not Marked
310016 | 3 |  | Removed From Ground Date Unknown | Diesel | 10000 | Bare Steel | Bare Steel | Not Marked
310016 | 381 | 2014-03-19 | Currently In Use | Diesel | 12000 | Fiberglass | Double Walled Flex | Suction: No Valve At The Tank |  | 1992-05-01 |  | 1992-05-01
310016 | 45 | 1997-08-01 | Removed From Ground | Gas | 10000 | Bare Steel | Bare Steel | Not Marked
310016 | 45-B | 2011-05-11 | Removed From Ground | Gas | 10000 | Double Walled | Fiberglass Reinforced Plastic | Suction: No Valve At The Tank |  | 1997-08-01 |  | 1997-08-01
310016 | 46 | 1995-10-26 | Removed From Ground | Used Oil | 500 | Bare Steel | Bare Steel | Not Marked | Y |  | Y
310017 | 1 | 1994-02-14 | Removed From Ground | Diesel | 10000 | Bare Steel | Galvanized Steel | Suction: Valve At The Tank
310018 | 1 | 1994-03-01 | Removed From Ground | Gas | 10000 | Composite | Fiberglass Reinforced Plastic | Not Marked
310018 | 2 | 1994-03-01 | Removed From Ground | Gas | 10000 | Fiberglass | Fiberglass Reinforced Plastic | Not Marked
310018 | 3 | 1994-03-01 | Removed From Ground | Gas | 10000 | Fiberglass | Fiberglass Reinforced Plastic | Not Marked
310019 | 1 | 1996-03-01 | Removed From Ground | Gas | 4010 | Bare Steel | Fiberglass Reinforced Plastic | Pressure |  | 1994-12-15 |  | 1994-12-15
310019 | 2 | 1996-03-01 | Removed From Ground | Gas | 4010 | Bare Steel | Fiberglass Reinforced Plastic | Pressure |  | 1994-12-15 |  | 1994-12-15
310019 | 3 | 1996-03-01 | Removed From Ground | Gas | 4010 | Bare Steel | Fiberglass Reinforced Plastic | Pressure |  | 1994-12-15 |  | 1994-12-15
310019 | 4 | 1996-03-01 | Removed From Ground | Gas | 9816 | Bare Steel | Fiberglass Reinforced Plastic | Pressure |  | 1994-12-15 |  | 1994-12-15
310019 | 5 | 1996-03-01 | Removed From Ground | Gas | 4010 | Bare Steel | Fiberglass Reinforced Plastic | Pressure |  | 1994-12-15 |  | 1994-12-15
310019 | 6 | 1996-03-20 | Currently In Use | Gas | 9816 | Fiberglass | Fiberglass Reinforced Plastic | Pressure |  | 1996-03-20 12:00 | Y | 1996-03-20 12:00
310019 | 7 | 1996-03-20 | Currently In Use | Diesel | 9816 | Fiberglass | Fiberglass Reinforced Plastic | Pressure |  | 1996-03-20 12:00 | Y | 1996-03-20 12:00
310019 | 8 | 1996-03-20 | Currently In Use | Gas | 9816 | Fiberglass | Fiberglass Reinforced Plastic | Pressure |  | 1996-03-20 12:00 | Y | 1996-03-20 12:00
310021 | 1 |  | Removed From Ground Date Unknown | Gas | 8000 | Bare Steel | Galvanized Steel | Not Marked
310021 | 2 |  | Removed From Ground Date Unknown | Gas | 8000 | Bare Steel | Galvanized Steel | Not Marked
310021 | 3 |  | Removed From Ground Date Unknown | Gas | 10000 | Composite | Fiberglass Reinforced Plastic | Not Marked
310022 | 1 | 1988-08-08 | Removed From Ground | Gas | 10000 | Bare Steel | Galvanized Steel | Not Marked
310022 | 2 | 1988-08-08 | Removed From Ground | Gas | 10000 | Bare Steel | Galvanized Steel | Not Marked
310024 | 1 | 1998-12-15 | Removed From Ground | Used Oil | 500 | Bare Steel | Galvanized Steel | Not Marked | Y |  | Y
310024 | 2 | 1998-12-15 | Removed From Ground | Used Oil | 500 | Bare Steel | Galvanized Steel | Not Marked | Y |  | Y
310024 | 3 | 1998-12-15 | Removed From Ground | Gas | 500 | Bare Steel | Galvanized Steel | Not Marked
310027 | 1 | 1995-02-28 | Removed From Ground | Diesel | 10000 | Bare Steel | Galvanized Steel | Not Marked
310027 | 2 | 1995-02-28 | Removed From Ground | Used Oil | 1000 | Bare Steel | Galvanized Steel | Not Marked | Y |  | Y
310027 | 3 | 1995-03-02 | Removed From Ground | Other | 10000 | Not Marked/Unknown | Unknown | Not Marked
310028 | 1 | 1992-07-06 | Removed From Ground | Diesel | 12000 | Bare Steel | Galvanized Steel | Pressure
310028 | 2 | 1992-07-06 | Removed From Ground | Diesel | 12000 | Bare Steel | Galvanized Steel | Pressure
310028 | 3 | 1992-07-06 | Removed From Ground | Gas | 12000 | Bare Steel | Galvanized Steel | Pressure
310028 | 4 | 1992-07-06 | Removed From Ground | Used Oil | 500 | Bare Steel | Galvanized Steel | Gravity Fed | Y |  | Y
310028 | 5 | 1992-06-23 | Currently In Use | Diesel | 15000 | Fiberglass Double Walled | Fiberglass Reinforced Plastic | Pressure |  | 1992-06-23 |  | 1992-06-23
310028 | 6 | 1992-06-23 | Currently In Use | Diesel | 15000 | Fiberglass Double Walled | Secondary Containment | Pressure |  | 1992-06-23 |  | 1992-06-23
310028 | 7 | 1998-11-01 | Removed From Ground | Gas | 4000 | STIP-3 | Steel/Secondary Containment | Suction: No Valve At The Tank |  | 1992-06-23 |  | 1992-06-23
310028 | 8 | 1992-06-23 | Currently In Use | Used Oil | 1000 | Composite Double Walled | Secondary Containment | Gravity Fed | Y | 1992-06-22 12:00 | Y | 1992-06-23 12:00
310028 | 9 | 1999-07-28 | Closed In Ground | Used Oil | 550 | Not Marked/Unknown | Not Marked | Not Marked | Y |  | Y
310031 | 1 | 1997-12-01 | Removed From Ground | Gas | 8000 | Bare Steel | Bare Steel | Suction: Valve At The Tank
310031 | 2 | 1997-12-01 | Removed From Ground | Gas | 8000 | Bare Steel | Bare Steel | Suction: Valve At The Tank
310031 | 3 | 1997-12-01 | Removed From Ground | Gas | 8000 | Bare Steel | Bare Steel | Suction: Valve At The Tank
310032 | 1 | 1992-08-07 | Removed From Ground | Gas | 8127 | Bare Steel | Galvanized Steel | Pressure
310032 | 2 | 1992-08-07 | Removed From Ground | Gas | 8127 | Bare Steel | Galvanized Steel | Pressure
310032 | 3 | 1992-08-07 | Removed From Ground | Gas | 8127 | Bare Steel | Galvanized Steel | Pressure
310032 | 4 | 1992-08-07 | Removed From Ground | Gas | 8127 | Bare Steel | Galvanized Steel | Pressure
310032 | 5 | 1992-08-14 | Removed From Ground | Other | 8000 | Marked Unknown | Unknown | Not Marked
310033 | 1 | 2015-09-01 | Closed In Ground | Gas | 10000 | Steel-Impressed Current | Single Wall Flex | Pressure |  | 1992-08-13 |  | 1992-08-13
310033 | 2 | 2015-09-01 | Closed In Ground | Diesel | 20000 | Steel-Impressed Current | Single Wall Flex | Pressure |  | 1992-08-13 |  | 1992-08-13
310033 | 3 | 1992-08-04 | Removed From Ground | Other | 5000 | Bare Steel | Unknown | Not Marked
310033 | 4 | 1992-08-04 | Removed From Ground | Used Oil | 1000 | Bare Steel | Unknown | Not Marked | Y |  | Y
310033 | 5 | 2015-08-20 | Currently In Use | Gas | 8000 | STIP-3 | Double Walled Flex | Pressure | N | 2015-08-20 | N | 2015-08-20
310033 | 6 | 2015-09-20 | Currently In Use | Diesel | 22000 | STIP-3 | Double Walled Flex | Pressure | N | 2015-09-20 | N | 2015-09-20
310035 | 1 | 1989-01-01 | Removed From Ground | Gas | 2000 | Bare Steel | Galvanized Steel | Not Marked
310036 | 1 | 1994-01-26 | Removed From Ground | Used Oil | 270 | Bare Steel | Bare Steel | Gravity Fed | Y |  | Y
310037 | 1 | 2002-09-06 | Removed From Ground | Diesel | 10000 | Steel-Impressed Current | Cathodically Protected | Suction: No Valve At The Tank |  | 1997-07-28 |  | 1997-07-28
310037 | 2 | 2002-09-06 | Removed From Ground | Diesel | 10000 | Steel-Impressed Current | Cathodically Protected | Suction: No Valve At The Tank |  | 1997-07-28 |  | 1998-07-28
310037 | 3 | 2002-09-06 | Removed From Ground | Diesel | 10000 | Steel-Impressed Current | Cathodically Protected | Suction: No Valve At The Tank |  | 1997-09-09 |  | 1997-09-09
310037 | 4 | 1993-12-01 | Removed From Ground | Used Oil | 500 | Bare Steel | Bare Steel | Gravity Fed | Y |  | Y
310038 | 1 | 1979-11-01 | Removed From Ground | Gas | 1000 | Bare Steel | Galvanized Steel | Not Marked
310039 | 1 |  | Removed From Ground Date Unknown | Other | 1200 | Concrete | Galvanized Steel | Not Marked
310040 | 1 | 1992-11-19 | Removed From Ground | Heating Oil | 3000 | Bare Steel | Galvanized Steel | Not Marked
310040 | 2 | 1992-11-19 | Removed From Ground | Heating Oil | 3000 | Bare Steel | Galvanized Steel | Not Marked
310040 | 3 | 1992-11-19 | Removed From Ground | Heating Oil | 3000 | Bare Steel | Galvanized Steel | Not Marked
310040 | 4 | 1992-11-19 | Removed From Ground | Heating Oil | 12000 | Bare Steel | Galvanized Steel | Not Marked
310040 | 5 | 1992-11-19 | Removed From Ground | Heating Oil | 12000 | Bare Steel | Galvanized Steel | Not Marked
310043 | 1 | 1999-11-17 | Closed In Ground | Used Oil | 300 | Bare Steel | Galvanized Steel | Gravity Fed | Y |  | Y
310044 | 1 | 2004-03-02 | Removed From Ground | Diesel | 12000 | Cathodically Protected Steel | Cathodically Protected | Pressure |  | 1998-12-18 |  | 1998-12-18
310046 | 1 | 1994-12-15 | Removed From Ground | Gas | 10000 | Bare Steel | Galvanized Steel | Pressure
310046 | 2 | 1994-12-15 | Removed From Ground | Gas | 10000 | Bare Steel | Galvanized Steel | Pressure
310046 | 3 | 1994-12-15 | Removed From Ground | Diesel | 2000 | Bare Steel | Galvanized Steel | Pressure
310046 | 4 | 1994-12-15 | Removed From Ground | Used Oil | 500 | Bare Steel | Galvanized Steel | Pressure | Y |  | Y
310050 | 9 | 1994-05-13 | Removed From Ground | Diesel | 4000 | Fiberglass | Bare Steel | Suction: No Valve At The Tank
310051 | 1 |  | Closed In Ground Date Unknown | Other | 1000 | Bare Steel | Galvanized Steel | Not Marked
310052 | 1 | 1998-12-30 | Removed From Ground | Diesel | 10000 | Marked Unknown | Galvanized Steel | Not Marked
310052 | 2 | 1998-12-30 | Removed From Ground | Gas | 10000 | Cathodically Protected Steel | Galvanized Steel | Not Marked
310052 | 3 | 1998-12-30 | Removed From Ground | Gas | 10000 | Cathodically Protected Steel | Galvanized Steel | Not Marked
310052 | 4 | 1999-05-01 | Currently In Use | Gas | 10000 | Composite | Fiberglass Reinforced Plastic | Suction: No Valve At The Tank |  | 1999-05-01 |  | 1999-05-01
310052 | 5 | 1999-05-01 | Currently In Use | Diesel | 10000 | Composite | Fiberglass Reinforced Plastic | Suction: No Valve At The Tank |  | 1999-05-01 |  | 1999-05-01
310053 | 1 |  | Removed From Ground Date Unknown | Gas | 1000 | Cathodically Protected Steel | Galvanized Steel | Not Marked
310053 | 2 |  | Removed From Ground Date Unknown | Gas | 1000 | Cathodically Protected Steel | Galvanized Steel | Not Marked
310053 | 3 |  | Removed From Ground Date Unknown | Gas | 1000 | Bare Steel | Galvanized Steel | Not Marked
310053 | 4 | 1995-03-13 | Removed From Ground | Gas | 500 | Bare Steel | Galvanized Steel | Not Marked
310053 | 5 | 1995-03-13 | Removed From Ground | Gas | 500 | Bare Steel | Galvanized Steel | Not Marked
310055 | 1 | 1990-03-01 | Removed From Ground | Gas | 3000 | Bare Steel | Galvanized Steel | Not Marked
310057 | 1 | 1984-02-19 | Currently In Use | Gas | 8000 | Steel-Impressed Current | Impressed Current | Pressure |  | 1998-12-01 |  | 1997-01-01
310057 | 2 | 1984-02-19 | Currently In Use | Gas | 10000 | Steel-Impressed Current | Impressed Current | Pressure |  | 1998-12-01 |  | 1997-01-01
310057 | 3 | 1984-02-19 | Currently In Use | Gas | 8000 | Steel-Impressed Current | Impressed Current | Pressure |  | 1998-12-01 |  | 1997-01-01
310057 | 4 | 1984-02-19 | Currently In Use | Diesel | 4000 | Steel-Impressed Current | Impressed Current | Pressure |  | 1998-12-01 |  | 1997-01-01
310059 | 1 | 1994-05-19 | Removed From Ground | Gas | 10000 | Bare Steel | Galvanized Steel | Not Marked
310059 | 2 | 1994-05-19 | Removed From Ground | Gas | 10000 | Bare Steel | Galvanized Steel | Not Marked
310059 | 3 | 1994-05-19 | Removed From Ground | Gas | 10000 | Bare Steel | Galvanized Steel | Not Marked
310059 | 4 | 1994-05-19 | Removed From Ground | Diesel | 10000 | Bare Steel | Galvanized Steel | Not Marked
310059 | 5 | 1994-05-01 | Currently In Use | Gas | 10000 | Composite | Double Walled Flex | Pressure |  | 1994-05-01 |  | 1994-05-01
310059 | 6 | 1994-05-01 | Currently In Use | Gas | 10000 | Composite | Double Walled Flex | Pressure |  | 1994-05-01 |  | 1994-05-01
310059 | 7 | 1994-05-01 | Currently In Use | Gas | 10000 | Composite | Double Walled Flex | Pressure |  | 1994-05-01 |  | 1994-05-01
310061 | 1 | 1990-04-17 | Removed From Ground | Diesel | 4000 | Bare Steel | Galvanized Steel | Not Marked
310061 | 2 | 1990-04-17 | Removed From Ground | Diesel | 4000 | Bare Steel | Galvanized Steel | Not Marked
310063 | 1 | 2009-02-25 | Temporarily Out Of Use | Gas | 10000 | Steel-Impressed Current | Fiberglass Reinforced Plastic | Pressure |  | 1999-02-05 |  | 1999-02-05
310063 | 2 | 2009-02-25 | Temporarily Out Of Use | Gas | 10000 | Steel-Impressed Current | Fiberglass Reinforced Plastic | Pressure |  | 1999-02-05 |  | 1999-02-05
310063 | 3 | 2009-02-25 | Temporarily Out Of Use | Gas | 6000 | Steel-Impressed Current | Fiberglass Reinforced Plastic | Not Marked |  | 1999-02-05 |  | 1999-02-05
310064 | 1 | 1998-11-11 | Removed From Ground | Gas | 2000 | Bare Steel | Bare Steel | Not Marked
310064 | 2 | 1998-11-11 | Removed From Ground | Gas | 2000 | Bare Steel | Bare Steel | Not Marked
310064 | 3 | 1998-11-11 | Removed From Ground | Gas | 6000 | Bare Steel | Bare Steel | Not Marked
310064 | 4 | 1998-11-11 | Removed From Ground | Gas | 10000 | Bare Steel | Bare Steel | Not Marked
310065 | 1 | 1999-02-02 | Removed From Ground | Used Oil | 1000 | Bare Steel | Galvanized Steel | Not Marked | Y |  | Y
310066 | 1 | 2003-03-04 | Currently In Use | Gas | 10000 | Fiberglass | Fiberglass Reinforced Plastic | Pressure |  | 1998-05-24 |  | 1998-05-24
310066 | 2 | 2003-03-04 | Currently In Use | Gas | 10000 | Fiberglass | Fiberglass Reinforced Plastic | Pressure |  | 1998-05-24 |  | 1998-05-24
310066 | 3 | 2003-03-04 | Currently In Use | Gas | 10000 | Fiberglass | Fiberglass Reinforced Plastic | Pressure |  | 1998-05-24 |  | 1998-05-24
310066 | 4 | 2003-03-04 | Currently In Use | Diesel | 10000 | Fiberglass | Fiberglass Reinforced Plastic | Pressure |  | 1998-05-24 |  | 1998-05-24
310069 | 1 | 1990-11-01 | Removed From Ground | Gas | 8000 | Cathodically Protected Steel | Galvanized Steel | Not Marked
310069 | 2 | 1990-11-01 | Removed From Ground | Gas | 8000 | Cathodically Protected Steel | Galvanized Steel | Not Marked
310069 | 3 | 1990-11-01 | Removed From Ground | Gas | 8000 | Cathodically Protected Steel | Galvanized Steel | Not Marked
310069 | 4 | 1994-02-01 | Currently In Use | Gas | 10000 | Fiberglass | Fiberglass Reinforced Plastic | Pressure |  | 1994-02-01 |  | 1994-02-01
310069 | 5 | 1994-02-01 | Currently In Use | Gas | 10000 | Fiberglass | Fiberglass Reinforced Plastic | Pressure |  | 1994-02-01 |  | 1994-02-01
310069 | 6 | 1994-02-01 | Currently In Use | Diesel | 3000 | Fiberglass | Fiberglass Reinforced Plastic | Pressure |  | 1994-02-01 |  | 1994-02-01
310070 | 1 |  | Removed From Ground Date Unknown | Used Oil | 200 | Bare Steel | Galvanized Steel | Not Marked | Y |  | Y
310071 | 1 | 1990-10-01 | Removed From Ground | Gas | 8000 | Bare Steel | Galvanized Steel | Not Marked
310071 | 2 | 1990-10-01 | Removed From Ground | Gas | 8000 | Bare Steel | Galvanized Steel | Not Marked
310072 | 1 | 1997-12-01 | Removed From Ground | Diesel | 20000 | Bare Steel | Galvanized Steel | Suction: Valve At The Tank
310072 | 2 | 1997-11-17 | Removed From Ground | Empty | 3000 | Bare Steel | Bare Steel | Suction: Valve At The Tank
310072 | 3 | 1997-11-17 | Removed From Ground | Empty | 3000 | Marked Unknown | Bare Steel | Suction: Valve At The Tank
310074 | 1 | 2010-07-03 | Removed From Ground | Gas | 5000 | Steel-Impressed Current | Cathodically Protected | Suction: Valve At The Tank |  | 1998-09-13 |  | 1998-09-13
310074 | 2 | 2010-07-03 | Removed From Ground | Gas | 8000 | Steel-Impressed Current | Cathodically Protected | Suction: Valve At The Tank |  | 1998-09-30 |  | 1998-09-30
310074 | 3 | 1997-08-22 | Removed From Ground | Diesel | 700 | Bare Steel | Galvanized Steel | Suction: Valve At The Tank
310077 | 1 | 1996-06-01 | Removed From Ground | Gas | 300 | Bare Steel | Galvanized Steel | Not Marked
310078 | 1 |  | Permanently Out Of Use | Empty | 1000 | Bare Steel | Galvanized Steel | Not Marked
310080 | 1 |  | Removed From Ground Date Unknown | Gas | 8086 | Bare Steel | Galvanized Steel | Not Marked
310083 | 1 | 1993-05-05 | Removed From Ground | Diesel | 10000 | Bare Steel | Galvanized Steel | Not Marked
310083 | 2 | 1993-05-05 | Removed From Ground | Diesel | 10000 | Bare Steel | Galvanized Steel | Not Marked
310084 | 1 | 1990-04-01 | Removed From Ground | Used Oil | 275 | Bare Steel | Bare Steel | Not Marked | Y |  | Y
310085 | 1 | 1995-06-02 | Removed From Ground | Used Oil | 550 | Bare Steel | Galvanized Steel | Not Marked | Y |  | Y
310087 | 1 | 1996-01-04 | Removed From Ground | Other | 6000 | Bare Steel | Galvanized Steel | Not Marked
310087 | 2 | 1996-01-04 | Removed From Ground | Other | 2000 | Bare Steel | Galvanized Steel | Not Marked
310089 | 1 | 1997-06-01 | Removed From Ground | Diesel | 7000 | Marked Unknown | Unknown | Suction: Valve At The Tank
310090 | 1 |  | Permanently Out Of Use | Empty | 500 | Marked Unknown | Bare Steel | Suction: Valve At The Tank
310090 | 2 |  | Permanently Out Of Use | Empty | 500 | Marked Unknown | Galvanized Steel | Not Marked
310090 | 3 | 1998-05-01 | Closed In Ground | Kerosene | 280 | Marked Unknown | Bare Steel | Suction: Valve At The Tank
310090 | 4 |  | Permanently Out Of Use | Empty | 1000 | Marked Unknown | Bare Steel | Suction: Valve At The Tank
310091 | 1 | 1998-04-02 | Removed From Ground | Gas | 10000 | Bare Steel | Bare Steel | Pressure
310091 | 2 | 1998-04-02 | Removed From Ground | Gas | 10000 | Bare Steel | Bare Steel | Pressure
310091 | 3 | 1998-04-02 | Removed From Ground | Gas | 10000 | Bare Steel | Bare Steel | Pressure
310091 | 4 | 1998-04-02 | Removed From Ground | Gas | 10000 | Bare Steel | Bare Steel | Pressure
310091 | 5 | 1998-04-02 | Removed From Ground | Gas | 10000 | Bare Steel | Bare Steel | Pressure
310091 | 6 | 1998-04-02 | Removed From Ground | Used Oil | 5000 | Bare Steel | Unknown | Not Marked | Y |  | Y
310091 | 7 | 1998-04-02 | Removed From Ground | Gas | 5000 | Bare Steel | Unknown | Not Marked
310091 | 8 | 1998-04-02 | Removed From Ground | Gas | 5000 | Bare Steel | Unknown | Not Marked
310092 | 1 | 1990-12-05 | Removed From Ground | Gas | 1000 | Cathodically Protected Steel | Galvanized Steel | Not Marked
310094 | 1 | 1988-07-01 | Currently In Use | Gas | 10000 | Fiberglass | Double Walled Flex | Pressure |  | 1988-01-01 |  | 1988-01-01
310094 | 2 | 1988-07-01 | Currently In Use | Gas | 10000 | Fiberglass | Double Walled Flex | Pressure |  | 1988-01-01 |  | 1988-01-01
310094 | 3 | 1988-07-01 | Currently In Use | Diesel | 10000 | Fiberglass | Double Walled Flex | Pressure |  | 1988-01-01 |  | 1988-01-01
310094 | 4 | 1988-07-01 | Currently In Use | Diesel | 10000 | Fiberglass | Double Walled Flex | Pressure |  | 1988-01-01 |  | 1988-01-01
310094 | 5 | 1998-05-11 | Removed From Ground | Kerosene | 4000 | Fiberglass | Fiberglass Reinforced Plastic | Pressure |  | 1988-01-01
310096 | 1 | 2003-09-18 | Temporarily Out Of Use | Gas | 10000 | Fiberglass | Double Walled | Pressure |  | 1988-04-01 |  | 1988-04-01
310096 | 2 | 2003-09-18 | Temporarily Out Of Use | Gas | 10000 | Fiberglass | Double Walled | Pressure |  | 1988-04-01 |  | 1988-04-01
310096 | 3 | 2003-09-18 | Temporarily Out Of Use | Gas | 10000 | Fiberglass | Double Walled | Pressure |  | 1988-04-01 |  | 1988-04-01
310096 | 4 | 2003-09-18 | Temporarily Out Of Use | Diesel | 10000 | Fiberglass | Double Walled | Pressure |  | 1988-04-01 |  | 1988-04-01
310098 | 1 | 1990-08-09 | Removed From Ground | Gas | 10000 | Cathodically Protected Steel | Galvanized Steel | Not Marked
310098 | 2 | 1990-08-09 | Removed From Ground | Gas | 10000 | Cathodically Protected Steel | Galvanized Steel | Not Marked
310098 | 3 | 1990-08-09 | Removed From Ground | Gas | 10000 | Cathodically Protected Steel | Galvanized Steel | Not Marked
310099 | 1 | 1997-02-06 | Removed From Ground | Diesel | 550 | Bare Steel | Copper | Suction: No Valve At The Tank
310100 | 1 | 1997-03-04 | Removed From Ground | Diesel | 2000 | Bare Steel | Copper | Not Marked
310100 | 2 | 2011-07-20 | Removed From Ground | Diesel | 2500 | Fiberglass Double Walled | Secondary Containment | Suction: No Valve At The Tank | N | 1997-03-01 | N | 1997-03-01
310101 | 1 | 1997-03-06 | Removed From Ground | Diesel | 2000 | Bare Steel | Copper | Not Marked
310102 | 1 | 1990-01-01 | Removed From Ground | Gas | 550 | Bare Steel | Copper | Not Marked
310103 | 1 | 1997-02-07 | Removed From Ground | Diesel | 550 | Bare Steel | Copper | Not Marked
310104 | 1 | 1994-01-20 | Removed From Ground | Diesel | 2000 | Bare Steel | Copper | Not Marked
310105 | 1 | 1998-09-15 | Removed From Ground | Diesel | 2000 | Bare Steel | Copper | Not Marked
310106 | 1 | 1994-10-19 | Removed From Ground | Other | 12000 | Bare Steel | Galvanized Steel | Not Marked
310107 | 1 | 1997-02-06 | Removed From Ground | Diesel | 550 | Bare Steel | Copper | Not Marked
310108 | 1 | 1997-02-05 | Removed From Ground | Diesel | 1000 | Bare Steel | Copper | Not Marked
310109 | 1 |  | Permanently Out Of Use | Diesel | 550 | Bare Steel | Copper | Not Marked
310113 | 1 | 1976-01-01 | Currently In Use | Gas | 10000 | Fiberglass Double Walled | Fiberglass/Double Walled | Pressure |  | 1988-04-01 |  | 1988-04-01
310113 | 2 | 1980-04-12 | Currently In Use | Gas | 10000 | Fiberglass Double Walled | Fiberglass/Double Walled | Pressure |  | 1988-04-01 |  | 1988-04-01
310113 | 3 | 1980-04-12 | Currently In Use | Gas | 10000 | Fiberglass Double Walled | Fiberglass/Double Walled | Pressure |  | 1988-04-01 |  | 1988-04-01
310113 | 4 | 1980-04-12 | Currently In Use | Diesel | 10000 | Fiberglass Double Walled | Fiberglass/Double Walled | Pressure |  | 1988-04-01 |  | 1988-04-01
310114 | 1 | 2004-04-19 | Currently In Use | Diesel | 10000 | Cathodically Protected Steel | Fiberglass/Double Walled | Pressure |  | 1999-01-25 |  | 1999-01-25
310114 | 1 |  | Currently In Use | Diesel | 10000 | Cathodically Protected Steel | Fiberglass/Double Walled | Pressure |  | 1999-01-25 |  | 1999-01-25
310114 | 2 | 2004-04-19 | Currently In Use | Gas | 10000 | Cathodically Protected Steel | Fiberglass/Double Walled | Pressure |  | 1999-01-25 |  | 1999-01-25
310114 | 2 |  | Currently In Use | Gas | 10000 | Cathodically Protected Steel | Fiberglass/Double Walled | Pressure |  | 1999-01-25 |  | 1999-01-25
310114 | 3 | 2012-03-13 | Closed In Ground | Gas | 10000 | Cathodically Protected Steel | Cathodically Protected | Pressure |  | 1999-01-25 12:00 |  | 1999-01-25 12:00
310114 | 4 | 2009-07-09 | Currently In Use | Gas | 10000 | Cathodically Protected Steel | Fiberglass/Double Walled | Pressure |  | 1999-01-25 |  | 1999-01-25
310115 | 1 | 1987-01-01 | Removed From Ground | Gas | 8000 | Bare Steel | Galvanized Steel | Not Marked
310115 | 2 | 1987-01-01 | Removed From Ground | Gas | 8000 | Bare Steel | Galvanized Steel | Not Marked
310115 | 3 | 1987-01-01 | Removed From Ground | Gas | 8000 | Bare Steel | Galvanized Steel | Not Marked
310115 | 4 | 1987-01-01 | Removed From Ground | Gas | 500 | Bare Steel | Galvanized Steel | Not Marked
310115 | 5 | 2013-04-03 | Temporarily Out Of Use | Gas | 10000 | Steel-Impressed Current | Impressed Current | Pressure |  | 1987-01-01 |  | 1987-01-01
310115 | 6 | 2013-04-03 | Temporarily Out Of Use | Gas | 10000 | Steel-Impressed Current | Impressed Current | Pressure |  | 1987-01-01 |  | 1987-01-01
310115 | 7 | 2013-04-03 | Temporarily Out Of Use | Gas | 10000 | Steel-Impressed Current | Impressed Current | Pressure |  | 1987-01-01 |  | 1987-01-01
310115 | 8 | 2013-04-03 | Temporarily Out Of Use | Gas | 10000 | Steel-Impressed Current | Impressed Current | Pressure |  | 1987-01-01 |  | 1987-01-01
310116 | 1 | 1990-10-03 | Removed From Ground | Gas | 10000 | Bare Steel | Galvanized Steel | Not Marked
310116 | 2 | 1990-10-03 | Removed From Ground | Gas | 10000 | Bare Steel | Galvanized Steel | Not Marked
310116 | 3 | 1990-10-03 | Removed From Ground | Gas | 5000 | Bare Steel | Galvanized Steel | Not Marked
310116 | 4 | 1990-10-03 | Removed From Ground | Gas | 550 | Bare Steel | Galvanized Steel | Not Marked
310117 | 1 | 1990-12-04 | Removed From Ground | Gas | 10000 | Bare Steel | Galvanized Steel | Not Marked
310117 | 2 | 1990-12-04 | Removed From Ground | Gas | 10000 | Bare Steel | Galvanized Steel | Not Marked
310117 | 3 | 1990-12-04 | Removed From Ground | Gas | 5000 | Bare Steel | Galvanized Steel | Not Marked
310117 | 4 | 1990-12-04 | Removed From Ground | Gas | 550 | Bare Steel | Galvanized Steel | Not Marked
310120 | 1 | 1986-03-01 | Removed From Ground | Gas | 10000 | Bare Steel | Galvanized Steel | Not Marked
310120 | 2 | 1986-03-01 | Removed From Ground | Gas | 10000 | Bare Steel | Galvanized Steel | Not Marked
310120 | 3 | 1986-03-01 | Removed From Ground | Gas | 5000 | Bare Steel | Galvanized Steel | Not Marked
310120 | 4 | 1986-03-01 | Removed From Ground | Used Oil | 550 | Bare Steel | Galvanized Steel | Not Marked | Y |  | Y
310120 | 5 | 1989-01-01 | Currently In Use | Gas | 10000 | Steel-Impressed Current | Impressed Current | Pressure |  | 1998-09-25 |  | 1998-09-25
310120 | 6 | 1989-01-01 | Currently In Use | Gas | 10000 | Steel-Impressed Current | Impressed Current | Pressure |  | 1998-09-25 |  | 1998-09-25
310120 | 7 | 1989-01-01 | Currently In Use | Gas | 10000 | Steel-Impressed Current | Impressed Current | Pressure |  | 1998-09-25 |  | 1998-09-25
310120 | 8 | 1989-01-01 | Currently In Use | Diesel | 6000 | Steel-Impressed Current | Fiberglass Reinforced Plastic | Pressure |  | 1998-09-25 |  | 1998-09-25
310120 | 9 | 2015-12-17 | Currently In Use | Kerosene | 550 | Steel-Impressed Current | Fiberglass Reinforced Plastic | Pressure |  | 1998-09-25 |  | 1998-09-25
310121 | 1 | 1989-09-20 | Removed From Ground | Gas | 12000 | Bare Steel | Galvanized Steel | Not Marked
310121 | 2 | 1989-09-20 | Removed From Ground | Gas | 12000 | Bare Steel | Galvanized Steel | Not Marked
310121 | 3 | 1989-09-20 | Removed From Ground | Gas | 12000 | Bare Steel | Galvanized Steel | Not Marked
310121 | 4 | 1989-09-20 | Removed From Ground | Gas | 12000 | Bare Steel | Galvanized Steel | Not Marked
310121 | 5 | 1989-09-20 | Currently In Use | Gas | 10000 | Double Walled | Fiberglass Reinforced Plastic | Pressure |  | 1994-08-24 |  | 1994-08-24
310121 | 6 | 1989-09-20 | Currently In Use | Gas | 10000 | Double Walled | Fiberglass Reinforced Plastic | Pressure |  | 1994-08-24 |  | 1994-08-24
310121 | 7 | 1989-09-20 | Currently In Use | Gas | 10000 | Double Walled | Fiberglass Reinforced Plastic | Pressure |  | 1994-08-24 |  | 1994-08-24
310121 | 8 | 2008-01-01 | Currently In Use | Diesel | 6000 | Tank Jacket | Fiberglass/Double Walled | Pressure | N | 2008-01-01 | N | 2008-01-01
310124 | 1 |  | Removed From Ground Date Unknown | Gas | 5000 | Bare Steel | Galvanized Steel | Not Marked
310124 | 2 |  | Removed From Ground Date Unknown | Gas | 10000 | Bare Steel | Galvanized Steel | Not Marked
310124 | 3 |  | Removed From Ground Date Unknown | Gas | 10000 | Bare Steel | Galvanized Steel | Not Marked
310124 | 4 |  | Removed From Ground Date Unknown | Used Oil | 550 | Bare Steel | Galvanized Steel | Not Marked | Y |  | Y
310124 | 5 | 2007-01-01 | Currently In Use | Gas | 12000 | Composite | Fiberglass Reinforced Plastic | Pressure | N | 2007-01-01 | N | 2007-01-01
310124 | 6 | 2007-01-01 | Currently In Use | Gas | 12000 | Composite | Fiberglass Reinforced Plastic | Pressure | N | 2007-01-01 | N | 2007-01-01
310127 | 1 | 1999-11-08 | Removed From Ground | Other | 4000 | Bare Steel | Galvanized Steel | Not Marked
310127 | 2 | 1999-11-01 | Removed From Ground | Other | 4000 | Bare Steel | Galvanized Steel | Not Marked
310127 | 3 | 1995-10-25 | Removed From Ground | Other | 3000 | Bare Steel | Galvanized Steel | Not Marked
310127 | 4 |  | Removed From Ground Date Unknown | Used Oil | 4000 | Bare Steel | Galvanized Steel | Not Marked | Y |  | Y
310127 | 5 | 1999-11-01 | Removed From Ground | Used Oil | 4000 | Bare Steel | Galvanized Steel | Not Marked | Y |  | Y
310130 | 1 | 1993-07-27 | Removed From Ground | Used Oil | 1000 | Bare Steel | Galvanized Steel | Not Marked | Y |  | Y
310132 | 1 | 1993-03-01 | Removed From Ground | Kerosene | 500 | Bare Steel | Galvanized Steel | Not Marked
310132 | 2 | 1998-08-05 | Removed From Ground | Used Oil | 500 | Bare Steel | Galvanized Steel | Not Marked | Y |  | Y
310132 | 3 | 1993-03-01 | Removed From Ground | Other | 500 | Bare Steel | Galvanized Steel | Not Marked
310132 | 4 | 1993-03-01 | Removed From Ground | Empty | 5000 | Bare Steel | Galvanized Steel | Not Marked
310133 | 1 | 1999-07-12 | Removed From Ground | Used Oil | 500 | Bare Steel | Bare Steel | Gravity Fed | Y |  | Y
310133 | 711G1 | 1998-06-12 | Removed From Ground | Gas | 3000 | Bare Steel | Galvanized Steel | Suction: No Valve At The Tank
310134 | 1 | 1993-03-15 | Removed From Ground | Gas | 10270 | Bare Steel | Galvanized Steel | Pressure
310134 | 2 | 1993-03-15 | Removed From Ground | Gas | 10270 | Bare Steel | Galvanized Steel | Pressure
310134 | 3 | 1993-03-15 | Removed From Ground | Gas | 10270 | Bare Steel | Galvanized Steel | Pressure
310134 | 4 | 1993-03-15 | Removed From Ground | Gas | 10270 | Bare Steel | Galvanized Steel | Pressure
310135 | 1 | 1993-04-20 | Removed From Ground | Gas | 15060 | Bare Steel | Galvanized Steel | Pressure
310135 | 2 | 1993-04-20 | Removed From Ground | Gas | 15060 | Bare Steel | Galvanized Steel | Pressure
310135 | 3 | 1993-04-20 | Removed From Ground | Gas | 10270 | Bare Steel | Galvanized Steel | Pressure
310136 | 1 | 1994-03-10 | Removed From Ground | Gas | 10000 | Bare Steel | Bare Steel | Pressure
310136 | 2 | 1994-03-10 | Removed From Ground | Gas | 10000 | Bare Steel | Bare Steel | Pressure
310136 | 3 | 1994-03-10 | Removed From Ground | Gas | 10000 | Bare Steel | Bare Steel | Pressure
310136 | 4 | 1994-03-10 | Removed From Ground | Gas | 10000 | Bare Steel | Bare Steel | Pressure
310138 | 1 | 1983-01-03 | Currently In Use | Gas | 10000 | Fiberglass | Fiberglass Reinforced Plastic | Pressure |  | 1993-10-07 |  | 1993-10-07
310138 | 2 | 2003-01-03 | Currently In Use | Gas | 10000 | Fiberglass | Fiberglass Reinforced Plastic | Pressure |  | 1993-10-07 |  | 1993-10-07
310138 | 3 | 1983-01-03 | Currently In Use | Gas | 10000 | Fiberglass | Galvanized Steel | Pressure |  | 1993-10-07 |  | 1993-10-07
310138 | 4 | 1992-07-19 | Removed From Ground | Used Oil | 1000 | Bare Steel | Galvanized Steel | Gravity Fed | Y |  | Y
310138 | 5 | 2001-06-20 | Removed From Ground | Used Oil | 1000 | Double Walled | Not Marked | Gravity Fed | Y |  | Y
310138 | 6 | 2001-06-20 | Removed From Ground | Used Oil | 1000 | Double Walled | Not Marked | Not Marked | Y |  | Y
310138 | 6 |  | Temporarily Out Of Use | Used Oil | 1000 | Double Walled | Not Marked | Not Marked | Y |  | Y
310138 | 7 | 2005-12-02 | Removed From Ground | Used Oil | 1000 | Double Walled | Not Marked | Not Marked | Y |  | Y
310138 | 8 | 2005-12-02 | Removed From Ground | Used Oil | 1000 | Double Walled | Not Marked | Not Marked | Y |  | Y
310138 | 8 |  | Temporarily Out Of Use | Used Oil | 1000 | Double Walled | Not Marked | Not Marked | Y |  | Y
310139 | 1 | 2012-08-08 | Removed From Ground | Gas | 10000 | Fiberglass | Fiberglass Reinforced Plastic | Pressure |  | 1993-09-26 |  | 1993-09-26
310139 | 2 | 2012-08-08 | Removed From Ground | Gas | 10000 | Fiberglass | Fiberglass Reinforced Plastic | Pressure |  | 1993-09-26 |  | 1993-09-26
310139 | 3 | 2012-08-08 | Removed From Ground | Gas | 10000 | Fiberglass | Fiberglass Reinforced Plastic | Pressure |  | 1993-09-26 |  | 1993-09-26
310139 | 4 | 2000-10-10 | Removed From Ground | Used Oil | 1000 | Fiberglass | Not Marked | Gravity Fed | Y |  | Y
310140 | 1 | 1991-06-10 | Removed From Ground | Gas | 8000 | Bare Steel | Galvanized Steel | Suction: No Valve At The Tank
310140 | 2 | 1991-06-10 | Removed From Ground | Diesel | 8000 | Bare Steel | Galvanized Steel | Suction: No Valve At The Tank
310141 | 1 | 1999-05-01 | Removed From Ground | Other | 6000 | Bare Steel | Galvanized Steel | Not Marked
310141 | 2 | 1999-05-01 | Removed From Ground | Other | 1500 | Bare Steel | Galvanized Steel | Not Marked
310141 | 3 | 1999-05-01 | Removed From Ground | Other | 1500 | Bare Steel | Galvanized Steel | Not Marked
310142 | 1 | 1985-04-30 | Currently In Use | Gas | 10000 | Fiberglass | Fiberglass Reinforced Plastic | Pressure |  | 1994-08-17 |  | 1994-08-17
310142 | 2 | 1985-04-30 | Currently In Use | Gas | 10000 | Fiberglass | Fiberglass Reinforced Plastic | Pressure |  | 1994-08-17 |  | 1994-08-17
310142 | 3 | 1985-04-30 | Currently In Use | Gas | 10000 | Fiberglass | Fiberglass Reinforced Plastic | Pressure |  | 1994-08-17 |  | 1994-08-17
310142 | 4 | 1986-01-01 | Removed From Ground | Used Oil | 1000 | Fiberglass | Fiberglass Reinforced Plastic | Gravity Fed | Y |  | Y
310143 | 1 | 1995-06-19 | Removed From Ground | Gas | 6000 | Bare Steel | Galvanized Steel | Pressure
310143 | 2 | 1995-06-19 | Removed From Ground | Gas | 8000 | Bare Steel | Galvanized Steel | Pressure
310143 | 3 | 1995-06-19 | Removed From Ground | Gas | 10000 | Bare Steel | Galvanized Steel | Not Marked
310143 | 4 |  | Currently In Use | Used Oil | 500 | Not Marked/Unknown | Not Marked | Not Marked | Y |  | Y
310143 | 5 |  | Currently In Use | Used Oil | 500 | Not Marked/Unknown | Not Marked | Not Marked | Y |  | Y
310144 | 1 | 1980-01-01 | Currently In Use | Gas | 10000 | Fiberglass | Fiberglass Reinforced Plastic | Pressure |  | 1994-08-09 |  | 1994-08-09
310144 | 2 | 1980-01-01 | Currently In Use | Gas | 10000 | Fiberglass | Fiberglass Reinforced Plastic | Pressure |  | 1994-08-09 |  | 1994-08-09
310144 | 3 | 1985-04-30 | Currently In Use | Gas | 10000 | Fiberglass | Fiberglass Reinforced Plastic | Pressure |  | 1994-08-09 |  | 1994-08-09
310145 | 1 | 1993-09-13 | Removed From Ground | Gas | 10000 | Bare Steel | Bare Steel | Pressure
310145 | 2 | 1993-09-13 | Removed From Ground | Gas | 10000 | Fiberglass | Fiberglass Reinforced Plastic | Pressure
310145 | 3 | 1993-09-13 | Removed From Ground | Gas | 10000 | Bare Steel | Bare Steel | Pressure
310146 | 1 | 1987-01-01 | Removed From Ground | Gas | 6000 | Bare Steel | Galvanized Steel | Pressure
310146 | 2 | 1987-01-01 | Removed From Ground | Gas | 8000 | Bare Steel | Galvanized Steel | Pressure
310146 | 3 | 1987-01-01 | Removed From Ground | Gas | 10000 | Bare Steel | Galvanized Steel | Pressure
310146 | 4 | 1987-01-01 | Currently In Use | Gas | 12000 | Fiberglass | Fiberglass/Double Walled | Pressure |  | 1993-06-01 |  | 1993-06-01
310146 | 5 | 1987-01-01 | Currently In Use | Gas | 12000 | Fiberglass | Fiberglass/Double Walled | Pressure |  | 1993-06-01 |  | 1993-06-01
310146 | 6 | 1987-01-01 | Currently In Use | Gas | 12000 | Fiberglass | Fiberglass/Double Walled | Pressure |  | 1993-06-01 |  | 1993-06-01
310148 | 1 | 1986-01-01 | Removed From Ground | Used Oil | 750 | Bare Steel | Bare Steel | Not Marked | Y |  | Y
310148 | 2 | 1998-12-14 | Removed From Ground | Gas | 1000 | Bare Steel | Bare Steel | Suction: Valve At The Tank
310148 | 3 | 1999-01-06 | Removed From Ground | Diesel | 10000 | Bare Steel | Galvanized Steel | Pressure
310148 | 4 | 1999-01-06 | Removed From Ground | Diesel | 10000 | Bare Steel | Galvanized Steel | Pressure
310149 | 1 | 1993-06-15 | Removed From Ground | Gas | 6000 | Bare Steel | Bare Steel | Suction: Valve At The Tank
310149 | 2 | 1993-06-15 | Removed From Ground | Gas | 6000 | Bare Steel | Bare Steel | Suction: Valve At The Tank
310149 | 3 | 1993-06-15 | Removed From Ground | Gas | 4000 | Bare Steel | Bare Steel | Suction: Valve At The Tank
310149 | 4 | 1997-06-01 | Removed From Ground | Used Oil | 500 | Bare Steel | Galvanized Steel | Gravity Fed | Y |  | Y
310149 | 5 | 1997-06-01 | Removed From Ground | Used Oil | 500 | Bare Steel | Galvanized Steel | Gravity Fed | Y |  | Y
310151 | 1 | 1982-04-30 | Currently In Use | Gas | 10000 | Fiberglass | Fiberglass Reinforced Plastic | Pressure |  | 1995-09-01 |  | 1991-01-01
310151 | 2 | 1982-04-30 | Currently In Use | Gas | 10000 | Fiberglass | Fiberglass Reinforced Plastic | Pressure |  | 1995-09-01 |  | 1991-01-01
310151 | 3 | 1982-04-30 | Currently In Use | Gas | 10000 | Fiberglass | Fiberglass Reinforced Plastic | Pressure |  | 1995-09-01 |  | 1991-01-01
310151 | 4 | 1982-04-30 | Currently In Use | Diesel | 10000 | Fiberglass | Fiberglass Reinforced Plastic | Pressure |  | 1995-09-01 |  | 1991-01-01
310152 | 1 | 2003-12-12 | Removed From Ground | Gas | 12000 | Fiberglass | Fiberglass Reinforced Plastic | Pressure |  | 1994-01-01 |  | 1991-01-01
310152 | 2 | 2003-12-12 | Removed From Ground | Gas | 10000 | Fiberglass | Fiberglass Reinforced Plastic | Pressure |  | 1994-01-01 |  | 1991-01-01
310152 | 3 | 2003-12-12 | Removed From Ground | Gas | 10000 | Fiberglass | Fiberglass Reinforced Plastic | Pressure |  | 1994-01-01 |  | 1991-01-01
310152 | 4 | 2003-12-12 | Removed From Ground | Diesel | 10000 | Fiberglass | Fiberglass Reinforced Plastic | Pressure |  | 1994-01-01 |  | 1991-01-01
310152 | 5 | 2016-06-02 | Removed From Ground | New Oil |  | Bare Steel |  |  | N |  | N
310153 | 182 | 1988-12-01 | Closed In Ground | Diesel | 10000 | Bare Steel | Bare Steel | Not Marked
310153 | 183 | 1990-12-01 | Closed In Ground | Diesel | 10000 | Bare Steel | Bare Steel | Not Marked
310153 | 184 | 1988-12-01 | Closed In Ground | Diesel | 15000 | Bare Steel | Galvanized Steel | Not Marked
310153 | 2 | 1990-12-01 | Closed In Ground | Used Oil | 500 | Bare Steel | Bare Steel | Not Marked | Y |  | Y
310153 | 3 | 1990-12-01 | Closed In Ground | Other | 1000 | Bare Steel | Bare Steel | Not Marked
310153 | 6 | 2009-08-19 | Removed From Ground | Diesel | 20000 | Double Walled | Double Walled | Pressure |  | 1988-01-01 |  | 1988-01-01
310154 | 1 | 1991-08-01 | Removed From Ground | Gas | 10000 | Bare Steel | Galvanized Steel | Not Marked
310154 | 2 | 1991-08-01 | Removed From Ground | Gas | 10000 | Bare Steel | Galvanized Steel | Not Marked
310155 | 1 |  | Removed From Ground Date Unknown | Gas | 10000 | Bare Steel | Galvanized Steel | Not Marked
310155 | 2 |  | Removed From Ground Date Unknown | Gas | 10000 | Bare Steel | Galvanized Steel | Not Marked
310156 | 1 | 1976-05-02 | Currently In Use | Gas | 10000 | Bare Steel | Galvanized Steel | Not Marked
310156 | 1 |  | Removed From Ground Date Unknown | Gas | 10000 | Bare Steel | Galvanized Steel | Not Marked
310156 | 2 | 1976-05-02 | Currently In Use | Gas | 10000 | Bare Steel | Galvanized Steel | Not Marked
310156 | 2 |  | Removed From Ground Date Unknown | Gas | 10000 | Bare Steel | Galvanized Steel | Not Marked
310158 | 1 | 1995-08-23 | Removed From Ground | Diesel | 15000 | Composite | Bare Steel | Pressure
310158 | 2 | 1995-08-23 | Removed From Ground | Diesel | 15000 | Composite | Not Marked | Not Marked
310158 | 3 | 1995-08-23 | Removed From Ground | Diesel | 15000 | Composite | Not Marked | Not Marked
310158 | 4 | 1995-08-23 | Removed From Ground | Gas | 10000 | Composite | Bare Steel | Pressure
310158 | 5 | 1995-08-23 | Removed From Ground | Other | 4000 | Composite | Bare Steel | Suction: Valve At The Tank
310158 | 6 | 1995-08-23 | Removed From Ground | Used Oil | 1000 | Composite | Bare Steel | Gravity Fed | Y |  | Y
310158 | 7 | 1995-01-01 | Currently In Use | Diesel | 20000 | Double Walled | Fiberglass Reinforced Plastic | Pressure |  | 1995-09-01 |  | 1995-09-01
310158 | 8 | 1995-01-01 | Currently In Use | Diesel | 12000 | Double Walled | Fiberglass Reinforced Plastic | Pressure |  | 1995-09-01 |  | 1995-09-01
310159 | 1 |  | Removed From Ground Date Unknown | Gas | 10000 | Bare Steel | Galvanized Steel | Not Marked
310159 | 2 |  | Removed From Ground Date Unknown | Gas | 10000 | Bare Steel | Galvanized Steel | Not Marked
310159 | 3 |  | Removed From Ground Date Unknown | Gas | 10000 | Bare Steel | Galvanized Steel | Not Marked
310160 | 1 |  | Removed From Ground Date Unknown | Gas | 550 | Bare Steel | Unknown | Not Marked
310161 | 1 | 1987-01-01 | Removed From Ground | Diesel | 1000 | Bare Steel | Galvanized Steel | Not Marked
310161 | 2 | 1987-01-01 | Removed From Ground | Empty | 5000 | Bare Steel | Galvanized Steel | Not Marked
310162 | 1 | 1999-02-01 | Removed From Ground | Gas | 6000 | Bare Steel | Galvanized Steel | Not Marked
310162 | 2 | 1999-02-01 | Removed From Ground | Gas | 6000 | Bare Steel | Galvanized Steel | Not Marked
310162 | 3 | 1999-02-01 | Removed From Ground | Gas | 4000 | Bare Steel | Galvanized Steel | Not Marked
310162 | 4 | 1999-02-01 | Removed From Ground | Kerosene | 560 | Bare Steel | Galvanized Steel | Not Marked
310163 | 1 | 1992-05-15 | Removed From Ground | Diesel | 5000 | Bare Steel | Copper | Suction: Valve At The Tank
310163 | 2 | 1992-05-15 | Removed From Ground | Diesel | 500 | Bare Steel | Copper | Suction: Valve At The Tank
310165 | 1 | 1987-01-01 | Removed From Ground | Other | 50000 | Cathodically Protected Steel | Bare Steel | Not Marked
310165 | 10 | 2013-04-03 | Closed In Ground | Diesel | 4000 | Steel-Impressed Current | Impressed Current | Suction: No Valve At The Tank |  | 1998-12-01 |  | 1980-03-28
310165 | 2 | 1987-01-01 | Removed From Ground | Other | 50000 | Cathodically Protected Steel | Bare Steel | Suction: Valve At The Tank
310165 | 3 | 1987-01-01 | Removed From Ground | Other | 50000 | Cathodically Protected Steel | Bare Steel | Not Marked
310165 | 4 |  | Removed From Ground Date Unknown | Empty | 2000 | Fiberglass | Bare Steel | Not Marked
310165 | 5 | 2016-08-29 | Temporarily Out Of Use | Diesel | 4000 | Steel-Impressed Current | Impressed Current | Suction: Valve At The Tank |  | 1998-12-01 |  | 1980-03-28
310165 | 6 | 2012-05-29 | Closed In Ground | Diesel | 1000 | Steel-Impressed Current | Impressed Current | Suction: Valve At The Tank |  | 1998-12-01 |  | 1980-03-28
310165 | 7 | 2013-01-14 | Removed From Ground | Diesel | 4000 | Steel-Impressed Current | Impressed Current | Suction: No Valve At The Tank |  | 1998-12-01 |  | 1980-03-28
310165 | 8 | 1980-03-28 | Currently In Use | Diesel | 4000 | Steel-Impressed Current | Impressed Current | Suction: No Valve At The Tank |  | 1998-12-01 |  | 1980-03-28
310165 | 9 | 2016-10-06 | Closed In Ground | Diesel | 4000 | Steel-Impressed Current | Impressed Current | Suction: No Valve At The Tank |  | 1998-12-01 |  | 1980-03-28
310165 | 9 |  | Temporarily Out Of Use | Diesel | 4000 | Steel-Impressed Current | Impressed Current | Suction: No Valve At The Tank |  | 1998-12-01 |  | 1980-03-28
310166 | 1 | 1997-12-31 | Removed From Ground | Gas | 6200 | Bare Steel | Galvanized Steel | Not Marked
310166 | 2 | 1997-12-31 | Removed From Ground | Used Oil | 500 | Bare Steel | Galvanized Steel | Not Marked | Y |  | Y
310167 | 1 | 1998-05-15 | Removed From Ground | Gas | 10000 | Bare Steel | Galvanized Steel | Not Marked
310172 | 1 | 1994-01-01 | Removed From Ground | Diesel | 9000 | Marked Unknown | Unknown | Not Marked
310172 | 2 | 1994-01-01 | Removed From Ground | Diesel | 9000 | Marked Unknown | Unknown | Not Marked
310172 | 3 | 1991-01-01 | Removed From Ground | Empty | 20000 | Not Marked/Unknown | Not Marked | Not Marked
310172 | 4 | 1991-01-01 | Removed From Ground | Empty | 20000 | Not Marked/Unknown | Not Marked | Not Marked
310173 | 1 |  | Permanently Out Of Use | Gas | 10000 | Bare Steel | Bare Steel | Not Marked
310173 | 2 |  | Permanently Out Of Use | Diesel | 10000 | Bare Steel | Bare Steel | Not Marked
310173 | 3 |  | Permanently Out Of Use | Diesel | 10000 | Bare Steel | Bare Steel | Not Marked
310178 | 1 | 1989-12-11 | Removed From Ground | Diesel | 20000 | Bare Steel | Unknown | Not Marked
310178 | 2 | 1989-12-11 | Removed From Ground | Gas | 2000 | Bare Steel | Unknown | Not Marked
310178 | 3 | 1989-12-01 | Removed From Ground | Empty | 1000 | Bare Steel | Unknown | Not Marked
310178 | 4 | 1990-01-08 | Currently In Use | Diesel | 20000 | Fiberglass | Double Walled Flex | Pressure |  | 1990-01-08 |  | 1990-01-08
310178 | 5 | 1990-01-08 | Currently In Use | Gas | 8000 | Fiberglass | Double Walled Flex | Pressure |  | 1990-01-08 |  | 1990-01-08
310178 | 6 | 1989-12-01 | Removed From Ground | Empty | 1000 | Bare Steel | Unknown | Not Marked
310179 | 1 |  | Removed From Ground Date Unknown | Gas | 10000 | Bare Steel | Galvanized Steel | Not Marked
310179 | 2 |  | Removed From Ground Date Unknown | Gas | 8000 | Bare Steel | Galvanized Steel | Not Marked
310179 | 3 |  | Removed From Ground Date Unknown | Gas | 8000 | Bare Steel | Galvanized Steel | Not Marked
310181 | 1 |  | Removed From Ground Date Unknown | Diesel | 1000 | Bare Steel | Unknown | Not Marked
310181 | 2 |  | Removed From Ground Date Unknown | Diesel | 1000 | Bare Steel | Unknown | Not Marked
310181 | 3 |  | Removed From Ground Date Unknown | Used Oil | 1000 | Bare Steel | Unknown | Not Marked | Y |  | Y
310182 | 1 | 1986-06-01 | Removed From Ground | Other | 5000 | Bare Steel | Unknown | Not Marked
310182 | 2 | 1986-06-01 | Removed From Ground | Other | 3000 | Bare Steel | Unknown | Not Marked
310182 | 3 | 1986-06-01 | Removed From Ground | Other | 1500 | Bare Steel | Unknown | Not Marked
310184 | 1 | 2002-10-30 | Removed From Ground | Kerosene | 4000 | Steel-Impressed Current | Fiberglass Reinforced Plastic | Pressure |  | 1994-10-01 |  | 1994-10-01
310184 | 2 | 2002-10-30 | Removed From Ground | Diesel | 8000 | Steel-Impressed Current | Fiberglass Reinforced Plastic | Pressure |  | 1994-10-01 |  | 1994-10-01
310184 | 3 | 2002-10-30 | Removed From Ground | Gas | 8000 | Steel-Impressed Current | Fiberglass Reinforced Plastic | Pressure |  | 1994-10-01 |  | 1994-10-01
310184 | 4 | 2002-10-30 | Removed From Ground | Gas | 12000 | Steel-Impressed Current | Fiberglass Reinforced Plastic | Pressure |  | 1994-10-01 |  | 1994-10-01
310184 | 5 | 2002-10-30 | Removed From Ground | Gas | 10000 | Steel-Impressed Current | Fiberglass Reinforced Plastic | Pressure |  | 1994-10-01 |  | 1994-10-01
310185 | 1 | 1992-08-19 | Removed From Ground | Gas | 2500 | Bare Steel | Unknown | Not Marked
310185 | 2 | 1992-08-19 | Removed From Ground | Gas | 5000 | Cathodically Protected Steel | Galvanized Steel | Not Marked
310185 | 3 | 1988-08-02 | Removed From Ground | Diesel | 10000 | Unknown |  |  | N |  | N
310185 | 4 | 1992-08-19 | Removed From Ground | Gas | 2500 | Unknown | Unknown | Not Marked | N |  | N
310185 | 5 | 1992-08-19 | Removed From Ground | Gas | 5000 | Unknown | Unknown | Not Marked | N |  | N
310186 | 1 | 1989-07-01 | Removed From Ground | Gas | 8000 | Bare Steel | Unknown | Not Marked
310186 | 2 | 2001-03-01 | Currently In Use | Gas | 12000 | Epoxy | Double Walled Flex | Pressure |  | 2001-03-01 |  | 2001-03-01
310186 | 3 | 2001-03-01 | Currently In Use | Gas | 8000 | Epoxy | Double Walled Flex | Pressure |  | 2001-03-01 |  | 2001-03-01
310186 | 4 | 2001-03-01 | Currently In Use | Diesel | 8000 | Epoxy | Double Walled Flex | Pressure |  | 2001-03-01 |  | 2001-03-01
310188 | 1 | 1991-07-16 | Removed From Ground | Diesel | 10000 | Cathodically Protected Steel | Galvanized Steel | Not Marked
310188 | 2 | 1991-07-16 | Removed From Ground | Gas | 5000 | Cathodically Protected Steel | Galvanized Steel | Not Marked
310188 | 3 | 1991-07-16 | Removed From Ground | Gas | 5000 | Cathodically Protected Steel | Galvanized Steel | Not Marked
310188 | 4 | 1991-07-16 | Removed From Ground | Gas | 5000 | Cathodically Protected Steel | Galvanized Steel | Not Marked
310188 | 5 | 1991-07-16 | Removed From Ground | Gas | 5000 | Cathodically Protected Steel | Galvanized Steel | Not Marked
310188 | 6 | 1991-07-16 | Removed From Ground | Gas | 3000 | Cathodically Protected Steel | Galvanized Steel | Not Marked
310188 | 7 | 1991-07-16 | Removed From Ground | Gas | 3000 | Cathodically Protected Steel | Galvanized Steel | Not Marked
310188 | 8 | 1991-07-16 | Removed From Ground | Used Oil | 1000 | Cathodically Protected Steel | Galvanized Steel | Not Marked | Y |  | Y
310188 | 9 | 1991-07-16 | Removed From Ground | Used Oil | 1000 | Cathodically Protected Steel | Galvanized Steel | Not Marked | Y |  | Y
310189 | 1 |  | Permanently Out Of Use | Gas | 5000 | Bare Steel | Galvanized Steel | Not Marked
310189 | 2 |  | Permanently Out Of Use | Gas | 5000 | Bare Steel | Galvanized Steel | Not Marked
310189 | 3 |  | Permanently Out Of Use | Gas | 5000 | Bare Steel | Galvanized Steel | Not Marked
310189 | 4 |  | Permanently Out Of Use | Gas | 5000 | Bare Steel | Galvanized Steel | Not Marked
310189 | 5 |  | Currently In Use | Used Oil | 600 | Cathodically Protected Steel | Galvanized Steel | Not Marked | Y |  | Y
310189 | 6 |  | Currently In Use | Used Oil | 600 | Cathodically Protected Steel | Galvanized Steel | Not Marked | Y |  | Y
310189 | 7 |  | Permanently Out Of Use | Used Oil | 550 | Bare Steel | Galvanized Steel | Not Marked | Y |  | Y
310190 | 1 | 2015-07-09 | Temporarily Out Of Use | Diesel | 5000 | Fiberglass | Fiberglass Reinforced Plastic | Pressure |  | 1998-11-01 |  | 1998-11-01
310190 | 2 | 2015-07-09 | Temporarily Out Of Use | Gas | 4000 | Steel-Impressed Current | Fiberglass Reinforced Plastic | Pressure |  | 1998-11-01 |  | 1998-11-01
310190 | 3 | 2015-07-09 | Temporarily Out Of Use | Gas | 4000 | Steel-Impressed Current | Fiberglass Reinforced Plastic | Pressure |  | 1998-11-01 |  | 1998-11-01
310190 | 4 | 2015-07-09 | Temporarily Out Of Use | Gas | 4000 | Steel-Impressed Current | Fiberglass Reinforced Plastic | Pressure |  | 1998-11-01 |  | 1998-11-01
310190 | 5 | 1998-11-09 | Removed From Ground | Used Oil | 550 | Bare Steel | Not Marked | Not Marked | Y |  | Y
310192 | 1 |  | Permanently Out Of Use | Other |  | Not Marked/Unknown | Not Marked | Not Marked
310193 | 1 | 1990-10-24 | Removed From Ground | Diesel | 12000 | Marked Unknown | Unknown | Not Marked
310193 | 2 | 1990-10-24 | Removed From Ground | Gas | 12000 | Marked Unknown | Unknown | Not Marked
310193 | 3 | 1990-10-24 | Removed From Ground | Gas | 12000 | Marked Unknown | Unknown | Not Marked
310193 | 4 | 1990-10-01 | Currently In Use | Diesel | 12000 | Composite Double Walled | Fiberglass/Double Walled | Pressure |  | 1995-07-29 |  | 1995-07-29
310193 | 5 | 2003-05-15 | Currently In Use | Diesel | 12000 | Composite Double Walled | Fiberglass/Double Walled | Pressure | N | 2003-05-15 | N | 2003-05-15
310194 | 1 | 1994-06-22 | Removed From Ground | Diesel | 10000 | Bare Steel | Bare Steel | Pressure
310194 | 2 | 1994-06-22 | Removed From Ground | Diesel | 10000 | Bare Steel | Bare Steel | Pressure
310194 | 3 | 1994-06-22 | Removed From Ground | Diesel | 10000 | Bare Steel | Bare Steel | Pressure
310194 | 4 | 1994-06-22 | Removed From Ground | Other | 4000 | Bare Steel | Bare Steel | Suction: Valve At The Tank
310194 | 5 | 1994-06-22 | Removed From Ground | Used Oil | 1000 | Bare Steel | Bare Steel | Gravity Fed | Y |  | Y
310194 | 6 | 1994-06-22 | Removed From Ground | Used Oil | 500 | Bare Steel | Bare Steel | Suction: Valve At The Tank | Y |  | Y
310194 | 7 | 1994-07-13 | Currently In Use | Diesel | 20000 | Fiberglass | Fiberglass Reinforced Plastic | Pressure |  | 1994-07-13 |  | 1994-07-13
310195 | 1 | 1999-03-02 | Temporarily Out Of Use | Diesel | 12000 | Steel-Impressed Current | Impressed Current | Suction: Valve At The Tank |  | 1999-01-25 |  | 1999-01-25
310195 | 2 | 2000-05-19 | Removed From Ground | Empty | 10000 | Bare Steel | Unknown | Suction: No Valve At The Tank
310195 | 3 | 2000-05-19 | Removed From Ground | Used Oil | 2000 | Marked Unknown | Unknown | Not Marked
310197 | 1 | 2007-09-12 | Removed From Ground | Diesel | 1000 | Cathodically Protected Steel | Fiberglass Reinforced Plastic | Suction: No Valve At The Tank |  | 1998-02-01 12:00 |  | 1998-02-01 12:00
310198 | 1 |  | Removed From Ground Date Unknown | Other | 500 | Bare Steel | Galvanized Steel | Not Marked
310198 | 2 |  | Removed From Ground Date Unknown | Other | 500 | Bare Steel | Galvanized Steel | Not Marked
310198 | 3 |  | Removed From Ground Date Unknown | Empty | 250 | Bare Steel | Galvanized Steel | Not Marked
310199 | 1 | 1992-12-20 | Removed From Ground | Diesel | 1000 | Bare Steel | Bare Steel | Not Marked
310199 | 2 | 1992-09-20 | Removed From Ground | Used Oil | 500 | Bare Steel | Bare Steel | Not Marked | Y |  | Y
310199 | 3 | 1992-12-30 | Removed From Ground | Diesel | 10000 | Not Marked/Unknown | Not Marked | Not Marked
310200 | 1 | 1998-10-01 | Removed From Ground | Other | 5000 | Cathodically Protected Steel | Galvanized Steel | Suction: Valve At The Tank
310200 | 2 | 1998-10-01 | Removed From Ground | Other | 3000 | Cathodically Protected Steel | Galvanized Steel | Suction: Valve At The Tank
310200 | 3 | 1998-10-01 | Removed From Ground | Used Oil | 2000 | Cathodically Protected Steel | Galvanized Steel | Suction: Valve At The Tank | Y |  | Y
310201 | 1 | 1993-11-29 | Removed From Ground | Used Oil | 1000 | Fiberglass | Bare Steel | Not Marked | Y |  | Y
310201 | 2 | 1993-11-29 | Removed From Ground | Other | 550 | Not Marked/Unknown | Not Marked | Not Marked
310201 | 3 | 1993-11-29 | Removed From Ground | Other | 550 | Not Marked/Unknown | Not Marked | Not Marked
310203 | 1 | 2008-08-07 | Removed From Ground | Gas | 1000 | Bare Steel | Unknown | Not Marked
310204 | 1 |  | Removed From Ground Date Unknown | Gas | 6000 | Bare Steel | Galvanized Steel | Not Marked
310204 | 2 |  | Removed From Ground Date Unknown | Gas | 6000 | Bare Steel | Galvanized Steel | Not Marked
310204 | 3 |  | Removed From Ground Date Unknown | Gas | 6000 | Bare Steel | Galvanized Steel | Not Marked
310204 | 4 |  | Removed From Ground Date Unknown | Gas | 10000 | Bare Steel | Galvanized Steel | Not Marked
310204 | 5 |  | Removed From Ground Date Unknown | Gas | 10000 | Bare Steel | Galvanized Steel | Not Marked
310204 | 6 |  | Removed From Ground Date Unknown | Used Oil | 550 | Bare Steel | Galvanized Steel | Not Marked | Y |  | Y
310204 | 7 | 2003-12-12 | Temporarily Out Of Use | Gas | 10000 | Fiberglass | Fiberglass Reinforced Plastic | Pressure |  | 1988-01-01 |  | 1988-01-01
310204 | 7 |  | Removed From Ground Date Unknown | Gas | 10000 | Fiberglass | Fiberglass Reinforced Plastic | Pressure |  | 1988-01-01 |  | 1988-01-01
310204 | 8 | 2003-12-12 | Temporarily Out Of Use | Gas | 10000 | Fiberglass | Fiberglass Reinforced Plastic | Pressure |  | 1988-01-01 |  | 1988-01-01
310204 | 8 |  | Removed From Ground Date Unknown | Gas | 10000 | Fiberglass | Fiberglass Reinforced Plastic | Pressure |  | 1988-01-01 |  | 1988-01-01
310204 | 9 | 2003-12-12 | Temporarily Out Of Use | Gas | 10000 | Fiberglass | Fiberglass Reinforced Plastic | Pressure |  | 1988-01-01 |  | 1988-01-01
310204 | 9 |  | Removed From Ground Date Unknown | Gas | 10000 | Fiberglass | Fiberglass Reinforced Plastic | Pressure |  | 1988-01-01 |  | 1988-01-01
310205 | 1 | 1975-05-05 | Currently In Use | Gas | 12000 | Composite Double Walled | Fiberglass/Double Walled | Pressure |  | 1988-01-01 |  | 1988-01-01
310205 | 2 | 1975-05-05 | Currently In Use | Gas | 10000 | Composite Double Walled | Fiberglass/Double Walled | Pressure |  | 1988-01-01 |  | 1988-01-01
310205 | 3 | 1975-05-05 | Currently In Use | Diesel | 10000 | Composite Double Walled | Fiberglass/Double Walled | Pressure |  | 1988-01-01 |  | 1988-01-01
310206 | 1 |  | Removed From Ground Date Unknown | Gas | 10000 | Bare Steel | Galvanized Steel | Not Marked
310206 | 2 |  | Removed From Ground Date Unknown | Gas | 10000 | Bare Steel | Galvanized Steel | Not Marked
310206 | 3 |  | Removed From Ground Date Unknown | Gas | 10000 | Bare Steel | Galvanized Steel | Not Marked
310206 | 4 |  | Removed From Ground Date Unknown | Gas | 10000 | Bare Steel | Galvanized Steel | Not Marked
310206 | 5 |  | Removed From Ground Date Unknown | Diesel | 10000 | Bare Steel | Galvanized Steel | Not Marked
310208 | 1 | 1992-04-01 | Closed In Ground | Diesel | 10000 | Fiberglass | Fiberglass Reinforced Plastic | Pressure
310208 | 2 | 1991-06-25 | Closed In Ground | Diesel | 6000 | Bare Steel | Galvanized Steel | Pressure
310208 | 618312 | 1991-07-11 | Currently In Use | Diesel | 6000 | Fiberglass | Fiberglass Reinforced Plastic | Pressure |  | 1991-07-11 |  | 1991-07-11
310208 | 619055 | 1992-04-30 | Currently In Use | Gas | 10000 | Double Walled | Fiberglass Reinforced Plastic | Pressure |  | 1992-04-30 |  | 1992-04-30
310208 | JB1 | 1992-04-28 | Closed In Ground | Gas | 10000 | Bare Steel | Galvanized Steel | Pressure
310209 | 1 | 1991-03-12 | Closed In Ground | Gas | 10000 | Not Marked/Unknown | Unknown | Not Marked
310209 | 2 | 1991-03-12 | Closed In Ground | Gas | 9450 | Not Marked/Unknown | Unknown | Not Marked
310209 | 27255 | 1996-10-07 | Closed In Ground | Gas | 12000 | Double Walled | Fiberglass Reinforced Plastic | Pressure |  | 1991-03-11 |  | 1991-03-11
310209 | 3 | 1991-03-12 | Closed In Ground | Gas | 6000 | Not Marked/Unknown | Unknown | Not Marked
310209 | 4 | 1991-03-12 | Closed In Ground | Gas | 10000 | Not Marked/Unknown | Unknown | Not Marked
310209 | 5 | 1991-03-12 | Closed In Ground | Diesel | 10000 | Not Marked/Unknown | Unknown | Not Marked
310209 | 6 | 1991-03-12 | Closed In Ground | Other | 1000 | Bare Steel | Unknown | Not Marked
310209 | 618241 | 1991-03-11 | Currently In Use | Diesel | 12000 | Fiberglass Double Walled | Fiberglass Reinforced Plastic | Pressure |  | 1991-03-11 |  | 1991-03-11
310209 | 7 | 1991-03-12 | Closed In Ground | Used Oil | 1000 | Bare Steel | Unknown | Not Marked | Y |  | Y
310209 | 8 | 1991-03-12 | Closed In Ground | Other | 1000 | Bare Steel | Unknown | Not Marked
310209 | 9 | 1988-04-01 | Removed From Ground | Used Oil | 1000 | Bare Steel | Unknown | Not Marked | Y |  | Y
310211 | 1 | 1991-01-01 | Removed From Ground | Diesel | 20000 | Bare Steel | Galvanized Steel | Not Marked
310211 | 2 | 1991-01-01 | Removed From Ground | Empty | 8000 | Bare Steel | Galvanized Steel | Not Marked
310211 | 3 | 1991-01-01 | Removed From Ground | Empty | 8000 | Bare Steel | Galvanized Steel | Not Marked
310211 | 4 | 1991-01-01 | Removed From Ground | Used Oil | 8000 | Bare Steel | Galvanized Steel | Not Marked | Y |  | Y
310211 | 5 | 2004-04-13 | Currently In Use | Diesel | 20000 | Fiberglass | Fiberglass/Double Walled | Pressure |  | 1991-02-01 |  | 1991-02-01
310211 | 6 | 1991-01-01 | Removed From Ground | Used Oil | 4000 | Bare Steel | Galvanized Steel | Not Marked | Y |  | Y
310211 | 7 | 1991-01-01 | Removed From Ground | Empty | 10000 | Bare Steel | Galvanized Steel | Not Marked
310213 | 1 | 1991-08-01 | Removed From Ground | Diesel | 10000 | Cathodically Protected Steel | Galvanized Steel | Not Marked
310213 | 10 | 1986-08-01 | Currently In Use | Kerosene | 4000 | Cathodically Protected Steel | Cathodically Protected | Suction: Valve At The Tank |  | 1991-08-01 |  | 1991-08-01
310213 | 11 | 1991-09-01 | Currently In Use | Diesel | 20000 | Composite | Fiberglass Reinforced Plastic | Pressure |  | 1991-08-01 |  | 1991-08-01
310213 | 12 | 1991-08-15 | Currently In Use | Diesel | 20000 | Composite | Fiberglass Reinforced Plastic | Pressure |  | 1991-08-01 |  | 1991-08-01
310213 | 13 | 1991-08-15 | Currently In Use | Gas | 10000 | Composite | Fiberglass Reinforced Plastic | Pressure |  | 1991-08-01 |  | 1991-08-01
310213 | 14 | 1991-08-15 | Currently In Use | Gas | 10000 | Composite | Fiberglass Reinforced Plastic | Pressure |  | 1991-08-01 |  | 1991-08-01
310213 | 15 | 1991-08-15 | Currently In Use | Gas | 10000 | Composite | Fiberglass Reinforced Plastic | Pressure |  | 1991-08-01 |  | 1991-08-01
310213 | 16 | 1991-08-15 | Currently In Use | Diesel | 6000 | Composite | Fiberglass Reinforced Plastic | Pressure |  | 1991-08-01 |  | 1991-08-01
310213 | 2 | 1991-08-01 | Removed From Ground | Diesel | 10000 | Cathodically Protected Steel | Galvanized Steel | Not Marked
310213 | 3 | 1991-08-01 | Removed From Ground | Diesel | 10000 | Cathodically Protected Steel | Galvanized Steel | Not Marked
310213 | 4 | 1991-08-01 | Removed From Ground | Gas | 4000 | Cathodically Protected Steel | Galvanized Steel | Not Marked
310213 | 5 | 1991-08-01 | Removed From Ground | Gas | 4000 | Cathodically Protected Steel | Galvanized Steel | Not Marked
310213 | 6 | 1991-08-01 | Removed From Ground | Diesel | 10000 | Cathodically Protected Steel | Galvanized Steel | Not Marked
310213 | 7 | 1991-08-01 | Removed From Ground | Diesel | 20000 | Cathodically Protected Steel | Galvanized Steel | Not Marked
310213 | 8 | 1991-08-01 | Removed From Ground | Diesel | 20000 | Cathodically Protected Steel | Galvanized Steel | Not Marked
310213 | 9 | 1991-08-01 | Removed From Ground | Diesel | 20000 | Cathodically Protected Steel | Galvanized Steel | Not Marked
310215 | 1 | 1996-03-01 | Removed From Ground | Used Oil | 2000 | Bare Steel | Unknown | Not Marked | Y |  | Y
310215 | 2 | 1988-07-01 | Removed From Ground | Diesel | 12000 | Bare Steel | Bare Steel | Not Marked
310215 | 3 | 1988-07-01 | Removed From Ground | Diesel | 10000 | Bare Steel | Bare Steel | Not Marked
310215 | 4 | 2016-01-18 | Removed From Ground | Diesel | 20000 | Steel-Impressed Current | Cathodically Protected | Pressure |  | 1998-09-01 |  | 1998-09-01
310215 | 5 | 1996-03-01 | Removed From Ground | Used Oil | 1000 | Bare Steel | Unknown | Not Marked | Y |  | Y
310216 | 1 | 2005-05-06 | Removed From Ground | Gas | 8000 | Steel-Impressed Current | Cathodically Protected | Pressure |  | 1993-09-01 |  | 1993-09-01
310216 | 2 | 2005-05-06 | Removed From Ground | Gas | 4000 | Steel-Impressed Current | Cathodically Protected | Pressure |  | 1993-09-01 |  | 1993-09-01
310216 | 3 | 2005-05-06 | Removed From Ground | Gas | 4000 | Steel-Impressed Current | Cathodically Protected | Pressure |  | 1993-09-01 |  | 1993-09-01
310216 | 4 | 2005-05-06 | Removed From Ground | Gas | 4000 | Steel-Impressed Current | Cathodically Protected | Pressure |  | 1993-09-01 |  | 1993-09-01
310216 | 5 | 2005-05-06 | Removed From Ground | Used Oil | 550 | Unknown |  |  | N |  | N
310217 | 1 | 1995-11-15 | Removed From Ground | Gas | 5000 | Bare Steel | Galvanized Steel | Not Marked
310217 | 2 | 1995-11-15 | Removed From Ground | Gas | 5000 | Bare Steel | Galvanized Steel | Not Marked
310217 | 3 | 1995-11-15 | Removed From Ground | Gas | 8000 | Bare Steel | Galvanized Steel | Not Marked
310217 | 4 | 1995-11-15 | Removed From Ground | Gas | 8000 | Bare Steel | Galvanized Steel | Not Marked
310217 | 5 | 1995-11-15 | Removed From Ground | Gas | 550 | Bare Steel | Galvanized Steel | Not Marked
310217 | 6 | 1995-12-01 | Currently In Use | Gas | 8000 | Epoxy | Fiberglass/Double Walled | Pressure |  | 1995-11-20 |  | 1995-11-20
310217 | 7 | 1995-12-01 | Currently In Use | Gas | 8000 | Epoxy | Fiberglass/Double Walled | Pressure |  | 1995-11-20 |  | 1995-11-20
310217 | 8 | 1995-12-01 | Currently In Use | Diesel | 8000 | Composite | Fiberglass/Double Walled | Pressure |  | 1995-11-20 |  | 1995-11-20
310218 | 1 | 2000-12-28 | Removed From Ground | Gas | 10000 | Steel-Impressed Current | Cathodically Protected | Pressure |  | 1993-09-01 |  | 1993-09-01
310218 | 2 | 2001-01-08 | Removed From Ground | Gas | 10000 | Steel-Impressed Current | Cathodically Protected | Pressure |  | 1993-09-01 |  | 1993-09-01
310218 | 3 | 2001-01-08 | Removed From Ground | Gas | 10000 | Steel-Impressed Current | Cathodically Protected | Pressure |  | 1993-09-01 |  | 1993-09-01
310218 | 4 | 1998-09-30 | Closed In Ground | Gas | 10000 | Bare Steel | Galvanized Steel | Not Marked
310218 | 5 | 2001-12-31 | Currently In Use | Gas | 10000 | Fiberglass | Fiberglass Reinforced Plastic | Pressure | N | 2001-12-31 | N | 2001-12-31
310218 | 6 | 2001-12-31 | Currently In Use | Gas | 10000 | Fiberglass | Fiberglass Reinforced Plastic | Pressure | N | 2001-12-31 | N | 2001-12-31
310218 | 7 | 2001-12-31 | Currently In Use | Diesel | 8000 | Fiberglass | Fiberglass Reinforced Plastic | Pressure | N | 2001-12-31 | N | 2001-12-31
310220 | 1 | 1990-05-01 | Removed From Ground | Gas | 10000 | Bare Steel | Galvanized Steel | Not Marked
310220 | 2 | 1990-05-01 | Removed From Ground | Gas | 8000 | Bare Steel | Galvanized Steel | Not Marked
310220 | 3 | 1990-05-01 | Removed From Ground | Gas | 8000 | Bare Steel | Galvanized Steel | Not Marked
310220 | 4 | 1990-05-01 | Removed From Ground | Gas | 6000 | Bare Steel | Galvanized Steel | Not Marked
310221 | 1 | 1998-08-18 | Removed From Ground | Gas | 10000 | Bare Steel | Galvanized Steel | Suction: Valve At The Tank
310221 | 2 | 1998-08-18 | Removed From Ground | Diesel | 4000 | Bare Steel | Galvanized Steel | Suction: Valve At The Tank
310222 | 1 | 1993-06-23 | Removed From Ground | Diesel | 10000 | Bare Steel | Unknown | Not Marked
310222 | 2 | 1993-06-23 | Removed From Ground | Gas | 6000 | Bare Steel | Unknown | Not Marked
310222 | 3 | 1993-06-23 | Removed From Ground | Used Oil | 550 | Not Marked/Unknown | Not Marked | Not Marked | Y |  | Y
310223 | 1 | 2000-01-10 | Closed In Ground | Gas | 3000 | Bare Steel | Galvanized Steel | Suction: Valve At The Tank
310223 | 2 | 2000-01-10 | Closed In Ground | Gas | 3000 | Bare Steel | Galvanized Steel | Suction: Valve At The Tank
310224 | 1 | 1966-05-13 | Currently In Use | Gas | 6000 | Steel-Impressed Current | Fiberglass Reinforced Plastic | Pressure |  | 2017-02-08 |  | 2017-02-08
310224 | 2 | 1966-05-13 | Currently In Use | Gas | 6000 | Steel-Impressed Current | Fiberglass Reinforced Plastic | Pressure |  | 2017-02-08 |  | 2017-02-08
310224 | 3 | 1966-05-13 | Currently In Use | Gas | 6000 | Steel-Impressed Current | Fiberglass Reinforced Plastic | Pressure |  | 2017-02-08 |  | 2017-02-08
310225 | 038 | 1982-05-09 | Currently In Use | Gas | 40000 | Composite | Fiberglass Reinforced Plastic | Pressure |  | 1997-11-01 |  | 1997-11-01
310225 | 040 | 1982-05-09 | Currently In Use | Diesel | 40000 | Composite | Fiberglass Reinforced Plastic | Pressure |  | 1997-11-01 |  | 1997-11-01
310225 | 041 | 1982-05-09 | Currently In Use | Gas | 40000 | Composite | Fiberglass Reinforced Plastic | Pressure |  | 1997-11-01 |  | 1997-11-01
310225 | 043 | 1982-05-09 | Currently In Use | Diesel | 10000 | Composite | Fiberglass Reinforced Plastic | Pressure |  | 1997-11-01 |  | 1997-11-01
310225 | 390 | 1988-09-15 | Closed In Ground | Used Oil | 2000 | Bare Steel | Bare Steel | Not Marked | Y |  | Y
310228 | 1 | 1988-12-02 | Removed From Ground | Gas | 8000 | Bare Steel | Galvanized Steel | Not Marked
310228 | 2 | 1988-12-02 | Removed From Ground | Gas | 8000 | Bare Steel | Galvanized Steel | Not Marked
310228 | 3 | 1988-12-02 | Removed From Ground | Gas | 8000 | Bare Steel | Galvanized Steel | Not Marked
310228 | 4 | 1988-12-02 | Removed From Ground | Kerosene | 560 | Bare Steel | Galvanized Steel | Not Marked
310228 | 5 | 1989-06-27 | Currently In Use | Gas | 10000 | Cathodically Protected Steel | Fiberglass Reinforced Plastic | Pressure |  | 1989-06-27 |  | 1989-06-27
310228 | 6 | 1989-06-27 | Currently In Use | Diesel | 10000 | Cathodically Protected Steel | Fiberglass Reinforced Plastic | Pressure |  | 1989-06-27 |  | 1989-06-27
310228 | 7 | 1989-06-27 | Currently In Use | Gas | 10000 | Cathodically Protected Steel | Fiberglass Reinforced Plastic | Pressure |  | 1989-06-27 |  | 1989-06-27
310228 | 8 | 1989-06-27 | Currently In Use | Kerosene | 2000 | Cathodically Protected Steel | Fiberglass Reinforced Plastic | Pressure |  | 1989-06-27 |  | 1989-06-27
310228 | 9 | 2015-03-24 | Removed From Ground | Kerosene | 2000 | Cathodically Protected Steel | Fiberglass Reinforced Plastic | Suction: Valve At The Tank |  | 1996-06-26 |  | 1996-06-26
310229 | 1 | 1990-09-04 | Removed From Ground | Gas | 3955 | Bare Steel | Galvanized Steel | Not Marked
310229 | 2 | 1990-09-04 | Removed From Ground | Gas | 3955 | Bare Steel | Galvanized Steel | Not Marked
310229 | 3 | 1990-08-01 | Currently In Use | Gas | 10000 | STIP-3 | Fiberglass Reinforced Plastic | Pressure |  | 1990-08-01 |  | 1990-08-01
310229 | 4 | 1990-08-01 | Currently In Use | Gas | 10000 | STIP-3 | Fiberglass Reinforced Plastic | Pressure |  | 1990-08-01 |  | 1990-08-01
310229 | 5 | 1990-08-01 | Currently In Use | Diesel | 10000 | STIP-3 | Fiberglass Reinforced Plastic | Pressure |  | 1990-08-01 |  | 1990-08-01
310230 | 1 | 2010-03-01 | Removed From Ground | Gas | 1980 | Bare Steel | Galvanized Steel | Suction: Valve At The Tank |  | 1999-08-04 12:00 |  | 1998-08-31 12:00
310230 | 2 | 2010-03-01 | Removed From Ground | Gas | 1980 | Bare Steel | Galvanized Steel | Suction: Valve At The Tank |  | 1999-08-04 12:00 |  | 1998-08-31 12:00
310230 | 3 | 2010-03-01 | Removed From Ground | Gas | 1980 | Bare Steel | Galvanized Steel | Suction: Valve At The Tank |  | 1999-08-04 12:00 |  | 1998-08-31 12:00
310230 | 4 | 2010-03-01 | Removed From Ground | Gas | 2980 | Bare Steel | Galvanized Steel | Suction: Valve At The Tank |  | 1999-08-04 12:00 |  | 1998-08-31 12:00
310230 | 5 | 2010-03-01 | Removed From Ground | Gas | 2980 | Bare Steel | Galvanized Steel | Suction: Valve At The Tank |  | 1999-08-04 12:00 |  | 1998-08-31 12:00
310231 | 1 | 2010-01-05 | Removed From Ground | Gas | 10000 | Fiberglass | Fiberglass/Double Walled | Pressure |  | 1997-09-01 |  | 1997-09-01
310231 | 2 | 2010-01-05 | Removed From Ground | Diesel | 10000 | Fiberglass | Fiberglass/Double Walled | Pressure |  | 1997-09-01 |  | 1997-09-01
310231 | 3 | 2010-01-05 | Removed From Ground | Gas | 10000 | Fiberglass | Fiberglass/Double Walled | Pressure |  | 1997-09-01 |  | 1997-09-01
310231 | 4 | 2010-01-05 | Removed From Ground | Gas | 10000 | Fiberglass | Fiberglass/Double Walled | Pressure |  | 1997-09-01 |  | 1997-09-01
310231 | 5 | 2010-01-05 | Removed From Ground | Gas | 10000 | Fiberglass | Fiberglass/Double Walled | Pressure |  | 1997-09-01 |  | 1997-09-01
310231 | 6 | 2010-01-05 | Removed From Ground | Gas | 10000 | Fiberglass | Fiberglass/Double Walled | Pressure |  | 1997-09-01 |  | 1997-09-01
310231 | 7 | 1997-11-04 | Removed From Ground | Used Oil | 500 | Fiberglass | Galvanized Steel | Gravity Fed | Y |  | Y
310231 | 8 | 1997-11-04 | Removed From Ground | Other | 500 | Fiberglass | Galvanized Steel | Gravity Fed
310234 | 1 | 1988-01-01 | Removed From Ground | Diesel | 1000 | Bare Steel | Galvanized Steel | Not Marked
310235 | 1 | 1988-12-02 | Removed From Ground | Gas | 5300 | Bare Steel | Galvanized Steel | Not Marked
310235 | 2 | 1988-12-02 | Removed From Ground | Gas | 3952 | Bare Steel | Galvanized Steel | Not Marked
310238 | 008 | 1996-01-01 | Closed In Ground | Other | 2000 | Composite | Bare Steel | Suction: No Valve At The Tank
310238 | 010 | 1981-05-09 | Currently In Use | Diesel | 20000 | Fiberglass Double Walled | Fiberglass Reinforced Plastic | Pressure |  | 1996-03-01 |  | 1996-03-01
310238 | 011 | 1981-05-09 | Currently In Use | Diesel | 20000 | Fiberglass Double Walled | Fiberglass Reinforced Plastic | Pressure |  | 1996-03-01 |  | 1996-03-01
310238 | 012 | 1981-05-09 | Currently In Use | Diesel | 20000 | Fiberglass Double Walled | Fiberglass Reinforced Plastic | Pressure |  | 1996-03-01 |  | 1996-03-01
310238 | 013 | 1996-07-01 | Closed In Ground | Used Oil | 2000 | Composite | Bare Steel | Suction: No Valve At The Tank | Y |  | Y
310238 | 950 | 1996-07-01 | Removed From Ground | Other | 2000 | Composite | Bare Steel | Not Marked
310240 | 1 | 1998-12-16 | Removed From Ground | Gas | 11300 | Fiberglass | Fiberglass Reinforced Plastic | Pressure |  | 1988-01-01 |  | 1988-01-01
310240 | 2 | 1998-12-16 | Removed From Ground | Gas | 11300 | Fiberglass | Fiberglass Reinforced Plastic | Pressure |  | 1988-01-01 |  | 1988-01-01
310240 | 3 | 1998-12-16 | Removed From Ground | Gas | 11300 | Fiberglass | Fiberglass Reinforced Plastic | Pressure |  | 1988-01-01 |  | 1988-01-01
310240 | 4 | 1998-12-16 | Removed From Ground | Gas | 11300 | Fiberglass | Fiberglass Reinforced Plastic | Pressure |  | 1988-01-01 |  | 1988-01-01
310243 | 1 | 1992-09-29 | Removed From Ground | Gas | 4000 | Bare Steel | Galvanized Steel | Pressure
310243 | 10 | 2015-05-27 | Removed From Ground | Gas | 10000 | Composite | Fiberglass Reinforced Plastic | Pressure |  | 1992-09-01 |  | 1992-09-01
310243 | 11 | 2015-05-27 | Removed From Ground | Gas | 10000 | Composite | Fiberglass Reinforced Plastic | Pressure |  | 1992-09-01 |  | 1992-09-01
310243 | 12 | 2015-05-27 | Removed From Ground | Gas | 10000 | Composite | Fiberglass Reinforced Plastic | Pressure |  | 1992-09-01 |  | 1992-09-01
310243 | 13 | 2015-05-27 | Removed From Ground | Used Oil | 550 | Composite | Fiberglass Reinforced Plastic | Gravity Fed | Y | 2000-01-01 12:00 | Y | 1992-09-01 12:00
310243 | 14 | 2015-10-04 | Currently In Use | Gas | 20000 | Fiberglass Double Walled | Fiberglass/Double Walled | Pressure | N | 2016-01-25 | N | 2015-12-21
310243 | 15 | 2015-10-14 | Currently In Use | Gas | 20000 | Fiberglass Double Walled | Fiberglass/Double Walled | Pressure | N | 2016-01-25 | N | 2015-12-21
310243 | 16A | 2015-10-14 | Currently In Use | Gas | 9500 | Fiberglass Double Walled | Fiberglass/Double Walled | Pressure | N | 2016-01-25 | N | 2015-12-21
310243 | 16B | 2015-10-14 | Currently In Use | Gas | 10000 | Fiberglass Double Walled | Fiberglass/Double Walled | Pressure | N | 2016-01-28 | N | 2015-12-21
310243 | 17 | 2015-10-04 | Currently In Use | Diesel | 12000 | Fiberglass Double Walled | Fiberglass/Double Walled | Pressure | N | 2016-01-25 | N | 2015-12-21
310243 | 2 | 1992-09-29 | Removed From Ground | Gas | 4000 | Bare Steel | Galvanized Steel | Pressure
310243 | 3 | 1992-09-29 | Removed From Ground | Gas | 4000 | Bare Steel | Galvanized Steel | Pressure
310243 | 4 | 1992-09-29 | Removed From Ground | Gas | 4000 | Bare Steel | Galvanized Steel | Pressure
310243 | 5 | 1992-09-29 | Removed From Ground | Gas | 4000 | Bare Steel | Galvanized Steel | Pressure
310243 | 6 | 1992-09-29 | Removed From Ground | Gas | 4000 | Bare Steel | Galvanized Steel | Pressure
310243 | 7 | 1992-09-29 | Removed From Ground | Gas | 4000 | Bare Steel | Galvanized Steel | Pressure
310243 | 8 | 1992-09-29 | Removed From Ground | Used Oil | 550 | Bare Steel | Galvanized Steel | Gravity Fed | Y |  | Y
310243 | 9 | 1992-09-29 | Removed From Ground | Empty | 4000 | Bare Steel | Galvanized Steel | Not Marked
310244 | 1 | 1998-05-07 | Removed From Ground | Gas | 5074 | Bare Steel | Unknown | Not Marked
310244 | 2 | 1998-05-07 | Removed From Ground | Gas | 5074 | Bare Steel | Unknown | Not Marked
310244 | 3 | 1998-05-07 | Removed From Ground | Gas | 5074 | Bare Steel | Unknown | Not Marked
310244 | 4 | 1998-05-07 | Removed From Ground | Gas | 5074 | Bare Steel | Unknown | Not Marked
310244 | 5 | 1998-05-07 | Removed From Ground | Used Oil | 550 | Bare Steel | Unknown | Not Marked | Y |  | Y
310244 | 6 | 2011-01-07 | Temporarily Out Of Use | Gas | 10000 | Fiberglass | Fiberglass Reinforced Plastic | Pressure |  | 2000-07-01 |  | 2000-07-01
310244 | 7 | 2011-01-07 | Temporarily Out Of Use | Gas | 8000 | Fiberglass | Fiberglass Reinforced Plastic | Pressure |  | 2000-07-01 |  | 2000-07-01
310249 | 1 | 1993-03-22 | Removed From Ground | Gas | 8000 | Bare Steel | Galvanized Steel | Not Marked
310249 | 2 | 1993-03-22 | Removed From Ground | Gas | 8000 | Bare Steel | Galvanized Steel | Not Marked
310249 | 3 | 1993-03-22 | Removed From Ground | Gas | 8000 | Bare Steel | Galvanized Steel | Not Marked
310249 | 4 | 1993-03-22 | Removed From Ground | Kerosene | 7000 | Bare Steel | Galvanized Steel | Not Marked
310249 | 5 | 1993-03-22 | Removed From Ground | Diesel | 7000 | Bare Steel | Galvanized Steel | Not Marked
310251 | 1 | 2015-03-13 | Currently In Use | Gas | 10000 | Steel-Impressed Current | Cathodically Protected | Pressure |  | 1990-07-10 |  | 1990-07-10
310251 | 2 | 2015-03-13 | Currently In Use | Gas | 10000 | Steel-Impressed Current | Cathodically Protected | Pressure |  | 1990-07-10 |  | 1990-07-10
310251 | 3 | 2015-03-13 | Currently In Use | Gas | 10000 | Steel-Impressed Current | Cathodically Protected | Pressure |  | 1990-07-10 |  | 1990-07-10
310251 | 4 | 2015-03-13 | Currently In Use | Diesel | 8000 | Steel-Impressed Current | Cathodically Protected | Pressure |  | 1990-07-10 |  | 1990-07-10
310251 | 5 | 2015-03-13 | Currently In Use | Kerosene | 1000 | Steel-Impressed Current | Cathodically Protected | Suction: Valve At The Tank |  | 1990-07-10 |  | 1990-07-10
310252 | 1 | 1994-01-01 | Removed From Ground | Gas |  | Bare Steel | Unknown | Not Marked
310253 | 1 | 1988-08-01 | Removed From Ground | Diesel | 10000 | Marked Unknown | Galvanized Steel | Not Marked
310254 | 1 |  | Removed From Ground Date Unknown | Used Oil | 100 | Bare Steel | Bare Steel | Not Marked | Y |  | Y
310255 | 1 |  | Removed From Ground Date Unknown | Diesel | 8000 | Bare Steel | Unknown | Not Marked
310255 | 2 |  | Removed From Ground Date Unknown | Diesel | 10000 | Bare Steel | Unknown | Not Marked
310255 | 3 |  | Removed From Ground Date Unknown | Diesel | 12000 | Bare Steel | Unknown | Not Marked
310255 | 4 |  | Removed From Ground Date Unknown | Other | 8000 | Bare Steel | Unknown | Not Marked
310256 | 1 | 1998-12-18 | Removed From Ground | Diesel | 20000 | Marked Unknown | Unknown | Not Marked
310256 | 2 | 1998-12-18 | Removed From Ground | Diesel | 20000 | Marked Unknown | Unknown | Not Marked
310256 | 3 | 1998-12-18 | Removed From Ground | Other | 6000 | Marked Unknown | Unknown | Not Marked
310256 | 4 | 1998-12-18 | Removed From Ground | Used Oil | 2000 | Marked Unknown | Unknown | Not Marked | Y |  | Y
310256 | 5 | 1999-03-24 | Removed From Ground | Empty | 10000 | Marked Unknown | Unknown | Not Marked | Y |  | Y
310259 | 1 |  | Permanently Out Of Use | Gas | 10000 | Bare Steel | Bare Steel | Not Marked
310259 | 2 |  | Permanently Out Of Use | Gas | 10000 | Bare Steel | Bare Steel | Not Marked
310259 | 3 |  | Permanently Out Of Use | Gas | 7000 | Bare Steel | Bare Steel | Not Marked
310259 | 4 | 1986-10-30 | Currently In Use | Gas | 10000 | Fiberglass | Fiberglass Reinforced Plastic | Pressure |  | 1998-02-19 |  | 1998-02-19
310259 | 5 | 1986-10-30 | Currently In Use | Gas | 10000 | Fiberglass | Fiberglass Reinforced Plastic | Pressure |  | 1998-02-19 |  | 1998-02-19
310259 | 6 | 1986-10-30 | Currently In Use | Gas | 7000 | Fiberglass | Fiberglass Reinforced Plastic | Pressure |  | 1998-02-19 |  | 1998-02-19
310259 | 7 | 1999-11-01 | Removed From Ground | Kerosene |  | Lined Interior | Galvanized Steel | Not Marked
310259 | 8 | 2012-08-02 | Currently In Use | Diesel | 7000 | Composite | Fiberglass Reinforced Plastic | Pressure | N | 1998-02-19 | N | 1998-02-19
310260 | 1 |  | Permanently Out Of Use | Other | 5000 | Cathodically Protected Steel | Bare Steel | Suction: Valve At The Tank
310261 | 1 | 1993-08-10 | Removed From Ground | Gas | 12000 | Cathodically Protected Steel | Fiberglass Reinforced Plastic | Pressure
310261 | 2 | 1989-10-15 | Removed From Ground | Gas | 3000 | Bare Steel | Unknown | Pressure
310261 | 3 | 1989-10-15 | Removed From Ground | Used Oil | 500 | Bare Steel | Unknown | Gravity Fed | Y |  | Y
310262 | 1 | 1997-10-29 | Removed From Ground | Other | 10000 | Bare Steel | Copper | Suction: Valve At The Tank
310262 | 2 | 1997-12-09 | Currently In Use | Diesel | 6000 | Fiberglass Double Walled | Copper | Suction: Valve At The Tank |  | 1997-12-09 |  | 1997-12-09
310263 | 1 | 1989-05-01 | Closed In Ground | Diesel | 1000 | Bare Steel | Copper | Suction: Valve At The Tank
310263 | 2 | 1997-01-20 | Removed From Ground | Other | 3000 | Double Walled | Copper | Suction: Valve At The Tank |  | 1994-02-18 |  | 1994-02-18
310263 | 3 | 1997-01-24 | Currently In Use | Diesel | 6000 | Fiberglass Double Walled | Copper | Suction: Valve At The Tank |  | 1997-01-24 |  | 1997-01-24
310264 | 1 |  | Permanently Out Of Use | Diesel | 2000 | Cathodically Protected Steel | Copper | Suction: Valve At The Tank
310264 | 2 | 1992-10-10 | Removed From Ground | Diesel | 2000 | Cathodically Protected Steel | Copper | Suction: Valve At The Tank
310264 | 3 | 1975-01-01 | Removed From Ground | Diesel | 550 | Bare Steel | Bare Steel | Suction: Valve At The Tank
310264 | 4 | 1992-10-15 | Currently In Use | Diesel | 4000 | Fiberglass Double Walled | Copper | Suction: Valve At The Tank |  | 1992-10-15 |  | 1992-10-15
310265 | 1 | 1989-05-01 | Removed From Ground | Gas | 12000 | Bare Steel | Bare Steel | Pressure
310265 | 2 | 1989-10-15 | Removed From Ground | Gas | 1000 | Bare Steel | Copper | Pressure
310266 | 1 | 1991-02-23 | Removed From Ground | Gas | 500 | Bare Steel | Bare Steel | Not Marked
310266 | 2 | 1991-02-23 | Removed From Ground | Gas | 1000 | Bare Steel | Bare Steel | Not Marked
310266 | 3 | 1991-02-23 | Removed From Ground | Diesel | 6000 | Bare Steel | Bare Steel | Not Marked
310269 | 1 | 1986-09-01 | Removed From Ground | Gas | 500 | Bare Steel | Unknown | Not Marked
310272 | 1 | 1989-08-15 | Removed From Ground | Gas | 8000 | Bare Steel | Galvanized Steel | Not Marked
310272 | 2 | 1989-08-15 | Removed From Ground | Gas | 8000 | Bare Steel | Galvanized Steel | Not Marked
310273 | 1 | 2004-01-28 | Currently In Use | Gas | 8000 | Cathodically Protected Steel | Fiberglass Reinforced Plastic | Pressure |  | 2004-01-23 12:00 | Y | 2004-01-23 12:00
310273 | 2 | 2004-01-28 | Currently In Use | Diesel | 8000 | Cathodically Protected Steel | Fiberglass Reinforced Plastic | Pressure |  | 2004-01-23 12:00 | Y | 2004-01-23 12:00
310273 | 3 | 2004-01-28 | Currently In Use | Gas | 8000 | Cathodically Protected Steel | Fiberglass Reinforced Plastic | Pressure |  | 2004-01-23 12:00 | Y | 2004-01-23 12:00
310275 | 1 | 1998-04-01 | Currently In Use | Gas | 8000 | Steel-Impressed Current | Fiberglass Reinforced Plastic | Pressure |  | 1998-04-01 |  | 1998-04-01
310275 | 2 | 1998-04-01 | Currently In Use | Gas | 8000 | Steel-Impressed Current | Fiberglass Reinforced Plastic | Pressure |  | 1998-04-01 |  | 1998-04-01
310276 | 1 | 1988-11-01 | Removed From Ground | Gas | 8000 | Bare Steel | Galvanized Steel | Not Marked
310276 | 2 | 1988-11-01 | Removed From Ground | Gas | 8000 | Bare Steel | Galvanized Steel | Not Marked
310277 | 1 | 1991-09-06 | Removed From Ground | Gas | 8000 | Bare Steel | Galvanized Steel | Not Marked
310277 | 2 | 1991-09-06 | Removed From Ground | Gas | 8000 | Bare Steel | Galvanized Steel | Not Marked
310277 | 3 | 1991-09-06 | Removed From Ground | Gas | 10000 | Bare Steel | Galvanized Steel | Not Marked
310278 | 1 | 1976-05-15 | Currently In Use | Gas | 8000 | Steel-Impressed Current | Fiberglass/Double Walled | Pressure |  | 1998-03-01 |  | 1998-03-01
310278 | 2 | 1976-05-15 | Currently In Use | Gas | 8000 | Steel-Impressed Current | Fiberglass/Double Walled | Pressure |  | 1998-03-01 |  | 1998-03-01
310280 | 1 | 1994-11-01 | Removed From Ground | Gas | 10000 | Bare Steel | Not Marked | Not Marked
310280 | 2 | 1994-11-01 | Removed From Ground | Gas | 10000 | Bare Steel | Not Marked | Not Marked
310280 | 3 | 1994-10-01 | Removed From Ground | Gas | 10000 | Bare Steel | Galvanized Steel | Not Marked
310280 | 4 | 1994-10-01 | Removed From Ground | Diesel | 10000 | Bare Steel | Galvanized Steel | Not Marked
310280 | A | 1994-11-14 | Removed From Ground | Gas | 10000 | Bare Steel | Galvanized Steel | Pressure
310280 | B | 1994-11-14 | Removed From Ground | Gas | 10000 | Bare Steel | Galvanized Steel | Pressure
310280 | C | 1994-10-31 | Removed From Ground | Gas | 10000 | Bare Steel | Galvanized Steel | Pressure
310280 | D | 1994-11-14 | Removed From Ground | Diesel | 10000 | Bare Steel | Galvanized Steel | Pressure
310280 | E | 1994-11-03 | Currently In Use | Diesel | 4000 | Steel-Galvanic | Fiberglass/Double Walled | Pressure |  | 1994-11-03 |  | 1994-11-03
310280 | F | 1994-11-03 | Currently In Use | Gas | 15000 | Steel-Galvanic | Fiberglass/Double Walled | Pressure |  | 1994-11-03 |  | 1994-11-03
310280 | G | 1994-11-03 | Currently In Use | Gas | 10000 | Steel-Galvanic | Fiberglass/Double Walled | Pressure |  | 1994-11-03 |  | 1994-11-03
310282 | 1 | 1977-05-02 | Currently In Use | Diesel | 5000 | Fiberglass | Fiberglass Reinforced Plastic | Suction: No Valve At The Tank |  | 1998-02-01 12:00 | Y | 1998-02-01 12:00
310283 | 1 | 1981-01-01 | Currently In Use | Gas | 10000 | Steel-Impressed Current | Impressed Current | Pressure |  | 1998-02-01 |  | 1998-02-01
310283 | 2 | 1981-01-01 | Currently In Use | Gas | 10000 | Steel-Impressed Current | Impressed Current | Pressure |  | 1998-02-01 |  | 1998-02-01
310283 | 3 | 1981-01-01 | Currently In Use | Diesel | 10000 | Steel-Impressed Current | Impressed Current | Pressure |  | 1998-02-01 |  | 1998-02-01
310284 | 1 | 1993-05-26 | Removed From Ground | Diesel | 285 | Bare Steel | Galvanized Steel | Not Marked
310285 | 1 | 1995-09-01 | Removed From Ground | Diesel | 285 | Bare Steel | Galvanized Steel | Suction: Valve At The Tank
310287 | 1 | 1989-05-01 | Removed From Ground | Diesel | 1011 | Bare Steel | Galvanized Steel | Not Marked
310287 | 2 | 1989-05-01 | Currently In Use | Diesel | 1000 | Fiberglass | Fiberglass Reinforced Plastic | Suction: No Valve At The Tank |  | 1998-02-01 |  | 1998-02-01
310288 | 1 | 1990-02-01 | Removed From Ground | Diesel | 2000 | Bare Steel | Bare Steel | Not Marked
310288 | 2 | 1990-02-09 | Currently In Use | Diesel | 10000 | Fiberglass | Fiberglass Reinforced Plastic | Suction: Valve At The Tank |  | 1995-09-01 |  | 1995-09-01
310289 | 1 | 1997-12-04 | Removed From Ground | Diesel | 15000 | Epoxy | Galvanized Steel | Pressure
310291 | 1 |  | Removed From Ground Date Unknown | Kerosene | 3000 | Bare Steel | Galvanized Steel | Not Marked
310291 | 2 |  | Removed From Ground Date Unknown | Diesel | 4000 | Bare Steel | Galvanized Steel | Not Marked
310291 | 3 |  | Removed From Ground Date Unknown | Kerosene | 6000 | Bare Steel | Galvanized Steel | Not Marked
310291 | 4 |  | Removed From Ground Date Unknown | Kerosene | 10000 | Bare Steel | Galvanized Steel | Not Marked
310291 | 5 |  | Removed From Ground Date Unknown | Kerosene | 10000 | Bare Steel | Galvanized Steel | Not Marked
310292 | 1 | 1991-11-11 | Removed From Ground | Gas | 2000 | Bare Steel | Unknown | Not Marked
310293 | 1 | 1995-02-22 | Removed From Ground | Diesel | 2000 | Cathodically Protected Steel | Galvanized Steel | Not Marked
310296 | 2 | 1992-12-17 | Removed From Ground | Gas | 15000 | Bare Steel | Unknown | Not Marked
310296 | 3 | 1995-06-02 | Removed From Ground | Other | 1000 | Not Marked/Unknown | Unknown | Not Marked
310297 | 1 |  | Removed From Ground Date Unknown | Gas | 2000 | Bare Steel | Unknown | Not Marked
310298 | 1 |  | Removed From Ground Date Unknown | Diesel | 20000 | Marked Unknown | Fiberglass Reinforced Plastic | Suction: Valve At The Tank
310298 | 2 | 2002-02-04 | Removed From Ground | Diesel | 20000 | Fiberglass | Fiberglass Reinforced Plastic | Suction: No Valve At The Tank |  | 1992-12-01 |  | 1992-12-01
310300 | 1 | 1993-07-01 | Removed From Ground | Other | 550 | Composite | Galvanized Steel | Suction: Valve At The Tank
310300 | 2 | 1993-07-01 | Removed From Ground | Used Oil | 550 | Composite | Galvanized Steel | Gravity Fed | Y |  | Y
310302 | 1 | 2008-05-09 | Removed From Ground | Gas | 10000 | Fiberglass | Fiberglass Reinforced Plastic | Pressure |  | 1994-09-20 |  | 1994-09-20
310302 | 2 | 2008-05-09 | Removed From Ground | Gas | 10000 | Fiberglass | Fiberglass Reinforced Plastic | Pressure |  | 1994-09-20 |  | 1994-09-20
310302 | 3 | 2008-05-09 | Removed From Ground | Gas | 10000 | Fiberglass | Fiberglass Reinforced Plastic | Pressure |  | 1994-09-20 |  | 1994-09-20
310302 | 4A | 2010-04-07 | Currently In Use | Gas | 10000 | Fiberglass Double Walled | Double Walled Flex | Pressure | N | 2010-04-14 | N | 2010-04-14
310302 | 4B | 2010-04-07 | Currently In Use | Gas | 4000 | Fiberglass Double Walled | Double Walled Flex | Pressure | N | 2010-04-14 | N | 2010-04-14
310303 | J-492325 | 2001-01-01 | Closed In Ground | Used Oil | 560 | Cathodically Protected Steel | Galvanized Steel | Gravity Fed | Y |  | Y | 1993-10-13
310303 | J-502533 | 2001-01-01 | Closed In Ground | Other | 560 | Cathodically Protected Steel | Galvanized Steel | Suction: Valve At The Tank |  |  |  | 1993-10-13
310303 | J-507123 | 2001-01-01 | Closed In Ground | Other | 560 | Cathodically Protected Steel | Galvanized Steel | Suction: Valve At The Tank |  |  |  | 1993-10-13
310303 | J-507130 | 2001-01-01 | Closed In Ground | Other | 1000 | Cathodically Protected Steel | Galvanized Steel | Suction: Valve At The Tank |  |  |  | 1993-10-13
310304 | 1 | 1997-03-22 | Removed From Ground | Gas | 500 | Bare Steel | Bare Steel | Suction: No Valve At The Tank
310305 | 1 | 1984-05-08 | Currently In Use | Diesel | 30000 | Steel-Impressed Current | Impressed Current | Suction: Valve At The Tank |  | 1989-08-03 |  | 1989-08-03
310305 | 2 | 1989-07-01 | Removed From Ground | Diesel | 15000 | Bare Steel | Bare Steel | Pressure
310306 | 1 |  | Removed From Ground Date Unknown | Gas | 6000 | Bare Steel | Galvanized Steel | Not Marked
310306 | 2 |  | Removed From Ground Date Unknown | Gas | 2000 | Marked Unknown | Unknown | Not Marked
310306 | 3 |  | Removed From Ground Date Unknown | Gas | 2000 | Marked Unknown | Unknown | Not Marked
310306 | 4 |  | Removed From Ground Date Unknown | Gas | 2000 | Marked Unknown | Unknown | Not Marked
310308 | 1 | 1998-10-01 | Removed From Ground | Other | 5000 | Cathodically Protected Steel | Galvanized Steel | Suction: Valve At The Tank
310308 | 2 | 1998-10-01 | Removed From Ground | Other | 3000 | Cathodically Protected Steel | Galvanized Steel | Suction: Valve At The Tank
310308 | 3 | 1998-10-01 | Removed From Ground | Used Oil | 2000 | Cathodically Protected Steel | Galvanized Steel | Not Marked | Y |  | Y
310309 | 1 | 1986-11-01 | Currently In Use | Gas | 10000 | Fiberglass | Fiberglass Reinforced Plastic | Pressure |  | 1994-09-07 12:00 | Y | 1994-09-07 12:00
310309 | 2 | 1986-11-01 | Currently In Use | Gas | 10000 | Fiberglass | Fiberglass Reinforced Plastic | Pressure |  | 1994-09-07 12:00 | Y | 1994-09-07 12:00
310309 | 3 | 1986-11-01 | Currently In Use | Gas | 10000 | Fiberglass | Fiberglass Reinforced Plastic | Pressure |  | 1994-09-07 12:00 | Y | 1994-09-07 12:00
310311 | 1 | 1993-04-06 | Removed From Ground | Gas | 1000 | Bare Steel | Bare Steel | Suction: No Valve At The Tank
310311 | 2 | 2003-03-31 | Removed From Ground | Diesel | 1000 | Not Marked/Unknown | Double Walled | Suction: No Valve At The Tank |  | 1998-06-26 |  | 1998-06-26
310311 | 3 | 2003-03-31 | Removed From Ground | Gas | 550 | Not Marked/Unknown | Double Walled | Suction: No Valve At The Tank |  | 1998-06-26 |  | 1998-06-26
310311 | 4 | 2003-03-31 | Removed From Ground | Kerosene | 550 | Not Marked/Unknown | Double Walled | Suction: No Valve At The Tank |  | 1998-06-26 |  | 1998-06-26
310312 | 1 | 1988-01-01 | Removed From Ground | Used Oil | 550 | Bare Steel | Galvanized Steel | Not Marked | Y |  | Y
310312 | 2 | 1988-01-01 | Removed From Ground | Other | 550 | Bare Steel | Galvanized Steel | Not Marked
310312 | 3 | 1988-01-01 | Removed From Ground | Other | 550 | Bare Steel | Galvanized Steel | Not Marked
310313 | 1 | 1992-01-01 | Currently In Use | Gas | 8000 | STIP-3 | Cathodically Protected | Pressure |  | 1992-01-01 |  | 1992-01-01
310313 | 2 | 2011-12-09 | Temporarily Out Of Use | Gas | 8000 | STIP-3 | Cathodically Protected | Pressure |  | 1998-01-01 |  | 1998-01-01
310313 | 3 | 1969-01-05 | Currently In Use | Gas | 8000 | STIP-3 | Cathodically Protected | Pressure |  | 1998-01-01 |  | 1998-01-01
310313 | 4 | 1969-01-05 | Currently In Use | Diesel | 4000 | STIP-3 | Cathodically Protected | Pressure |  | 2006-02-17 12:00 |  | 1998-02-17 12:00
310313 | 5 | 2000-10-10 | Removed From Ground | Kerosene | 1000 | Not Marked/Unknown | Bare Steel | Pressure
310314 | 1 | 1986-06-03 | Currently In Use | Gas | 8000 | Steel-Galvanic | Cathodically Protected | Pressure | Y | 1998-04-01 12:00 |  | 1998-04-01 12:00
310314 | 2 | 1986-06-03 | Currently In Use | Gas | 8000 | Steel-Galvanic | Cathodically Protected | Pressure | Y | 1998-04-01 12:00 |  | 1998-04-01 12:00
310314 | 3 | 1986-06-03 | Currently In Use | Diesel | 8000 | Steel-Galvanic | Cathodically Protected | Pressure | Y | 1998-04-01 12:00 |  | 1998-04-01 12:00
310315 | 1 | 2009-05-06 | Removed From Ground | Gas | 9816 | Fiberglass | Fiberglass Reinforced Plastic | Pressure |  | 1998-08-12 12:00 |  | 1987-02-01 12:00
310315 | 2 | 2009-05-06 | Removed From Ground | Gas | 9816 | Fiberglass | Fiberglass Reinforced Plastic | Pressure |  | 1998-08-12 12:00 |  | 1987-02-01 12:00
310315 | 3 | 2009-05-06 | Removed From Ground | Gas | 9816 | Fiberglass | Fiberglass Reinforced Plastic | Pressure |  | 1998-08-12 12:00 |  | 1987-02-01 12:00
310316 | 1 | 2011-05-24 | Temporarily Out Of Use | Gas | 10000 | STIP-3 | Galvanic | Pressure |  | 1986-01-01 |  | 1986-01-01
310316 | 2 | 2011-05-24 | Temporarily Out Of Use | Gas | 10000 | STIP-3 | Galvanic | Pressure |  | 1986-01-01 |  | 1986-01-01
310316 | 3 | 2011-05-24 | Temporarily Out Of Use | Gas | 10000 | STIP-3 | Galvanic | Pressure |  | 1986-01-01 |  | 1986-01-01
310316 | 4 | 2011-05-24 | Temporarily Out Of Use | Gas | 10000 | STIP-3 | Galvanic | Pressure |  | 1986-01-01 |  | 1986-01-01
310318 | 1 |  | Permanently Out Of Use | Gas | 800 | Bare Steel | Galvanized Steel | Not Marked
310318 | 2 |  | Permanently Out Of Use | Diesel | 1000 | Bare Steel | Galvanized Steel | Not Marked
310318 | 3 | 2009-02-01 | Removed From Ground | Gas | 1000 | Composite | Fiberglass Reinforced Plastic | Not Marked |  | 1991-01-04 |  | 1991-01-04
310318 | 4 | 2009-02-01 | Removed From Ground | Diesel | 8000 | Composite | Fiberglass Reinforced Plastic | Not Marked |  | 1991-01-04 |  | 1991-01-04
310319 | 1 | 1991-02-04 | Removed From Ground | Gas | 10000 | Bare Steel | Galvanized Steel | Not Marked
310319 | 2 | 1991-02-04 | Removed From Ground | Gas | 10000 | Bare Steel | Galvanized Steel | Not Marked
310319 | 3 | 1991-02-04 | Removed From Ground | Used Oil | 550 | Bare Steel | Galvanized Steel | Not Marked | Y |  | Y
310319 | 4 | 1997-12-01 | Removed From Ground | Gas | 1000 | Bare Steel | Not Marked | Not Marked
310319 | 5 | 1994-01-20 | Removed From Ground | Heating Oil | 150 | Bare Steel | Not Marked | Not Marked
310319 | 6 | 1997-12-01 | Removed From Ground | Diesel | 500 | Not Marked/Unknown | Not Marked | Not Marked
310320 | 1 | 1986-01-01 | Currently In Use | Gas | 8000 | Composite | Fiberglass/Double Walled | Pressure |  | 1998-10-01 |  | 1998-10-01
310320 | 2 | 1986-01-01 | Currently In Use | Gas | 8000 | Composite | Fiberglass/Double Walled | Pressure |  | 1998-10-01 |  | 1998-10-01
310320 | 3 | 1986-01-01 | Currently In Use | Gas | 8000 | Composite | Fiberglass/Double Walled | Pressure |  | 1998-10-01 |  | 1998-10-01
310320 | 4 | 1986-01-01 | Currently In Use | Diesel | 6000 | Composite | Fiberglass/Double Walled | Pressure |  | 1998-10-01 |  | 1998-10-01
310320 | 5 | 2002-01-01 | Temporarily Out Of Use | Kerosene | 2000 | Composite | Fiberglass/Double Walled | Pressure |  | 1998-10-01 |  | 1998-10-01
310321 | 1 | 1995-05-04 | Removed From Ground | Used Oil | 550 | Marked Unknown | Unknown | Not Marked | Y |  | Y
310325 | 1 | 1995-09-21 | Removed From Ground | Diesel | 10000 | Fiberglass | Fiberglass Reinforced Plastic | Not Marked
310325 | 2 | 1995-09-21 | Removed From Ground | Gas | 6000 | Fiberglass | Fiberglass Reinforced Plastic | Not Marked
310325 | 3 | 1995-09-21 | Removed From Ground | Used Oil | 1000 | Marked Unknown | Unknown | Not Marked | Y |  | Y
310325 | 4 | 1995-09-21 | Removed From Ground | Other | 1000 | Marked Unknown | Unknown | Not Marked
310325 | 5 | 1995-09-21 | Removed From Ground | Other | 1000 | Marked Unknown | Unknown | Not Marked
310325 | 6 | 1995-09-21 | Removed From Ground | Other | 1000 | Marked Unknown | Unknown | Not Marked
312000 | 1 | 1988-06-29 | Currently In Use | Gas | 10000 | Fiberglass | Fiberglass Reinforced Plastic | Pressure |  | 1988-06-29 |  | 1988-06-29
312000 | 2 | 1988-06-29 | Currently In Use | Gas | 10000 | Fiberglass | Fiberglass Reinforced Plastic | Pressure |  | 1988-06-29 |  | 1988-06-29
312000 | 3 | 1988-06-29 | Currently In Use | Gas | 10000 | Fiberglass | Fiberglass Reinforced Plastic | Pressure |  | 1988-06-29 |  | 1988-06-29
312000 | 4 | 1988-06-29 | Currently In Use | Diesel | 4000 | Fiberglass | Fiberglass Reinforced Plastic | Pressure |  | 1988-06-29 |  | 1988-06-29
312000 | 5 | 1988-06-29 | Currently In Use | Kerosene | 2000 | Fiberglass | Fiberglass Reinforced Plastic | Pressure |  | 1988-06-29 |  | 1988-06-29
312001 | 1 | 1988-05-31 | Currently In Use | Gas | 10000 | Fiberglass | Fiberglass Reinforced Plastic | Pressure |  | 1988-05-31 |  | 1988-05-31
312001 | 2 | 1988-05-31 | Currently In Use | Gas | 10000 | Fiberglass | Fiberglass Reinforced Plastic | Pressure |  | 1988-05-31 |  | 1988-05-31
312001 | 3 | 1988-05-31 | Currently In Use | Gas | 10000 | Fiberglass | Fiberglass Reinforced Plastic | Pressure |  | 1988-05-31 |  | 1988-05-31
312001 | 4 | 1988-05-31 | Currently In Use | Diesel | 4000 | Fiberglass | Fiberglass Reinforced Plastic | Pressure |  | 1988-05-31 |  | 1988-05-31
312001 | 5 | 1988-05-31 | Currently In Use | Kerosene | 2000 | Fiberglass | Fiberglass Reinforced Plastic | Pressure |  | 1988-05-31 |  | 1988-05-31
312002 | 1 | 1988-03-16 | Currently In Use | Gas | 10000 | Fiberglass | Fiberglass Reinforced Plastic | Pressure |  | 1988-03-16 |  | 1988-03-16
312002 | 2 | 1988-03-16 | Currently In Use | Gas | 10000 | Fiberglass | Fiberglass Reinforced Plastic | Pressure |  | 1988-03-16 |  | 1988-03-16
312002 | 3 | 1988-03-16 | Currently In Use | Gas | 10000 | Fiberglass | Fiberglass Reinforced Plastic | Pressure |  | 1988-03-16 |  | 1988-03-16
312002 | 4 | 1988-03-16 | Currently In Use | Diesel | 4000 | Fiberglass | Fiberglass Reinforced Plastic | Pressure |  | 1988-03-16 |  | 1988-03-16
312002 | 5 | 1988-03-16 | Currently In Use | Kerosene | 2000 | Fiberglass | Fiberglass Reinforced Plastic | Pressure |  | 1988-03-16 |  | 1988-03-16
312003 | 1 | 2001-12-01 | Removed From Ground | Gas | 10000 | Cathodically Protected Steel | Fiberglass Reinforced Plastic | Not Marked
312003 | 2 | 2001-12-01 | Removed From Ground | Gas | 10000 | Cathodically Protected Steel | Fiberglass Reinforced Plastic | Not Marked
312003 | 3 | 2001-12-01 | Removed From Ground | Gas | 10000 | Cathodically Protected Steel | Fiberglass Reinforced Plastic | Not Marked
312003 | 4 | 2001-12-01 | Removed From Ground | Diesel | 4000 | Cathodically Protected Steel | Fiberglass Reinforced Plastic | Not Marked
312003 | 5 | 2001-12-01 | Removed From Ground | Kerosene | 2000 | Cathodically Protected Steel | Fiberglass Reinforced Plastic | Not Marked
312004 | 1 | 1987-11-04 | Currently In Use | Gas | 10000 | Epoxy | Fiberglass Reinforced Plastic | Not Marked |  | 1988-01-01 |  | 1988-01-01
312004 | 2 | 1987-11-04 | Currently In Use | Gas | 10000 | Epoxy | Fiberglass Reinforced Plastic | Not Marked |  | 1988-01-01 |  | 1988-01-01
312004 | 3 | 1987-11-04 | Currently In Use | Gas | 10000 | Epoxy | Fiberglass Reinforced Plastic | Not Marked |  | 1988-01-01 |  | 1988-01-01
312004 | 4 | 1987-11-04 | Currently In Use | Diesel | 4000 | Epoxy | Fiberglass Reinforced Plastic | Not Marked |  | 1988-01-01 |  | 1988-01-01
312005 | 1 | 1999-01-13 | Removed From Ground | Diesel | 10000 | Bare Steel | Bare Steel | Pressure
312005 | 2 | 1999-01-13 | Removed From Ground | Diesel | 10000 | Cathodically Protected Steel | Bare Steel | Pressure
312005 | 3 | 1996-10-30 | Removed From Ground | Other | 1000 | Cathodically Protected Steel | Bare Steel | Suction: No Valve At The Tank
312005 | 4 | 1996-10-30 | Removed From Ground | Used Oil | 1000 | Cathodically Protected Steel | Bare Steel | Gravity Fed | Y |  | Y
312005 | 5 | 1999-12-23 | Currently In Use | Diesel | 12000 | Double Walled | Fiberglass/Double Walled | Pressure |  | 1999-12-23 |  | 1999-12-23
312006 | 1 | 1987-08-03 | Currently In Use | Diesel | 20000 | Steel-Impressed Current | Impressed Current | Pressure |  | 1997-09-24 |  | 1995-01-01
312006 | 2 | 1987-08-03 | Currently In Use | Diesel | 20000 | Steel-Impressed Current | Impressed Current | Pressure |  | 1997-09-24 |  | 1995-01-01
312006 | 3 | 1999-04-01 | Removed From Ground | Other | 8000 | Cathodically Protected Steel | Galvanized Steel | Suction: Valve At The Tank |  | 1997-09-24 |  | 1995-01-01
312006 | 4 | 1999-04-01 | Removed From Ground | Used Oil | 8000 | Cathodically Protected Steel | Galvanized Steel | Gravity Fed | Y |  | Y
312006 | 5 | 1999-04-01 | Removed From Ground | Other | 2000 | Cathodically Protected Steel | Galvanized Steel | Suction: Valve At The Tank |  | 1997-09-24 |  | 1995-01-01
312006 | 6 | 1999-04-01 | Removed From Ground | Other | 4000 | Cathodically Protected Steel | Galvanized Steel | Suction: No Valve At The Tank |  | 1997-09-24 |  | 1995-01-01
312007 | 1 | 2000-06-01 | Closed In Ground | Empty | 4000 | Fiberglass | Fiberglass Reinforced Plastic | Suction: No Valve At The Tank
312007 | 2 | 2000-06-01 | Closed In Ground | Empty | 4000 | Fiberglass | Fiberglass Reinforced Plastic | Suction: No Valve At The Tank
312007 | 3 |  | Permanently Out Of Use | Other | 10000 | Fiberglass | Not Marked | Pressure
312007 | 4 | 2000-06-01 | Closed In Ground | Other | 4000 | Fiberglass | Not Marked | Gravity Fed | Y |  | Y
312007 | 5 |  | Permanently Out Of Use | Other | 2000 | Fiberglass | Fiberglass Reinforced Plastic | Pressure
320001 | 1 | 1994-02-14 | Removed From Ground | Gas | 560 | Bare Steel | Galvanized Steel | Suction: No Valve At The Tank
320002 | 1 | 1988-01-01 | Closed In Ground | Empty | 8000 | Bare Steel | Galvanized Steel | Not Marked
320004 | 1 | 1992-02-01 | Removed From Ground | Gas | 8000 | Bare Steel | Galvanized Steel | Not Marked
320006 | 1 | 1986-04-21 | Removed From Ground | Diesel | 2000 | Bare Steel | Galvanized Steel | Not Marked
320006 | 2 | 1986-04-21 | Removed From Ground | Gas | 2000 | Bare Steel | Galvanized Steel | Not Marked
320008 | 1 | 1988-02-01 | Removed From Ground | Gas | 4000 | Bare Steel | Galvanized Steel | Not Marked
320008 | 2 | 1988-02-01 | Removed From Ground | Diesel | 1000 | Bare Steel | Galvanized Steel | Not Marked
320008 | 3 | 2001-10-01 | Removed From Ground | Gas | 6000 | Double Walled | Fiberglass Reinforced Plastic | Not Marked |  | 1998-05-18 |  | 1988-02-01
320008 | 4 | 2001-10-01 | Removed From Ground | Diesel | 2500 | Double Walled | Fiberglass Reinforced Plastic | Not Marked |  | 1998-05-18 |  | 1988-02-01
320009 | 1 | 1994-06-01 | Removed From Ground | Other | 2000 | Bare Steel | Galvanized Steel | Suction: No Valve At The Tank
320010 | 1 | 1994-04-25 | Removed From Ground | Gas | 2000 | Bare Steel | Galvanized Steel | Suction: No Valve At The Tank
320010 | 2 | 1994-04-25 | Removed From Ground | Diesel | 560 | Bare Steel | Galvanized Steel | Suction: No Valve At The Tank
320010 | 3 | 1994-04-25 | Removed From Ground | Diesel | 560 | Bare Steel | Galvanized Steel | Suction: No Valve At The Tank
320010 | 4 | 2010-09-01 | Removed From Ground | Gas | 1000 | Steel-Galvanic | Cathodically Protected | Suction: No Valve At The Tank |  | 1994-06-27 |  | 1994-06-27
320010 | 5 | 2010-09-01 | Removed From Ground | Diesel | 1000 | Steel-Galvanic | Cathodically Protected | Suction: No Valve At The Tank |  | 1994-06-27 |  | 1997-06-27
320011 | 1 | 1994-06-20 | Removed From Ground | Gas | 2000 | Bare Steel | Galvanized Steel | Suction: No Valve At The Tank
320011 | 2 | 1994-06-20 | Removed From Ground | Diesel | 560 | Bare Steel | Galvanized Steel | Suction: No Valve At The Tank
320011 | 3 | 1994-06-20 | Removed From Ground | Other | 560 | Bare Steel | Galvanized Steel | Suction: No Valve At The Tank
320011 | 4 | 2006-05-31 | Removed From Ground | Gas | 1000 | Steel-Galvanic | Cathodically Protected | Suction: No Valve At The Tank |  | 1994-06-22 |  | 1994-06-22
320011 | 5 | 2006-05-31 | Removed From Ground | Diesel | 1000 | Steel-Galvanic | Cathodically Protected | Suction: No Valve At The Tank |  | 1994-06-22 |  | 1994-06-22
320011 | 6 | 2006-06-06 | Currently In Use | Diesel | 2500 | Fiberglass Double Walled | Fiberglass Reinforced Plastic | Suction: No Valve At The Tank | N | 2006-06-06 | N | 2006-06-06
320012 | 10413-1 | 1990-11-01 | Removed From Ground | Gas | 1000 | Bare Steel | Galvanized Steel | Not Marked
320012 | 413G1 | 2004-03-15 | Removed From Ground | Gas | 1010 | Cathodically Protected Steel | Cathodically Protected | Suction: Valve At The Tank |  | 1988-11-02 |  | 1988-11-02
320013 | 1 | 1987-09-01 | Removed From Ground | Empty | 500 | Bare Steel | Unknown | Not Marked
320014 | 1 | 1988-01-01 | Removed From Ground | Diesel | 10152 | Bare Steel | Unknown | Not Marked
320015 | 1 | 1988-01-01 | Removed From Ground | Diesel | 1065 | Bare Steel | Unknown | Not Marked
320015 | 2 | 1988-01-01 | Removed From Ground | Gas | 550 | Bare Steel | Unknown | Not Marked
320015 | 3 | 1988-01-01 | Removed From Ground | Gas | 550 | Bare Steel | Unknown | Not Marked
320016 | 1 | 1992-07-16 | Removed From Ground | Kerosene | 3000 | Bare Steel | Copper | Not Marked
320017 | 1 |  | Permanently Out Of Use | Kerosene | 3000 | Bare Steel | Copper | Not Marked
320018 | 1 | 1982-03-08 | Currently In Use | Gas | 8000 | Steel-Impressed Current | Impressed Current | Suction: Valve At The Tank |  | 1997-04-15 |  | 1997-04-15
320018 | 2 | 1982-03-08 | Currently In Use | Gas | 8000 | Steel-Impressed Current | Impressed Current | Pressure |  | 1997-04-15 |  | 1997-04-15
320019 | 1 | 1988-12-01 | Removed From Ground | Gas | 500 | Bare Steel | Copper | Suction: No Valve At The Tank
320020 | 1 | 1993-12-15 | Removed From Ground | Used Oil | 350 | Bare Steel | Bare Steel | Not Marked | Y |  | Y
320021 | 1 | 1993-12-06 | Removed From Ground | Gas | 560 | Bare Steel | Galvanized Steel | Not Marked
320021 | 2 | 1993-12-06 | Removed From Ground | Diesel | 1000 | Bare Steel | Galvanized Steel | Not Marked
320022 | 1 | 2003-12-08 | Removed From Ground | Diesel | 3000 | Steel-Impressed Current | Cathodically Protected | Suction: No Valve At The Tank |  | 1997-07-01 |  | 1997-07-01
320022 | 2 | 2003-12-08 | Removed From Ground | Gas | 2000 | Steel-Impressed Current | Cathodically Protected | Suction: No Valve At The Tank |  | 1997-07-01 |  | 1997-07-01
320022 | 3 | 2003-12-08 | Removed From Ground | Gas | 2000 | Steel-Impressed Current | Cathodically Protected | Suction: No Valve At The Tank |  | 1997-07-01 |  | 1997-07-01
320022 | 4 | 2000-02-25 | Removed From Ground | Used Oil | 560 | Bare Steel | Galvanized Steel | Gravity Fed | Y |  | Y
320022 | 5 | 1973-03-01 | Permanently Out Of Use | Kerosene | 560 | Bare Steel | Galvanized Steel | Not Marked
320023 | 1 | 1994-04-20 | Removed From Ground | Gas | 4000 | Bare Steel | Galvanized Steel | Suction: No Valve At The Tank
320023 | 2 | 1994-04-20 | Removed From Ground | Gas | 4000 | Bare Steel | Galvanized Steel | Suction: No Valve At The Tank
320023 | 3 | 1994-04-20 | Removed From Ground | Gas | 4000 | Bare Steel | Galvanized Steel | Suction: No Valve At The Tank
320023 | 4 | 1994-04-20 | Removed From Ground | Gas | 4000 | Bare Steel | Galvanized Steel | Suction: No Valve At The Tank
320023 | 5 | 1994-05-01 | Currently In Use | Gas | 6000 | Composite | Fiberglass Reinforced Plastic | Suction: Valve At The Tank |  | 1994-05-01 |  | 1994-05-01
320023 | 6A | 1994-05-01 | Currently In Use | Gas | 3000 | Composite | Fiberglass Reinforced Plastic | Suction: Valve At The Tank |  | 1994-05-01 |  | 1994-05-01
320023 | 6B | 1994-05-01 | Currently In Use | Gas | 3000 | Composite | Fiberglass Reinforced Plastic | Suction: Valve At The Tank |  | 1994-05-01 |  | 1994-05-01
320024 | 1 | 2001-02-13 | Removed From Ground | Gas | 10000 | Cathodically Protected Steel | Galvanized Steel | Suction: Valve At The Tank |  | 1997-02-07 |  | 1997-02-07
320024 | 2 | 2001-02-13 | Removed From Ground | Gas | 10000 | Cathodically Protected Steel | Galvanized Steel | Suction: Valve At The Tank |  | 1997-02-07 |  | 1997-02-07
320024 | 3 | 2006-09-05 | Currently In Use | Gas | 10000 | Fiberglass | Fiberglass Reinforced Plastic | Pressure | N | 2001-08-30 | N | 2001-08-30
320024 | 4 | 2006-09-05 | Currently In Use | Gas | 5000 | Fiberglass | Fiberglass Reinforced Plastic | Pressure | N | 2001-08-30 | N | 2001-08-30
320026 | 1 | 2007-10-22 | Temporarily Out Of Use | Gas | 2000 | Steel-Impressed Current | Impressed Current | Suction: Valve At The Tank |  | 1998-09-01 |  | 1998-09-01
320026 | 2 | 2007-10-22 | Temporarily Out Of Use | Gas | 2000 | Steel-Impressed Current | Impressed Current | Suction: Valve At The Tank |  | 1998-09-01 |  | 1994-03-10
320026 | 3 | 2007-10-22 | Temporarily Out Of Use | Gas | 2000 | Steel-Impressed Current | Impressed Current | Suction: Valve At The Tank |  | 1998-09-01 |  | 1998-09-01
320026 | 4 | 2007-10-22 | Temporarily Out Of Use | Gas | 4000 | Steel-Impressed Current | Impressed Current | Suction: Valve At The Tank |  | 1998-09-01 |  | 1998-09-01
320026 | 5 | 2007-10-22 | Temporarily Out Of Use | Diesel | 3000 | Steel-Impressed Current | Impressed Current | Suction: Valve At The Tank |  | 1998-09-01 |  | 1998-09-01
320026 | 6 | 1999-11-20 | Removed From Ground | Kerosene | 560 | Bare Steel | Galvanized Steel | Suction: Valve At The Tank
320027 | 1 | 2002-10-03 | Removed From Ground | Gas | 4000 | Steel-Impressed Current | Cathodically Protected | Suction: No Valve At The Tank |  | 1998-08-01 |  | 1998-03-01
320027 | 2 | 2002-10-03 | Removed From Ground | Gas | 4000 | Steel-Impressed Current | Cathodically Protected | Suction: No Valve At The Tank |  | 1998-08-01 |  | 1998-03-01
320027 | 3 | 2002-10-03 | Removed From Ground | Gas | 4000 | Steel-Impressed Current | Cathodically Protected | Suction: No Valve At The Tank |  | 1998-08-01 |  | 1998-03-01
320027 | 4 | 2002-10-03 | Removed From Ground | Diesel | 4000 | Steel-Impressed Current | Cathodically Protected | Suction: No Valve At The Tank |  | 1998-08-01 |  | 1986-05-01
320028 | 1 | 1988-05-01 | Removed From Ground | Gas | 2000 | Bare Steel | Galvanized Steel | Not Marked
320028 | 2 | 1988-05-01 | Removed From Ground | Gas | 2000 | Bare Steel | Galvanized Steel | Not Marked
320029 | 1 | 1989-07-15 | Removed From Ground | Gas | 4000 | Bare Steel | Galvanized Steel | Not Marked
320029 | 10 | 2016-05-31 | Temporarily Out Of Use | Gas | 8000 | Composite | Fiberglass Reinforced Plastic | Pressure |  | 1989-07-15 |  | 1989-07-15
320029 | 11 | 2016-05-31 | Temporarily Out Of Use | Gas | 8000 | Composite | Fiberglass Reinforced Plastic | Pressure |  | 1989-07-15 |  | 1989-07-15
320029 | 12 | 2016-05-31 | Temporarily Out Of Use | Gas | 8000 | Composite | Fiberglass Reinforced Plastic | Pressure |  | 1989-07-15 |  | 1989-07-15
320029 | 2 | 1989-07-15 | Removed From Ground | Gas | 4000 | Bare Steel | Galvanized Steel | Not Marked
320029 | 3 | 1989-07-15 | Removed From Ground | Gas | 4000 | Bare Steel | Galvanized Steel | Not Marked
320029 | 4 | 1989-07-15 | Removed From Ground | Gas | 4000 | Bare Steel | Galvanized Steel | Not Marked
320029 | 5 | 1989-07-15 | Removed From Ground | Gas | 4000 | Bare Steel | Galvanized Steel | Not Marked
320029 | 6 | 1989-07-15 | Removed From Ground | Diesel | 4000 | Bare Steel | Galvanized Steel | Not Marked
320029 | 7 | 1989-07-15 | Removed From Ground | Kerosene | 560 | Bare Steel | Galvanized Steel | Not Marked
320029 | 8 |  | Permanently Out Of Use | Diesel | 560 | Bare Steel | Galvanized Steel | Suction: No Valve At The Tank
320029 | 9 |  | Permanently Out Of Use | Used Oil | 250 | Bare Steel | Galvanized Steel | Gravity Fed | Y |  | Y
320029 | A | 1986-06-01 | Closed In Ground | Empty | 10000 | Bare Steel | Galvanized Steel | Suction: No Valve At The Tank
320029 | B | 1986-06-01 | Closed In Ground | Empty | 6000 | Bare Steel | Galvanized Steel | Suction: No Valve At The Tank
320029 | C | 1986-06-01 | Closed In Ground | Empty | 10000 | Bare Steel | Galvanized Steel | Suction: No Valve At The Tank
320029 | D |  | Closed In Ground Date Unknown | Diesel | 6000 | Bare Steel | Galvanized Steel | Suction: No Valve At The Tank
320029 | E |  | Closed In Ground Date Unknown | Diesel | 10000 | Bare Steel | Galvanized Steel | Suction: No Valve At The Tank
320029 | F |  | Closed In Ground Date Unknown | Diesel | 550 | Bare Steel | Galvanized Steel | Not Marked
320029 | G |  | Closed In Ground Date Unknown | Used Oil | 550 | Bare Steel | Galvanized Steel | Not Marked | Y |  | Y
320030 | 1 | 1992-01-01 | Removed From Ground | Diesel | 2000 | Bare Steel | Galvanized Steel | Suction: Valve At The Tank
320030 | 2 | 1992-01-01 | Removed From Ground | Gas | 560 | Bare Steel | Galvanized Steel | Suction: Valve At The Tank
320030 | 3 | 1992-01-01 | Removed From Ground | Gas | 1000 | Bare Steel | Galvanized Steel | Suction: Valve At The Tank
320030 | 4 | 1992-01-01 | Removed From Ground | Diesel | 280 | Bare Steel | Galvanized Steel | Suction: Valve At The Tank
320032 | 1 | 1991-10-15 | Removed From Ground | Gas | 10000 | Bare Steel | Galvanized Steel | Not Marked
320032 | 2 | 1991-10-15 | Removed From Ground | Gas | 10000 | Bare Steel | Galvanized Steel | Not Marked
320033 | 1 | 1995-02-16 | Removed From Ground | Diesel | 4000 | Bare Steel | Galvanized Steel | Suction: No Valve At The Tank
320033 | 2 | 1995-02-16 | Removed From Ground | Diesel | 2000 | Bare Steel | Galvanized Steel | Suction: No Valve At The Tank
320033 | 3 | 1995-02-16 | Removed From Ground | Gas | 1000 | Bare Steel | Galvanized Steel | Suction: No Valve At The Tank
320034 | PU-2 | 2005-05-17 | Removed From Ground | Gas | 4000 | Bare Steel | Galvanized Steel | Suction: Valve At The Tank
320034 | RU-1 | 2005-05-17 | Removed From Ground | Gas | 4000 | Bare Steel | Galvanized Steel | Suction: Valve At The Tank
320035 | 1 | 1993-12-06 | Removed From Ground | Diesel | 1000 | Bare Steel | Galvanized Steel | Not Marked
320036 | 1 | 1990-03-20 | Removed From Ground | Hazardous Substance | 1 | Bare Steel | Bare Steel | Not Marked
320037 | 1G | 2016-03-21 | Removed From Ground | Gas | 2000 | Steel-Impressed Current | Impressed Current | Suction: Valve At The Tank |  | 1997-07-01 |  | 1997-07-01
320037 | 2D | 2016-06-21 | Removed From Ground | Diesel | 2000 | Steel-Impressed Current | Impressed Current | Suction: Valve At The Tank |  | 1997-07-01 |  | 1997-07-01
320038 | A | 1997-12-01 | Removed From Ground | Gas | 2000 | Bare Steel | Galvanized Steel | Suction: No Valve At The Tank
320038 | B | 1997-12-01 | Removed From Ground | Gas | 2000 | Not Marked/Unknown | Galvanized Steel | Suction: No Valve At The Tank
320038 | C | 1997-12-01 | Removed From Ground | Gas | 2000 | Bare Steel | Galvanized Steel | Suction: No Valve At The Tank
320038 | D | 1997-12-01 | Removed From Ground | Diesel | 2000 | Bare Steel | Galvanized Steel | Suction: No Valve At The Tank
320038 | E | 1997-12-01 | Removed From Ground | Used Oil | 250 | Marked Unknown | Unknown | Not Marked | Y |  | Y
320038 | F | 1997-12-01 | Removed From Ground | Gas | 560 | Marked Unknown | Unknown | Suction: Valve At The Tank
320038 | G | 1997-12-01 | Removed From Ground | Gas | 560 | Marked Unknown | Unknown | Suction: Valve At The Tank
320038 | H | 1997-12-01 | Removed From Ground | Gas | 560 | Marked Unknown | Unknown | Suction: Valve At The Tank
320039 | 1 | 1993-06-08 | Removed From Ground | Gas | 560 | Bare Steel | Galvanized Steel | Not Marked
320039 | 2 | 1993-06-08 | Removed From Ground | Gas | 1000 | Bare Steel | Galvanized Steel | Not Marked
320039 | 3 | 1993-06-08 | Removed From Ground | Gas | 560 | Bare Steel | Galvanized Steel | Not Marked
320039 | 4 | 1993-06-08 | Removed From Ground | Diesel | 560 | Bare Steel | Galvanized Steel | Not Marked
320040 | 1 | 2008-02-28 | Currently In Use | Diesel | 4000 | Composite | Fiberglass Reinforced Plastic | Pressure |  | 1994-07-01 |  | 1994-07-01
320040 | 2 | 1994-07-15 | Currently In Use | Gas | 4000 | Composite | Fiberglass Reinforced Plastic | Pressure |  | 1994-07-01 |  | 1994-07-01
320040 | A | 2008-01-09 | Removed From Ground | Diesel | 4000 | Steel-Impressed Current | Cathodically Protected | Suction: Valve At The Tank |  | 1994-12-01 |  | 1994-07-01
320040 | B | 2006-08-01 | Currently In Use | Diesel | 8000 | Composite | Not Marked | Pressure | N | 2006-08-01 | N | 2006-08-01
320040 | C | 2006-08-01 | Currently In Use | Gas | 10000 | Composite | Not Marked | Pressure | N | 2006-08-01 | N | 2006-08-01
320041 | 1 | 1996-11-01 | Removed From Ground | Gas | 2000 | Bare Steel | Galvanized Steel | Suction: Valve At The Tank
320041 | 2 | 1996-11-01 | Removed From Ground | Gas | 1000 | Bare Steel | Galvanized Steel | Suction: Valve At The Tank
320041 | 3 | 1996-11-01 | Removed From Ground | Gas | 560 | Bare Steel | Galvanized Steel | Suction: Valve At The Tank
320041 | 4 | 1996-11-01 | Removed From Ground | Diesel | 3000 | Bare Steel | Galvanized Steel | Pressure
320043 | 1 | 1996-05-01 | Removed From Ground | Gas | 1000 | Bare Steel | Galvanized Steel | Not Marked
320043 | 2 | 1996-05-01 | Removed From Ground | Gas | 1000 | Bare Steel | Galvanized Steel | Not Marked
320043 | 3 | 1996-05-01 | Removed From Ground | Diesel | 1000 | Bare Steel | Galvanized Steel | Not Marked
320043 | 4 | 1996-05-01 | Currently In Use | Gas | 6000 | Composite | Fiberglass/Double Walled | Pressure |  | 1996-05-01 |  | 1996-05-01
320043 | 5 | 1996-05-01 | Currently In Use | Diesel | 3000 | Composite | Fiberglass/Double Walled | Pressure |  | 1996-05-01 |  | 1996-05-01
320043 | 6 | 1996-05-01 | Currently In Use | Diesel | 10000 | Composite | Fiberglass/Double Walled | Pressure |  | 1996-05-01 |  | 1996-05-01
320043 | T1 | 1996-05-06 | Removed From Ground | Gas | 500 | Bare Steel |  |  | N |  | N
320043 | T2 | 1996-05-06 | Removed From Ground | Gas | 1000 | Bare Steel |  |  | N |  | N
330001 | REG-1 | 1988-04-11 | Removed From Ground | Gas | 10000 | Bare Steel | Galvanized Steel | Not Marked
330001 | SUL-3 | 1988-04-11 | Removed From Ground | Gas | 8000 | Bare Steel | Galvanized Steel | Not Marked
330001 | UNL-2 | 1988-04-11 | Removed From Ground | Gas | 8000 | Bare Steel | Galvanized Steel | Not Marked
330002 | 1 | 1993-06-22 | Removed From Ground | Used Oil | 1000 | Bare Steel | Bare Steel | Gravity Fed | Y |  | Y
330003 | 1 | 1990-06-06 | Removed From Ground | Used Oil | 1000 | Bare Steel | Galvanized Steel | Not Marked | Y |  | Y
330004 | 1 | 1987-01-26 | Removed From Ground | Used Oil | 1000 | Bare Steel | Galvanized Steel | Not Marked | Y |  | Y
330005 | 1 | 1991-02-28 | Removed From Ground | Used Oil | 1000 | Bare Steel | Galvanized Steel | Not Marked | Y |  | Y
330006 | 1 | 1990-01-05 | Removed From Ground | Used Oil | 1000 | Bare Steel | Galvanized Steel | Not Marked | Y |  | Y
330007 | 1 | 1991-03-26 | Removed From Ground | Used Oil | 1000 | Bare Steel | Galvanized Steel | Not Marked | Y |  | Y
330008 | 1 | 1986-04-10 | Currently In Use | Gas | 5000 | Steel-Impressed Current | Cathodically Protected | Pressure |  | 1997-05-20 |  | 1997-05-20
330008 | 2 | 1986-04-10 | Currently In Use | Gas | 5000 | Steel-Impressed Current | Cathodically Protected | Pressure |  | 1997-05-20 |  | 1997-05-20
330008 | 3 | 1986-04-10 | Currently In Use | Gas | 5000 | Steel-Impressed Current | Cathodically Protected | Pressure |  | 1997-05-20 |  | 1997-05-20
330008 | 4 | 1986-04-10 | Currently In Use | Gas | 5000 | Steel-Impressed Current | Cathodically Protected | Pressure |  | 1997-05-20 |  | 1997-05-20
330010 | 1 | 1988-08-04 | Removed From Ground | Gas | 3000 | Bare Steel | Galvanized Steel | Not Marked
330011 | 1 | 1997-08-20 | Removed From Ground | Gas | 550 | Bare Steel | Bare Steel | Suction: No Valve At The Tank
330012 | 100#SOLV | 1992-10-01 | Removed From Ground | Gas | 5000 | Cathodically Protected Steel | Bare Steel | Not Marked
330012 | IPA | 1995-10-01 | Removed From Ground | Gas | 7000 | Cathodically Protected Steel | Bare Steel | Not Marked
330012 | MM | 1992-10-01 | Removed From Ground | Gas | 6000 | Cathodically Protected Steel | Bare Steel | Not Marked
330012 | MS | 1992-10-01 | Removed From Ground | Gas | 7000 | Cathodically Protected Steel | Bare Steel | Not Marked
330012 | SDA#3A | 1992-10-01 | Removed From Ground | Gas | 10000 | Cathodically Protected Steel | Bare Steel | Not Marked
330012 | SOLTROL#50 | 1992-10-01 | Removed From Ground | Gas | 5000 | Cathodically Protected Steel | Bare Steel | Not Marked
330012 | TT | 1992-10-01 | Removed From Ground | Gas | 10000 | Cathodically Protected Steel | Bare Steel | Not Marked
330013 | 1 | 1999-02-01 | Removed From Ground | Diesel | 12000 | Bare Steel | Galvanized Steel | Not Marked
330013 | 2 | 1999-02-01 | Removed From Ground | Gas | 2000 | Bare Steel | Galvanized Steel | Not Marked
330014 | 1 | 1990-01-01 | Removed From Ground | Diesel | 6000 | Marked Unknown | Unknown | Not Marked
330014 | 2 | 1990-01-01 | Removed From Ground | Used Oil |  | Marked Unknown | Unknown | Not Marked | Y |  | Y
330014 | 3 | 1990-01-01 | Removed From Ground | Hazardous Substance | 1000 | Marked Unknown | Unknown | Not Marked
330014 | 4 | 1990-01-01 | Removed From Ground | Hazardous Substance | 1000 | Marked Unknown | Unknown | Not Marked
330015 | 1 | 1975-04-12 | Currently In Use | Diesel | 20000 | Steel-Impressed Current | Impressed Current | Not Marked |  | 1996-06-26 |  | 1996-06-26
330015 | 2 | 1996-10-01 | Removed From Ground | Diesel | 1000 | Bare Steel | Galvanized Steel | Not Marked
330015 | 3 | 1994-03-01 | Removed From Ground | Gas | 500 | Bare Steel | Copper | Not Marked
330015 | 4 | 1992-03-01 | Removed From Ground | Diesel | 8000 | Bare Steel | Copper | Not Marked
330015 | 6 | 2006-03-30 | Currently In Use | Diesel | 30000 | Fiberglass Double Walled | Fiberglass/Double Walled | Pressure | N | 2006-03-30 | N | 2006-03-30
330017 | 1 | 2003-02-20 | Currently In Use | Gas | 10000 | Steel-Impressed Current | Fiberglass/Double Walled | Pressure |  | 1997-08-02 |  | 1997-08-02
330017 | 2 | 2015-03-17 | Temporarily Out Of Use | Gas | 10000 | Steel-Impressed Current | Fiberglass/Double Walled | Pressure |  | 1997-08-02 |  | 1997-08-02
330017 | 3 | 2003-02-20 | Currently In Use | Gas | 10000 | Steel-Impressed Current | Fiberglass/Double Walled | Pressure |  | 1997-08-02 |  | 1997-08-02
330017 | 5 | 2003-02-20 | Currently In Use | Diesel | 10000 | Steel-Impressed Current | Fiberglass/Double Walled | Pressure |  | 1997-08-02 |  | 1997-08-02
330018 | NO-LEAD1 | 1991-08-13 | Removed From Ground | Gas | 10000 | Bare Steel | Galvanized Steel | Not Marked
330018 | NO-LEAD2 | 1991-08-13 | Removed From Ground | Gas | 10000 | Bare Steel | Galvanized Steel | Not Marked
330018 | REG | 1991-08-13 | Removed From Ground | Gas | 10000 | Bare Steel | Galvanized Steel | Not Marked
330018 | XTRA | 1991-08-13 | Removed From Ground | Gas | 10000 | Bare Steel | Galvanized Steel | Not Marked
330019 | 4 | 1991-11-07 | Removed From Ground | Gas | 6047 | Bare Steel | Galvanized Steel | Not Marked
330019 | NO-LEAD | 1991-11-07 | Removed From Ground | Gas | 10270 | Bare Steel | Galvanized Steel | Not Marked
330019 | REG | 1991-11-07 | Removed From Ground | Gas | 15060 | Bare Steel | Galvanized Steel | Not Marked
330019 | XTRA | 1991-11-07 | Removed From Ground | Gas | 6047 | Bare Steel | Galvanized Steel | Not Marked
330020 | 1 | 2003-02-20 | Currently In Use | Gas | 10270 | Steel-Impressed Current | Fiberglass Reinforced Plastic | Pressure |  | 1997-08-02 |  | 1997-08-02
330020 | 2 | 2003-02-20 | Currently In Use | Gas | 10270 | Steel-Impressed Current | Fiberglass Reinforced Plastic | Pressure |  | 1997-08-02 |  | 1997-08-02
330020 | 3 | 2003-02-20 | Currently In Use | Gas | 10270 | Steel-Impressed Current | Fiberglass Reinforced Plastic | Pressure |  | 1997-08-02 |  | 1997-08-02
330020 | 4 | 2003-02-20 | Currently In Use | Diesel | 10270 | Steel-Impressed Current | Fiberglass Reinforced Plastic | Pressure |  | 1997-08-02 |  | 1997-08-02
330021 | 1 | 2013-05-17 | Temporarily Out Of Use | Gas | 12046 | Composite | Fiberglass/Double Walled | Pressure |  | 1991-03-01 |  | 1991-03-01
330021 | 2 | 2013-05-17 | Temporarily Out Of Use | Gas | 12046 | Composite | Fiberglass/Double Walled | Pressure |  | 1991-03-01 |  | 1991-03-01
330021 | 3 | 2013-05-17 | Temporarily Out Of Use | Gas | 12046 | Composite | Fiberglass/Double Walled | Pressure |  | 1991-03-01 |  | 1991-03-01
330022 | NO-LEAD |  | Permanently Out Of Use | Gas | 10270 | Bare Steel | Galvanized Steel | Not Marked
330022 | REG |  | Permanently Out Of Use | Gas | 15000 | Bare Steel | Galvanized Steel | Not Marked
330022 | XTRA |  | Permanently Out Of Use | Gas | 15000 | Bare Steel | Galvanized Steel | Not Marked
330024 | NO-LEAD | 1991-10-01 | Removed From Ground | Gas | 10270 | Bare Steel | Galvanized Steel | Not Marked
330024 | REG | 1991-10-01 | Removed From Ground | Gas | 15060 | Bare Steel | Galvanized Steel | Not Marked
330024 | XTRA | 1991-10-01 | Removed From Ground | Gas | 15060 | Bare Steel | Galvanized Steel | Not Marked
330025 | 1 | 1992-11-12 | Removed From Ground | Empty | 15000 | Bare Steel | Galvanized Steel | Not Marked
330025 | 2 | 1992-11-12 | Removed From Ground | Empty | 6000 | Bare Steel | Galvanized Steel | Not Marked
330025 | 3 | 1992-11-12 | Removed From Ground | Empty | 6000 | Bare Steel | Galvanized Steel | Not Marked
330030 | 1 | 1997-08-14 | Removed From Ground | Gas | 1000 | Bare Steel | Galvanized Steel | Suction: Valve At The Tank
330030 | 2 | 1997-08-14 | Removed From Ground | Diesel | 2000 | Bare Steel | Galvanized Steel | Suction: Valve At The Tank
330030 | 3 | 1997-08-14 | Removed From Ground | Gas | 1000 | Bare Steel | Galvanized Steel | Suction: Valve At The Tank
330030 | 4 | 1997-08-14 | Removed From Ground | Gas | 560 | Bare Steel | Galvanized Steel | Suction: Valve At The Tank
330030 | 5 | 1997-08-14 | Removed From Ground | Kerosene | 1000 | Bare Steel | Galvanized Steel | Suction: Valve At The Tank
330031 | 1 | 1987-01-12 | Removed From Ground | Gas | 10000 | Bare Steel | Galvanized Steel | Not Marked
330031 | 2 | 1987-01-12 | Removed From Ground | Gas | 8000 | Bare Steel | Galvanized Steel | Not Marked
330031 | 3 | 1987-01-12 | Removed From Ground | Gas | 6000 | Bare Steel | Galvanized Steel | Not Marked
330031 | 4 | 1987-01-12 | Removed From Ground | Diesel | 3000 | Bare Steel | Galvanized Steel | Not Marked
330031 | 5 | 1987-12-01 | Currently In Use | Gas | 10000 | Steel-Galvanic | Galvanic | Pressure |  | 1987-12-01 |  | 1987-12-01
330031 | 6 | 1987-12-01 | Currently In Use | Gas | 10000 | Steel-Galvanic | Galvanic | Pressure |  | 1987-12-01 |  | 1987-12-01
330031 | 7 | 1987-12-01 | Currently In Use | Gas | 10000 | Steel-Galvanic | Galvanic | Pressure |  | 1987-12-01 |  | 1987-12-01
330031 | 8 | 1987-12-01 | Currently In Use | Diesel | 8000 | Steel-Galvanic | Galvanic | Pressure |  | 1987-12-01 |  | 1987-12-01
330033 | 1 |  | Permanently Out Of Use | Empty | 2000 | Bare Steel | Galvanized Steel | Not Marked
330033 | 2 | 1979-01-01 | Closed In Ground | Gas | 560 | Bare Steel | Galvanized Steel | Not Marked
330033 | 3 | 1979-01-01 | Closed In Ground | Gas | 560 | Bare Steel | Galvanized Steel | Not Marked
330034 | 1 | 1993-02-01 | Removed From Ground | Gas | 12000 | Fiberglass | Unknown | Not Marked
330034 | 2 | 1993-02-01 | Removed From Ground | Gas | 12000 | Fiberglass | Unknown | Not Marked
330034 | 3 | 1997-08-02 | Removed From Ground | Gas | 12000 | Double Walled | Fiberglass Reinforced Plastic | Pressure
330035 | 1 | 1993-01-01 | Removed From Ground | Gas | 10000 | Bare Steel | Unknown | Not Marked
330035 | 2 | 1993-01-01 | Removed From Ground | Gas | 10000 | Bare Steel | Unknown | Not Marked
330035 | 3 | 1993-01-01 | Removed From Ground | Other | 1000 | Bare Steel | Unknown | Not Marked
330035 | 4 | 1993-01-01 | Removed From Ground | Used Oil | 1000 | Bare Steel | Unknown | Not Marked | Y |  | Y
330035 | 5 | 1998-08-31 | Removed From Ground | Gas | 12000 | Tank Jacket | Copper | Pressure
330036 | 1 | 1992-03-10 | Removed From Ground | Gas | 6000 | Bare Steel | Galvanized Steel | Not Marked
330036 | 2 | 1992-03-10 | Removed From Ground | Gas | 4000 | Bare Steel | Galvanized Steel | Not Marked
330036 | 3 | 1992-03-10 | Removed From Ground | Gas | 4000 | Bare Steel | Galvanized Steel | Not Marked
330037 | 1 | 1994-06-04 | Removed From Ground | Gas | 8000 | Bare Steel | Galvanized Steel | Pressure
330037 | 2 | 1994-06-04 | Removed From Ground | Gas | 5000 | Bare Steel | Galvanized Steel | Pressure
330037 | 3 | 1994-06-04 | Removed From Ground | Gas | 5000 | Bare Steel | Galvanized Steel | Pressure
330037 | 4 | 1994-06-04 | Removed From Ground | Gas | 5000 | Bare Steel | Galvanized Steel | Pressure
330038 | 1 | 1992-08-08 | Removed From Ground | Gas | 6000 | Bare Steel | Galvanized Steel | Not Marked
330038 | 2 | 1992-08-08 | Removed From Ground | Gas | 6000 | Bare Steel | Galvanized Steel | Not Marked
330038 | 3 | 1992-08-08 | Removed From Ground | Gas | 6000 | Bare Steel | Galvanized Steel | Not Marked
330038 | 4 | 2005-11-08 | Removed From Ground | Gas | 10000 | Composite | Fiberglass Reinforced Plastic | Pressure |  | 1992-08-18 |  | 1992-08-18
330038 | 5 | 2005-11-08 | Removed From Ground | Gas | 8000 | Composite | Fiberglass Reinforced Plastic | Pressure |  | 1992-08-18 |  | 1992-08-18
330038 | 6 | 2005-11-08 | Removed From Ground | Gas | 8000 | Composite | Fiberglass Reinforced Plastic | Pressure |  | 1992-08-18 |  | 1992-08-18
330039 | 1 | 1993-05-20 | Removed From Ground | Gas | 10000 | Bare Steel | Galvanized Steel | Pressure
330039 | 2 | 1993-05-20 | Removed From Ground | Gas | 10000 | Bare Steel | Galvanized Steel | Pressure
330039 | 3 | 1993-05-20 | Removed From Ground | Gas | 10000 | Bare Steel | Galvanized Steel | Pressure
330039 | 4 | 1999-06-10 | Removed From Ground | Gas | 11527 | Double Walled | Fiberglass Reinforced Plastic | Pressure |  | 1993-06-03 |  | 1993-06-09
330039 | 5 | 1999-06-10 | Removed From Ground | Gas | 11527 | Double Walled | Fiberglass Reinforced Plastic | Pressure |  | 1993-06-09 |  | 1993-06-09
330039 | 6 | 1999-06-10 | Removed From Ground | Gas | 11527 | Double Walled | Fiberglass Reinforced Plastic | Pressure |  | 1993-06-09 |  | 1993-06-09
330040 | 1 | 1988-01-01 | Removed From Ground | Gas | 10000 | Bare Steel | Galvanized Steel | Not Marked
330040 | 2 | 1988-01-01 | Removed From Ground | Gas | 10000 | Bare Steel | Galvanized Steel | Not Marked
330040 | 3 | 1988-01-01 | Removed From Ground | Gas | 10000 | Bare Steel | Galvanized Steel | Not Marked
330040 | 4 | 1988-01-01 | Currently In Use | Gas | 10000 | Fiberglass | Fiberglass/Double Walled | Pressure |  | 1993-07-14 |  | 1993-07-14
330040 | 5 | 1998-01-01 | Currently In Use | Gas | 10000 | Fiberglass | Fiberglass/Double Walled | Pressure |  | 1993-07-14 |  | 1993-07-14
330040 | 6 | 1998-01-01 | Currently In Use | Gas | 10000 | Fiberglass | Fiberglass/Double Walled | Pressure |  | 1993-07-14 |  | 1993-07-14
330041 | 1 | 1985-04-30 | Currently In Use | Gas | 10000 | Fiberglass | Fiberglass Reinforced Plastic | Pressure |  | 1994-08-05 |  | 1994-08-05
330041 | 2 | 1985-04-30 | Currently In Use | Gas | 10000 | Fiberglass | Fiberglass Reinforced Plastic | Pressure |  | 1994-08-05 |  | 1994-08-05
330041 | 3 | 1985-04-30 | Currently In Use | Gas | 10000 | Fiberglass | Fiberglass Reinforced Plastic | Pressure |  | 1994-08-05 |  | 1994-08-05
330042 | 1 | 1998-05-01 | Removed From Ground | Gas | 10000 | Fiberglass | Fiberglass Reinforced Plastic | Pressure |  | 1993-04-20 |  | 1993-04-20
330042 | 2 | 1998-05-01 | Removed From Ground | Gas | 10000 | Fiberglass | Fiberglass Reinforced Plastic | Pressure |  | 1993-04-20 |  | 1993-04-20
330042 | 3 | 1998-05-01 | Removed From Ground | Gas | 10000 | Fiberglass | Fiberglass Reinforced Plastic | Pressure |  | 1993-04-20 |  | 1993-04-20
330042 | 4 | 1993-04-20 | Removed From Ground | Diesel | 10000 | Fiberglass | Fiberglass Reinforced Plastic | Pressure
330042 | 5 | 1999-01-21 | Currently In Use | Gas | 12000 | Composite | Fiberglass Reinforced Plastic | Pressure |  | 1999-01-21 |  | 1999-01-21
330042 | 6 | 1999-01-21 | Currently In Use | Gas | 12000 | Composite | Fiberglass Reinforced Plastic | Pressure |  | 1999-01-21 |  | 1999-01-21
330043 | 1 | 2010-08-11 | Currently In Use | Gas | 10000 | Fiberglass | Fiberglass/Double Walled | Pressure |  | 1993-07-22 |  | 1993-07-22
330043 | 2 | 2010-08-11 | Currently In Use | Gas | 10000 | Fiberglass | Fiberglass/Double Walled | Pressure |  | 1993-07-22 |  | 1993-07-22
330043 | 3 | 2010-08-11 | Currently In Use | Gas | 10000 | Fiberglass | Fiberglass/Double Walled | Pressure |  | 1993-07-22 |  | 1993-07-22
330043 | 4 | 2010-08-11 | Currently In Use | Diesel | 10000 | Fiberglass | Fiberglass/Double Walled | Pressure |  | 1993-07-22 |  | 1993-07-22
330044 | 1 | 1992-01-01 | Removed From Ground | Gas | 6000 | Bare Steel | Galvanized Steel | Not Marked
330044 | 2 | 1992-01-01 | Removed From Ground | Gas | 8000 | Bare Steel | Galvanized Steel | Not Marked
330044 | 3 | 1992-01-01 | Removed From Ground | Gas | 10000 | Bare Steel | Galvanized Steel | Not Marked
330044 | 4 | 1992-01-01 | Removed From Ground | Used Oil | 1000 | Bare Steel | Galvanized Steel | Not Marked | Y |  | Y
330044 | 5 | 2003-08-01 | Currently In Use | Gas | 20000 | Fiberglass Double Walled | Double Walled | Pressure | N | 2003-09-01 | N | 2003-09-01
330044 | 6 | 2003-08-01 | Currently In Use | Gas | 20000 | Fiberglass Double Walled | Double Walled | Pressure | N | 2003-09-01 | N | 2003-09-01
330044 | 7 | 2003-08-01 | Currently In Use | Gas | 12000 | Fiberglass Double Walled | Double Walled | Pressure | N | 2003-09-01 | N | 2003-09-01
330044 | 8A | 2017-01-18 | Currently In Use | Gas | 10000 | Fiberglass Double Walled | Double Walled Flex | Pressure | N | 2017-02-13 | N | 2017-02-13
330044 | 8B | 2017-01-18 | Currently In Use | Diesel | 12000 | Fiberglass Double Walled | Double Walled Flex | Pressure | N | 2017-02-13 | N | 2017-02-13
330045 | 1 | 1992-04-21 | Removed From Ground | Gas | 10000 | Bare Steel | Galvanized Steel | Not Marked
330045 | 10 | 2015-03-11 | Removed From Ground | Gas | 10000 | STIP-3 | Fiberglass/Double Walled | Pressure |  | 1999-05-01 |  | 1999-05-01
330045 | 2 | 1992-04-21 | Removed From Ground | Gas | 8000 | Bare Steel | Galvanized Steel | Not Marked
330045 | 3 | 1992-04-21 | Removed From Ground | Gas | 6000 | Bare Steel | Galvanized Steel | Not Marked
330045 | 4 | 1992-04-21 | Removed From Ground | Used Oil | 1000 | Bare Steel | Galvanized Steel | Not Marked | Y |  | Y
330045 | 5 | 1998-07-01 | Removed From Ground | Gas | 10000 | Tank Jacket | Fiberglass Reinforced Plastic | Pressure |  | 1992-04-23 |  | 1992-04-23
330045 | 6 | 1998-07-01 | Removed From Ground | Gas | 10000 | Tank Jacket | Fiberglass Reinforced Plastic | Pressure
330045 | 7 | 1998-07-01 | Removed From Ground | Gas | 10000 | Tank Jacket | Fiberglass Reinforced Plastic | Pressure
330045 | 8 | 1998-07-01 | Removed From Ground | Used Oil | 1000 | Tank Jacket | Fiberglass Reinforced Plastic | Gravity Fed | Y |  | Y
330045 | 9 | 2015-03-11 | Removed From Ground | Gas | 12000 | STIP-3 | Fiberglass/Double Walled | Pressure |  | 1999-05-01 |  | 1999-05-01
330046 | 1 | 1986-01-03 | Currently In Use | Gas | 10000 | Fiberglass | Fiberglass Reinforced Plastic | Pressure |  | 1993-06-11 |  | 1993-06-11
330046 | 2 | 1986-01-03 | Currently In Use | Gas | 10000 | Fiberglass | Fiberglass Reinforced Plastic | Pressure |  | 1993-06-11 |  | 1993-06-11
330046 | 3 | 1985-04-30 | Currently In Use | Gas | 10000 | Fiberglass | Fiberglass Reinforced Plastic | Pressure |  | 1993-06-11 |  | 1993-06-11
330046 | 4 | 2001-01-25 | Removed From Ground | Used Oil | 1000 | Fiberglass | Fiberglass Reinforced Plastic | Not Marked | Y |  | Y
330047 | 1 | 1997-10-29 | Closed In Ground | Gas | 2000 | Bare Steel | Unknown | Suction: Valve At The Tank
330048 | 1 | 1997-05-20 | Removed From Ground | Diesel | 8000 | Bare Steel | Galvanized Steel | Suction: Valve At The Tank
330048 | 2 | 1997-05-20 | Removed From Ground | Diesel | 10000 | Bare Steel | Galvanized Steel | Suction: Valve At The Tank
330048 | 3 | 1997-05-20 | Removed From Ground | Gas | 8000 | Bare Steel | Galvanized Steel | Suction: Valve At The Tank
330048 | 4 | 1997-05-20 | Removed From Ground | Gas | 2000 | Bare Steel | Galvanized Steel | Suction: Valve At The Tank
330048 | 5 | 1997-02-10 | Currently In Use | Diesel | 12000 | Composite | Fiberglass Reinforced Plastic | Pressure |  | 1997-02-10 |  | 1997-02-10
330049 | 1 | 1990-11-01 | Removed From Ground | Diesel | 2000 | Bare Steel | Bare Steel | Not Marked
330049 | 2 | 1991-11-01 | Removed From Ground | Gas | 12000 | Marked Unknown | Unknown | Not Marked
330050 | A | 1988-09-01 | Removed From Ground | Gas | 4000 | Bare Steel | Galvanized Steel | Not Marked
330050 | B | 1988-09-01 | Removed From Ground | Gas | 4000 | Bare Steel | Galvanized Steel | Not Marked
330050 | C | 1988-09-01 | Removed From Ground | Gas | 4000 | Bare Steel | Galvanized Steel | Not Marked
330050 | D | 1988-09-01 | Removed From Ground | Used Oil | 550 | Bare Steel | Unknown | Not Marked | Y |  | Y
330050 | E | 1988-09-01 | Removed From Ground | Used Oil | 4000 | Bare Steel | Galvanized Steel | Not Marked | Y |  | Y
330053 | 1 |  | Removed From Ground Date Unknown | Gas | 8000 | Marked Unknown | Unknown | Not Marked
330053 | 2 |  | Removed From Ground Date Unknown | Gas | 8000 | Marked Unknown | Unknown | Not Marked
330053 | 3 |  | Removed From Ground Date Unknown | Gas | 6000 | Marked Unknown | Unknown | Not Marked
330053 | 4 |  | Removed From Ground Date Unknown | Used Oil | 550 | Marked Unknown | Unknown | Not Marked | Y |  | Y
330053 | 5 | 1991-02-01 | Removed From Ground | Heating Oil |  | Not Marked/Unknown | Not Marked | Not Marked
330053 | 6 | 1991-02-01 | Removed From Ground | Other |  | Not Marked/Unknown | Not Marked | Not Marked
330055 | 1 | 1982-04-30 | Currently In Use | Gas | 10000 | Fiberglass | Fiberglass/Double Walled | Pressure |  | 1996-05-20 |  | 1996-05-20
330055 | 2 | 1982-04-30 | Currently In Use | Gas | 10000 | Fiberglass | Fiberglass/Double Walled | Pressure |  | 1996-05-20 |  | 1996-05-20
330055 | 3 | 1982-04-30 | Currently In Use | Gas | 10000 | Fiberglass | Fiberglass/Double Walled | Pressure |  | 1996-05-20 |  | 1996-05-20
330055 | 4 | 1982-04-30 | Currently In Use | Diesel | 10000 | Fiberglass | Fiberglass/Double Walled | Pressure |  | 1996-05-20 |  | 1996-05-20
330056 | 1 | 1989-12-01 | Removed From Ground | Gas | 10000 | Bare Steel | Galvanized Steel | Not Marked
330056 | 2 | 1989-12-01 | Removed From Ground | Gas | 10000 | Bare Steel | Galvanized Steel | Not Marked
330056 | 3 | 1989-12-01 | Removed From Ground | Empty | 10000 | Bare Steel | Galvanized Steel | Not Marked
330056 | 4 | 1989-12-01 | Removed From Ground | Gas | 10000 | Bare Steel | Galvanized Steel | Not Marked
330056 | 5 | 2005-04-21 | Removed From Ground | Gas | 12000 | Tank Jacket | Fiberglass Reinforced Plastic | Pressure |  | 1995-11-01 |  | 1990-01-01
330056 | 6 | 2005-04-21 | Removed From Ground | Gas | 10000 | Fiberglass | Fiberglass Reinforced Plastic | Pressure |  | 1995-11-01 |  | 1990-01-01
330056 | 7 | 2005-04-21 | Removed From Ground | Gas | 10000 | Fiberglass | Fiberglass Reinforced Plastic | Pressure |  | 1995-11-01 |  | 1990-01-01
330056 | 8 | 2005-04-21 | Removed From Ground | Diesel | 10000 | Fiberglass | Fiberglass Reinforced Plastic | Pressure |  | 1995-11-01 |  | 1990-01-01
330057 | 1 | 2001-06-13 | Removed From Ground | Gas | 10000 | Fiberglass | Fiberglass Reinforced Plastic | Pressure |  | 1996-02-01 |  | 1995-11-01
330057 | 2 | 2001-06-13 | Removed From Ground | Gas | 10000 | Fiberglass | Fiberglass Reinforced Plastic | Pressure |  | 1996-02-01 |  | 1995-11-01
330057 | 3 | 2001-06-13 | Removed From Ground | Gas | 10000 | Fiberglass | Fiberglass Reinforced Plastic | Pressure |  | 1996-02-01 |  | 1995-11-01
330057 | 4 | 2001-06-13 | Removed From Ground | Empty | 10000 | Fiberglass | Fiberglass Reinforced Plastic | Pressure |  | 1996-02-01 |  | 1995-01-01
330059 | 1 | 1982-04-30 | Currently In Use | Gas | 10000 | Fiberglass | Fiberglass Reinforced Plastic | Pressure |  | 1995-11-01 |  | 1995-11-01
330059 | 2 | 1982-04-30 | Currently In Use | Gas | 10000 | Fiberglass | Fiberglass Reinforced Plastic | Pressure |  | 1995-11-01 |  | 1995-11-01
330059 | 3 | 1982-04-30 | Currently In Use | Gas | 10000 | Fiberglass | Fiberglass Reinforced Plastic | Pressure |  | 1995-11-01 |  | 1995-11-01
330059 | 4 | 1982-04-30 | Currently In Use | Gas | 10000 | Fiberglass | Fiberglass Reinforced Plastic | Pressure |  | 1995-11-01 |  | 1995-11-01
330060 | 1 | 1989-10-01 | Removed From Ground | Empty | 15000 | Fiberglass | Fiberglass Reinforced Plastic | Not Marked
330060 | 2 | 1989-10-01 | Removed From Ground | Empty | 10000 | Tank Jacket | Fiberglass Reinforced Plastic | Not Marked
330060 | 3 | 1989-10-01 | Removed From Ground | Empty | 10000 | Fiberglass | Fiberglass Reinforced Plastic | Not Marked
330060 | 4 | 1989-10-01 | Removed From Ground | Empty | 10000 | Fiberglass | Fiberglass Reinforced Plastic | Not Marked
330060 | 5 | 2013-03-27 | Removed From Ground | Gas | 12000 | Fiberglass | Fiberglass/Double Walled | Pressure |  | 1996-02-01 |  | 1989-01-01
330060 | 6 | 2013-03-27 | Removed From Ground | Gas | 10000 | Fiberglass | Fiberglass/Double Walled | Pressure |  | 1996-02-01 |  | 1989-01-01
330060 | 7 | 2013-03-28 | Removed From Ground | Gas | 10000 | Fiberglass | Fiberglass/Double Walled | Pressure |  | 1996-02-01 |  | 1989-01-01
330060 | 8 | 2013-03-28 | Removed From Ground | Diesel | 10000 | Fiberglass | Fiberglass/Double Walled | Pressure |  | 1996-02-01 |  | 1989-01-01
330061 | 1 | 1989-12-01 | Removed From Ground | Kerosene | 10000 | Bare Steel | Galvanized Steel | Not Marked
330061 | 2 | 1989-12-01 | Removed From Ground | Gas | 10000 | Bare Steel | Galvanized Steel | Not Marked
330061 | 3 | 1989-12-01 | Removed From Ground | Gas | 10000 | Bare Steel | Galvanized Steel | Not Marked
330061 | 4 | 1989-12-01 | Removed From Ground | Gas | 10000 | Bare Steel | Galvanized Steel | Not Marked
330061 | 5 | 1990-01-04 | Currently In Use | Gas | 12000 | Fiberglass | Fiberglass/Double Walled | Pressure |  | 1995-11-01 |  | 1989-01-01
330061 | 6 | 1990-01-04 | Currently In Use | Gas | 10000 | Fiberglass | Fiberglass/Double Walled | Pressure |  | 1995-11-01 |  | 1989-01-01
330061 | 7 | 1990-01-04 | Currently In Use | Gas | 10000 | Fiberglass | Fiberglass/Double Walled | Pressure |  | 1995-11-01 |  | 1989-01-01
330061 | 8 | 1990-01-04 | Currently In Use | Diesel | 10000 | Fiberglass | Fiberglass/Double Walled | Pressure |  | 1995-11-01 |  | 1989-01-01
330062 | 1 | 1989-12-01 | Removed From Ground | Empty | 10000 | Bare Steel | Galvanized Steel | Not Marked
330062 | 2 | 1989-12-01 | Removed From Ground | Empty | 10000 | Bare Steel | Galvanized Steel | Not Marked
330062 | 3 | 1989-12-01 | Removed From Ground | Empty | 10000 | Bare Steel | Galvanized Steel | Not Marked
330062 | 4 | 1989-12-01 | Removed From Ground | Empty | 10000 | Bare Steel | Galvanized Steel | Not Marked
330062 | 5 | 1990-01-01 | Currently In Use | Gas | 12000 | Tank Jacket | Fiberglass Reinforced Plastic | Pressure |  | 1994-01-01 |  | 1989-01-01
330062 | 6 | 1990-01-01 | Currently In Use | Gas | 10000 | Tank Jacket | Fiberglass Reinforced Plastic | Pressure |  | 1994-01-01 |  | 1989-01-01
330062 | 7 | 1990-01-01 | Currently In Use | Gas | 10000 | Tank Jacket | Fiberglass Reinforced Plastic | Pressure |  | 1994-01-01 |  | 1989-01-01
330062 | 8 | 1990-01-01 | Currently In Use | Diesel | 10000 | Tank Jacket | Fiberglass Reinforced Plastic | Pressure |  | 1994-01-01 |  | 1994-01-01
330063 | 1 | 1983-04-30 | Currently In Use | Gas | 10000 | Fiberglass | Fiberglass/Double Walled | Pressure |  | 1994-01-01 |  | 1991-01-01
330063 | 2 | 1983-04-30 | Currently In Use | Gas | 10000 | Fiberglass | Fiberglass/Double Walled | Pressure |  | 1994-01-01 |  | 1991-01-01
330063 | 3 | 1983-04-30 | Currently In Use | Gas | 10000 | Fiberglass | Fiberglass/Double Walled | Pressure |  | 1994-01-01 |  | 1991-01-01
330063 | 4 | 1983-04-30 | Currently In Use | Diesel | 10000 | Fiberglass | Fiberglass/Double Walled | Pressure |  | 1994-01-01 |  | 1991-01-01
330064 | 1 | 1981-04-30 | Currently In Use | Gas | 10000 | Fiberglass | Fiberglass Reinforced Plastic | Pressure |  | 1994-01-01 |  | 1991-01-01
330064 | 2 | 1981-04-30 | Currently In Use | Gas | 10000 | Fiberglass | Fiberglass Reinforced Plastic | Pressure |  | 1994-01-01 |  | 1991-01-01
330064 | 3 | 1981-04-30 | Currently In Use | Gas | 10000 | Fiberglass | Fiberglass Reinforced Plastic | Pressure |  | 1994-01-01 |  | 1991-01-01
330064 | 4 | 1981-04-30 | Currently In Use | Gas | 10000 | Fiberglass | Fiberglass Reinforced Plastic | Pressure |  | 1994-01-01 |  | 1991-01-01
330065 | 1 | 1981-04-30 | Currently In Use | Gas | 10000 | Fiberglass | Fiberglass/Double Walled | Pressure |  | 1994-01-01 |  | 1991-01-01
330065 | 2 | 1981-04-30 | Currently In Use | Gas | 10000 | Fiberglass | Fiberglass/Double Walled | Pressure |  | 1994-01-01 |  | 1991-01-01
330065 | 3 | 1981-04-30 | Currently In Use | Gas | 10000 | Fiberglass | Fiberglass/Double Walled | Pressure |  | 1994-01-01 |  | 1991-01-01
330065 | 4 | 1981-04-30 | Currently In Use | Diesel | 10000 | Fiberglass | Fiberglass/Double Walled | Pressure |  | 1994-01-01 |  | 1991-01-01
330066 | 1 | 1983-04-30 | Currently In Use | Gas | 10000 | Fiberglass | Fiberglass Reinforced Plastic | Pressure |  | 1995-01-01 |  | 1991-01-01
330066 | 2 | 1983-04-30 | Currently In Use | Gas | 10000 | Fiberglass | Fiberglass Reinforced Plastic | Pressure |  | 1995-11-01 |  | 1991-01-01
330066 | 3 | 1983-04-30 | Currently In Use | Gas | 10000 | Fiberglass | Fiberglass Reinforced Plastic | Pressure |  | 1995-11-01 |  | 1991-01-01
330066 | 4 | 1983-04-30 | Currently In Use | Gas | 10000 | Fiberglass | Fiberglass Reinforced Plastic | Pressure |  | 1995-11-01 |  | 1991-01-01
330067 | 1 | 1980-04-30 | Currently In Use | Gas | 10000 | STIP-3 | Fiberglass Reinforced Plastic | Pressure |  | 1996-02-09 |  | 1991-01-01
330067 | 2 | 1980-04-30 | Currently In Use | Gas | 10000 | STIP-3 | Fiberglass Reinforced Plastic | Pressure |  | 1996-02-09 |  | 1991-01-01
330067 | 3 | 1980-04-30 | Currently In Use | Gas | 10000 | STIP-3 | Fiberglass Reinforced Plastic | Pressure |  | 1996-02-09 |  | 1991-01-01
330067 | 4 | 1980-04-30 | Currently In Use | Diesel | 10000 | STIP-3 | Fiberglass Reinforced Plastic | Pressure |  | 1996-02-09 |  | 1991-01-01
330068 | 1 | 2003-04-30 | Removed From Ground | Gas | 10000 | Fiberglass | Fiberglass Reinforced Plastic | Pressure |  | 1991-01-01 |  | 1991-01-01
330068 | 2 | 2003-04-30 | Removed From Ground | Gas | 10000 | Fiberglass | Fiberglass Reinforced Plastic | Pressure |  | 1991-01-01 |  | 1991-01-01
330068 | 3 | 2003-04-30 | Removed From Ground | Gas | 10000 | Fiberglass | Fiberglass Reinforced Plastic | Pressure |  | 1991-01-01 |  | 1991-01-01
330068 | 4 | 2003-04-30 | Removed From Ground | Diesel | 10000 | Fiberglass | Fiberglass Reinforced Plastic | Pressure |  | 1991-01-01 |  | 1991-01-01
330068 | 5 | 2014-10-14 | Temporarily Out Of Use | Gas | 12000 | Epoxy | Fiberglass/Double Walled | Pressure | N | 2004-01-01 | N | 2004-01-01
330068 | 6 | 2014-10-14 | Temporarily Out Of Use | Gas | 12000 | Epoxy | Fiberglass/Double Walled | Pressure | N | 2004-01-01 | N | 2004-01-01
330068 | 7A | 2014-10-14 | Temporarily Out Of Use | Gas | 8000 | Epoxy | Fiberglass/Double Walled | Pressure | N | 2004-01-01 | N | 2004-01-01
330068 | 7B | 2014-10-14 | Temporarily Out Of Use | Diesel | 4000 | Epoxy | Fiberglass/Double Walled | Pressure | N | 2004-01-01 | N | 2004-01-01
330069 | 1 | 2001-11-19 | Removed From Ground | Gas | 10000 | Fiberglass | Fiberglass Reinforced Plastic | Pressure |  | 1989-01-01 |  | 1989-01-01
330069 | 10 | 2002-06-11 | Currently In Use | Diesel | 10000 | Fiberglass Double Walled | Fiberglass/Double Walled | Pressure | N | 2002-06-11 | N | 2002-06-11
330069 | 2 | 2001-11-19 | Removed From Ground | Gas | 10000 | Fiberglass | Fiberglass Reinforced Plastic | Pressure |  | 1989-01-01 |  | 1989-01-01
330069 | 3 | 2001-11-19 | Removed From Ground | Gas | 10000 | Fiberglass | Fiberglass Reinforced Plastic | Pressure |  | 1989-01-01 |  | 1989-01-01
330069 | 4 | 2001-11-20 | Removed From Ground | Diesel | 10000 | Fiberglass | Fiberglass Reinforced Plastic | Pressure |  | 1989-01-01 |  | 1989-01-01
330069 | 5 | 2001-11-20 | Removed From Ground | Other |  | Marked Unknown | Unknown | Not Marked
330069 | 6 | 2001-11-20 | Removed From Ground | Other |  | Marked Unknown | Unknown | Not Marked
330069 | 7 | 2001-11-20 | Removed From Ground | Used Oil |  | Unknown |  |  | N |  | N
330069 | 8 | 2002-06-11 | Currently In Use | Gas | 20000 | Fiberglass Double Walled | Fiberglass/Double Walled | Pressure | N | 2002-06-11 | N | 2002-06-11
330069 | 9 | 2002-06-11 | Currently In Use | Gas | 12000 | Fiberglass Double Walled | Fiberglass/Double Walled | Pressure | N | 2002-06-11 | N | 2002-06-11
330071 | 1 | 1992-05-12 | Removed From Ground | Diesel | 10000 | Bare Steel | Galvanized Steel | Not Marked
330071 | 2 | 1992-05-12 | Removed From Ground | Diesel | 10000 | Bare Steel | Galvanized Steel | Not Marked
330071 | 3 | 1992-05-12 | Removed From Ground | Gas | 10000 | Bare Steel | Galvanized Steel | Not Marked
330071 | GAS | 1992-01-01 | Removed From Ground | Gas | 10000 | Bare Steel | Galvanized Steel | Not Marked
330072 | 1 | 1994-07-01 | Currently In Use | Gas | 10000 | Fiberglass | Fiberglass Reinforced Plastic | Pressure |  | 1994-07-01 |  | 1994-07-01
330072 | 2 | 1994-07-01 | Currently In Use | Gas | 10000 | Fiberglass | Fiberglass Reinforced Plastic | Pressure |  | 1994-07-01 |  | 1994-07-01
330072 | 3 | 1994-03-19 | Removed From Ground | Gas | 8000 | Bare Steel | Galvanized Steel | Not Marked
330072 | 4 | 1994-03-19 | Removed From Ground | Used Oil | 500 | Bare Steel | Galvanized Steel | Not Marked | Y |  | Y
330072 | 5 | 1994-03-19 | Removed From Ground | Gas | 10000 | Fiberglass | Fiberglass Reinforced Plastic | Pressure
330072 | 6 | 1994-03-19 | Removed From Ground | Gas | 10000 | Fiberglass | Fiberglass Reinforced Plastic | Pressure
330073 | 1 | 1995-12-01 | Removed From Ground | Gas | 10000 | Bare Steel | Galvanized Steel | Not Marked
330073 | 2 | 1995-12-01 | Removed From Ground | Gas | 10000 | Bare Steel | Galvanized Steel | Not Marked
330073 | 3 | 1995-12-01 | Removed From Ground | Kerosene | 10000 | Bare Steel | Galvanized Steel | Not Marked
330074 | 1 | 2013-01-25 | Removed From Ground | Used Oil | 550 | Bare Steel | Not Marked | Gravity Fed
330076 | 1 | 1985-07-01 | Removed From Ground | Empty | 1 | Bare Steel | Galvanized Steel | Not Marked
330076 | 2 | 1985-01-01 | Removed From Ground | Empty | 1 | Bare Steel | Galvanized Steel | Not Marked
330077 | 1 | 1990-01-13 | Removed From Ground | Gas | 10000 | Cathodically Protected Steel | Galvanized Steel | Not Marked
330077 | 2 | 1990-01-13 | Removed From Ground | Gas | 10000 | Cathodically Protected Steel | Galvanized Steel | Not Marked
330077 | 3 | 1990-01-13 | Removed From Ground | Gas | 5000 | Cathodically Protected Steel | Galvanized Steel | Not Marked
330077 | 4 | 1990-01-13 | Removed From Ground | Used Oil | 550 | Cathodically Protected Steel | Galvanized Steel | Not Marked | N |  | N
330077 | 5 | 1990-01-15 | Currently In Use | Gas | 10000 | Fiberglass | Fiberglass Reinforced Plastic | Pressure |  | 2012-06-01 12:00 |  | 2012-06-18 12:00
330077 | 6 | 1990-01-15 | Currently In Use | Gas | 10000 | Fiberglass | Fiberglass Reinforced Plastic | Pressure |  | 2012-06-01 12:00 |  | 2012-06-18 12:00
330077 | 7 | 1990-01-15 | Currently In Use | Gas | 10000 | Fiberglass | Fiberglass Reinforced Plastic | Pressure |  | 2012-06-01 12:00 |  | 2012-06-18 12:00
330077 | 8 | 2009-07-28 | Temporarily Out Of Use | Used Oil | 1000 | Fiberglass | Fiberglass Reinforced Plastic | Gravity Fed | Y | 2012-06-01 12:00 | Y | 2012-06-18 12:00
330078 | 1 | 1992-07-14 | Removed From Ground | Heating Oil | 15000 | Bare Steel | Bare Steel | Gravity Fed
330078 | 10 | 1997-10-01 | Removed From Ground | Empty | 500 | Bare Steel | Bare Steel | Suction: Valve At The Tank
330078 | 11 | 1997-01-01 | Currently In Use | Diesel | 10000 | Fiberglass Double Walled | Fiberglass/Double Walled | Pressure |  | 1998-07-15 |  | 1998-07-15
330078 | 12 | 1997-01-01 | Currently In Use | Gas | 3000 | Fiberglass Double Walled | Fiberglass/Double Walled | Pressure |  | 1998-07-15 |  | 1998-07-15
330078 | 2 | 1992-07-07 | Removed From Ground | Heating Oil | 20000 | Bare Steel | Bare Steel | Gravity Fed
330078 | 3 | 1992-07-08 | Removed From Ground | Heating Oil | 20000 | Bare Steel | Bare Steel | Gravity Fed
330078 | 4 | 1992-07-09 | Removed From Ground | Heating Oil | 20000 | Bare Steel | Bare Steel | Gravity Fed
330078 | 5 | 1992-07-10 | Removed From Ground | Heating Oil | 20000 | Bare Steel | Bare Steel | Gravity Fed
330078 | 6 | 1992-07-11 | Removed From Ground | Heating Oil | 20000 | Bare Steel | Bare Steel | Gravity Fed
330078 | 7 | 1997-10-01 | Removed From Ground | Kerosene | 500 | Bare Steel | Bare Steel | Not Marked
330078 | 8 | 1998-08-18 | Removed From Ground | Gas | 2500 | Bare Steel | Bare Steel | Not Marked
330078 | 9 | 1998-08-18 | Removed From Ground | Diesel | 10000 | Bare Steel | Bare Steel | Not Marked
330079 | 1 | 1996-12-05 | Removed From Ground | Diesel | 10000 | Bare Steel | Unknown | Suction: No Valve At The Tank
330081 | 1 | 1990-11-13 | Removed From Ground | Other | 5000 | Bare Steel | Galvanized Steel | Not Marked
330081 | 2 | 1990-11-13 | Removed From Ground | Other | 5000 | Bare Steel | Galvanized Steel | Not Marked
330081 | 3 | 1990-11-13 | Removed From Ground | Other | 5000 | Bare Steel | Galvanized Steel | Not Marked
330081 | 4 | 1990-11-13 | Removed From Ground | Other | 5000 | Bare Steel | Galvanized Steel | Not Marked
330082 | 1 | 1978-03-15 | Closed In Ground | Gas | 5000 | Bare Steel | Galvanized Steel | Not Marked
330082 | 2 | 1978-03-15 | Closed In Ground | Gas | 5000 | Bare Steel | Galvanized Steel | Not Marked
330082 | 3 | 1978-03-15 | Closed In Ground | Gas | 5000 | Bare Steel | Galvanized Steel | Not Marked
330082 | 4 | 1978-03-15 | Closed In Ground | Gas | 5000 | Bare Steel | Galvanized Steel | Not Marked
330083 | 1 | 1991-01-01 | Removed From Ground | Empty | 6000 | Bare Steel | Galvanized Steel | Not Marked
330083 | 2 | 1991-01-01 | Removed From Ground | Empty | 6000 | Bare Steel | Galvanized Steel | Not Marked
330083 | 3 | 1991-01-01 | Removed From Ground | Empty | 10000 | Fiberglass | Galvanized Steel | Not Marked
330083 | 4 | 1991-01-01 | Removed From Ground | Heating Oil | 550 | Bare Steel | Bare Steel | Not Marked
330084 | 023-01 | 1989-11-15 | Removed From Ground | Gas | 2000 | Bare Steel | Galvanized Steel | Not Marked
330084 | 023-02 | 1989-11-15 | Removed From Ground | Gas | 1000 | Bare Steel | Galvanized Steel | Not Marked
330084 | 023-04 | 1992-11-01 | Removed From Ground | Other | 1000 | Bare Steel | Galvanized Steel | Not Marked
330084 | 023-05 | 1992-11-01 | Removed From Ground | Other | 1000 | Bare Steel | Galvanized Steel | Not Marked
330084 | 023-06 | 1992-11-01 | Removed From Ground | Other | 1500 | Bare Steel | Galvanized Steel | Not Marked
330084 | 023-07 | 1992-11-01 | Removed From Ground | Other | 1500 | Bare Steel | Galvanized Steel | Not Marked
330084 | 023-08 | 1992-11-01 | Removed From Ground | Other | 1500 | Bare Steel | Galvanized Steel | Not Marked
330084 | 023-09 | 1989-11-15 | Removed From Ground | Diesel | 10000 | Bare Steel | Galvanized Steel | Not Marked
330084 | 023-10 | 1992-11-01 | Removed From Ground | Diesel | 10000 | Bare Steel | Galvanized Steel | Not Marked
330084 | 023-11 | 1992-11-01 | Removed From Ground | Diesel | 8000 | Bare Steel | Galvanized Steel | Not Marked
330084 | 023-12 | 1993-02-01 | Closed In Ground | Used Oil | 1500 | Bare Steel | Galvanized Steel | Not Marked | Y |  | Y
330085 | 1 | 1993-02-22 | Removed From Ground | Gas | 10000 | Fiberglass | Galvanized Steel | Not Marked
330085 | 2 | 1993-02-22 | Removed From Ground | Gas | 10000 | Fiberglass | Galvanized Steel | Not Marked
330085 | 3 | 1993-02-22 | Removed From Ground | Used Oil | 550 | Bare Steel | Galvanized Steel | Not Marked | Y |  | Y
330085 | 330086 |  | Currently In Use | Gas |  | Bare Steel | Galvanized Steel | Not Marked
330086 | 1 | 2007-03-29 | Temporarily Out Of Use | Diesel | 12000 | Fiberglass Double Walled | Fiberglass/Double Walled | Pressure |  | 1980-04-10 |  | 1980-04-10
330086 | 2 | 1996-03-20 | Removed From Ground | Diesel | 30000 | Bare Steel | Galvanized Steel | Not Marked
330086 | 3 | 2016-05-02 | Currently In Use | Used Oil | 500 | STIP-3 | Fiberglass Reinforced Plastic | Gravity Fed | Y | 2007-05-01 12:00 | Y | 2007-05-01 12:00
330087 | 1 |  | Permanently Out Of Use | Gas | 10000 | Bare Steel | Galvanized Steel | Not Marked
330087 | 2 |  | Permanently Out Of Use | Gas | 10000 | Bare Steel | Galvanized Steel | Not Marked
330087 | 3 |  | Permanently Out Of Use | Gas | 10000 | Bare Steel | Galvanized Steel | Not Marked
330087 | 4 | 1989-10-01 | Currently In Use | Gas | 10000 | STIP-3 | Fiberglass Reinforced Plastic | Pressure |  | 1989-01-01 |  | 1989-01-01
330087 | 5 | 1989-10-01 | Currently In Use | Gas | 10000 | STIP-3 | Fiberglass Reinforced Plastic | Pressure |  | 1989-01-01 |  | 1989-01-01
330087 | 6 | 1989-10-01 | Currently In Use | Gas | 10000 | STIP-3 | Fiberglass Reinforced Plastic | Pressure |  | 1989-01-01 |  | 1989-01-01
330087 | 7 | 1989-10-01 | Currently In Use | Diesel | 10000 | STIP-3 | Fiberglass Reinforced Plastic | Pressure |  | 1989-01-01 12:00 |  | 1989-01-01 12:00
330088 | 1 | 1998-03-31 | Removed From Ground | Gas | 10000 | Composite | Galvanized Steel | Not Marked |  | 1993-12-14 |  | 1993-12-14
330088 | 2 | 1998-03-31 | Removed From Ground | Gas | 10000 | Composite | Galvanized Steel | Not Marked |  | 1993-12-14 |  | 1993-12-14
330088 | 3 | 1998-03-31 | Removed From Ground | Gas | 10000 | Composite | Galvanized Steel | Not Marked |  | 1993-12-14 |  | 1993-12-14
330088 | 4 | 1998-03-31 | Removed From Ground | Diesel | 10000 | Composite | Galvanized Steel | Not Marked |  | 1993-12-14 |  | 1993-12-14
330088 | 5 | 2016-07-01 | Removed From Ground | Gas | 12000 | Double Walled | Fiberglass Reinforced Plastic | Pressure |  | 1998-04-01 12:00 | Y | 1998-04-01 12:00
330088 | 6 | 2016-07-01 | Removed From Ground | Gas | 12000 | Double Walled | Fiberglass Reinforced Plastic | Pressure |  | 1998-04-01 12:00 | Y | 1998-04-01 12:00
330088 | 7 | 2016-07-01 | Removed From Ground | Gas | 12000 | Double Walled | Fiberglass Reinforced Plastic | Pressure |  | 1998-04-01 12:00 | Y | 1998-04-01 12:00
330088 | 8 | 2016-07-01 | Removed From Ground | Diesel | 12000 | Double Walled | Fiberglass Reinforced Plastic | Pressure |  | 1998-04-01 12:00 | Y | 1998-04-01 12:00
330089 | 1 | 2000-01-07 | Removed From Ground | Gas | 8000 | Steel-Impressed Current | Cathodically Protected | Suction: Valve At The Tank |  | 1998-04-15 |  | 1998-04-15
330089 | 2 | 2000-01-07 | Removed From Ground | Diesel | 8000 | Steel-Impressed Current | Cathodically Protected | Suction: Valve At The Tank |  | 1998-04-15 |  | 1998-04-15
330090 | 1 | 1989-09-28 | Removed From Ground | Other | 1000 | Bare Steel | Galvanized Steel | Not Marked
330090 | 2 | 1989-09-28 | Removed From Ground | Used Oil | 2000 | Bare Steel | Galvanized Steel | Not Marked | Y |  | Y
330092 | 1 | 1998-07-07 | Removed From Ground | Diesel | 10000 | Bare Steel | Galvanized Steel | Suction: Valve At The Tank
330092 | 2 | 1998-07-07 | Removed From Ground | Other | 2000 | Bare Steel | Galvanized Steel | Suction: Valve At The Tank
330092 | 3 | 1998-09-02 | Currently In Use | Diesel | 20000 | Fiberglass | Fiberglass Reinforced Plastic | Suction: No Valve At The Tank |  | 1998-09-21 |  | 1998-09-21
330093 | 1 | 1986-11-03 | Removed From Ground | Gas | 6000 | Bare Steel | Galvanized Steel | Not Marked
330093 | 2 | 1986-11-03 | Removed From Ground | Gas | 6000 | Bare Steel | Galvanized Steel | Not Marked
330093 | 3 | 1986-11-03 | Removed From Ground | Gas | 4000 | Bare Steel | Galvanized Steel | Not Marked
330093 | 4 | 1986-11-03 | Removed From Ground | Used Oil | 500 | Bare Steel | Galvanized Steel | Not Marked | Y |  | Y
330093 | 5 | 1986-11-03 | Removed From Ground | Kerosene | 500 | Bare Steel | Galvanized Steel | Not Marked
330094 | 1 | 1993-02-25 | Removed From Ground | Gas | 12000 | Fiberglass | Fiberglass Reinforced Plastic | Pressure
330094 | 2 | 1993-02-25 | Removed From Ground | Gas | 10000 | Fiberglass | Fiberglass Reinforced Plastic | Pressure
330094 | 3 | 1993-02-25 | Removed From Ground | Diesel | 10000 | Fiberglass | Fiberglass Reinforced Plastic | Pressure
330094 | 4 | 1993-02-25 | Removed From Ground | Gas | 8000 | Fiberglass | Fiberglass Reinforced Plastic | Pressure
330094 | 5 | 1993-02-25 | Removed From Ground | Used Oil | 1000 | Fiberglass | Fiberglass Reinforced Plastic | Gravity Fed | Y |  | Y
330095 | 1 | 2013-08-01 | Currently In Use | Gas | 12000 | Fiberglass | Fiberglass/Double Walled | Pressure |  | 1997-03-01 |  | 1997-03-01
330095 | 2 | 2013-08-01 | Currently In Use | Gas | 10000 | Fiberglass | Fiberglass/Double Walled | Pressure |  | 1997-03-01 |  | 1997-03-01
330095 | 3 | 2013-08-01 | Currently In Use | Gas | 8000 | Fiberglass | Fiberglass/Double Walled | Pressure |  | 1997-03-01 |  | 1997-03-01
330095 | 4 | 2013-08-01 | Currently In Use | Diesel | 10000 | Fiberglass | Fiberglass/Double Walled | Pressure |  | 1997-03-01 |  | 1997-03-01
330095 | 5 | 1998-04-10 | Removed From Ground | Used Oil | 1000 | Fiberglass | Galvanized Steel | Gravity Fed | Y |  | Y
330095 | 6 | 2013-08-13 | Currently In Use | Kerosene | 1000 | Fiberglass | Fiberglass Reinforced Plastic | Pressure |  | 1997-03-01 |  | 1997-03-01
330096 | 1 | 2015-10-08 | Removed From Ground | Diesel | 6000 | Fiberglass | Fiberglass Reinforced Plastic | Pressure |  | 1997-10-01 |  | 1997-10-01
330096 | 2 | 2015-10-08 | Removed From Ground | Gas | 8000 | Fiberglass | Fiberglass Reinforced Plastic | Pressure |  | 1997-10-01 |  | 1997-10-01
330096 | 3 | 2015-10-08 | Removed From Ground | Gas | 8000 | Fiberglass | Fiberglass Reinforced Plastic | Pressure |  | 1997-10-01 |  | 1997-10-01
330096 | 4 | 2015-10-08 | Removed From Ground | Gas | 10000 | Fiberglass | Fiberglass Reinforced Plastic | Pressure |  | 1997-10-01 |  | 1997-10-01
330096 | 5 | 1989-12-05 | Removed From Ground | Used Oil | 1000 | Fiberglass | Fiberglass Reinforced Plastic | Pressure | Y |  | Y
330098 | 1 | 2002-08-21 | Removed From Ground | Gas | 10000 | Fiberglass | Fiberglass Reinforced Plastic | Pressure
330098 | 2 | 2002-08-21 | Removed From Ground | Gas | 10000 | Fiberglass | Fiberglass Reinforced Plastic | Pressure
330098 | 3 | 2002-08-21 | Removed From Ground | Gas | 10000 | Fiberglass | Fiberglass Reinforced Plastic | Pressure
330098 | 4 | 2002-08-21 | Removed From Ground | Diesel | 10000 | Fiberglass | Fiberglass Reinforced Plastic | Pressure
330098 | 5 | 2002-08-21 | Removed From Ground | Used Oil | 1000 | Fiberglass | Fiberglass Reinforced Plastic | Gravity Fed | Y |  | Y
330099 | 1 | 1992-05-04 | Removed From Ground | Diesel | 5000 | Bare Steel | Galvanized Steel | Pressure
330099 | 2 | 1992-05-04 | Removed From Ground | Gas | 10000 | Bare Steel | Galvanized Steel | Pressure
330099 | 3 | 1992-05-04 | Removed From Ground | Gas | 10000 | Bare Steel | Galvanized Steel | Pressure
330099 | 4 | 1992-05-04 | Removed From Ground | Gas | 10000 | Bare Steel | Galvanized Steel | Pressure
330100 | 1 | 1997-03-01 | Removed From Ground | Gas | 4000 | Bare Steel | Galvanized Steel | Suction: Valve At The Tank |  | 1990-06-01 |  | 1990-06-01
330100 | 2 | 1997-03-01 | Removed From Ground | Gas | 4000 | Bare Steel | Galvanized Steel | Suction: Valve At The Tank |  | 1990-06-01 |  | 1990-06-01
330100 | 3 | 1990-06-01 | Closed In Ground | Empty | 3000 | Bare Steel | Galvanized Steel | Not Marked
330100 | 4 | 1997-03-01 | Removed From Ground | Used Oil | 500 | Bare Steel | Galvanized Steel | Not Marked | Y |  | Y
330100 | 5 | 1997-03-01 | Removed From Ground | Gas | 8000 | Fiberglass | Galvanized Steel | Suction: Valve At The Tank |  | 1990-06-01 |  | 1990-06-01
330101 | 1 | 2001-09-13 | Removed From Ground | Diesel | 12000 | Steel-Impressed Current | Fiberglass Reinforced Plastic | Not Marked |  | 1990-12-06 |  | 1990-12-06
330101 | 2 | 1990-06-01 | Removed From Ground | Gas | 500 | Bare Steel | Galvanized Steel | Not Marked
330103 | 1 |  | Removed From Ground Date Unknown | Diesel | 20000 | Double Walled | Fiberglass Reinforced Plastic | Pressure |  | 1988-12-13 |  | 1988-12-13
330103 | 10 | 1995-06-06 | Removed From Ground | Other | 10000 | Bare Steel | Bare Steel | Not Marked
330103 | 11 | 1995-06-06 | Removed From Ground | Other | 10000 | Bare Steel | Bare Steel | Not Marked
330103 | 12 | 1995-06-06 | Removed From Ground | Other | 10000 | Bare Steel | Bare Steel | Not Marked
330103 | 2 | 1996-11-20 | Removed From Ground | Other | 6000 | Bare Steel | Bare Steel | Not Marked
330103 | 3 | 1996-11-20 | Removed From Ground | Other | 6000 | Bare Steel | Bare Steel | Not Marked
330103 | 4 | 1996-11-20 | Removed From Ground | Other | 6000 | Bare Steel | Bare Steel | Not Marked
330103 | 5 | 1996-11-20 | Removed From Ground | Other | 6000 | Bare Steel | Bare Steel | Suction: No Valve At The Tank
330103 | 6 | 1996-11-20 | Removed From Ground | Used Oil | 6000 | Bare Steel | Bare Steel | Suction: No Valve At The Tank | Y |  | Y
330103 | 7 | 1995-06-06 | Removed From Ground | Other | 10000 | Bare Steel | Bare Steel | Not Marked
330103 | 8 | 1995-06-06 | Removed From Ground | Other | 10000 | Bare Steel | Bare Steel | Not Marked
330103 | 9 | 1995-06-06 | Removed From Ground | Other | 10000 | Bare Steel | Bare Steel | Not Marked
330104 | 1 | 1993-10-05 | Removed From Ground | Other | 2000 | Bare Steel | Galvanized Steel | Suction: Valve At The Tank
330104 | 2 | 1995-11-20 | Removed From Ground | Diesel | 6100 | Bare Steel | Unknown | Not Marked
330104 | 3 | 1995-11-20 | Removed From Ground | Gas | 6100 | Bare Steel | Unknown | Not Marked
330104 | 4 | 1993-10-05 | Removed From Ground | Other | 2000 | Bare Steel | Galvanized Steel | Suction: Valve At The Tank
330104 | 5 | 1993-10-05 | Removed From Ground | Used Oil | 2000 | Bare Steel | Galvanized Steel | Suction: Valve At The Tank | Y |  | Y
330104 | DUP13 | 1995-11-20 | Removed From Ground | Diesel | 20000 | Bare Steel | Unknown | Not Marked
330105 | 1 | 1983-05-01 | Currently In Use | Diesel | 4000 | Steel-Impressed Current | Impressed Current | Suction: No Valve At The Tank |  | 1998-11-01 |  | 1998-11-01
330105 | 2 | 1983-05-01 | Currently In Use | Gas | 4000 | Steel-Impressed Current | Impressed Current | Suction: No Valve At The Tank |  | 1998-11-01 |  | 1998-11-01
330105 | 3 | 1999-05-04 | Removed From Ground | Gas | 1000 | Bare Steel | Fiberglass Reinforced Plastic | Suction: Valve At The Tank |  | 1998-11-01 |  | 1998-11-01
330105 | 4 | 1999-05-04 | Currently In Use | Gas | 4000 | Epoxy | Fiberglass Reinforced Plastic | Suction: No Valve At The Tank |  | 1999-05-14 |  | 1999-05-14
330106 | 1 | 1998-07-01 | Closed In Ground | Gas | 5000 | Bare Steel | Galvanized Steel | Pressure
330107 | 1 | 2014-11-12 | Removed From Ground | Diesel | 6000 | Steel-Impressed Current | Impressed Current | Pressure |  | 1998-09-01 |  | 1998-09-01
330107 | 2 | 2014-11-12 | Removed From Ground | Diesel | 6000 | Steel-Impressed Current | Impressed Current | Pressure |  | 1998-09-01 |  | 1998-09-01
330107 | 3 | 2014-11-14 | Removed From Ground | Gas | 10000 | Steel-Impressed Current | Impressed Current | Pressure |  | 1998-09-01 |  | 1998-09-01
330107 | 4 | 2014-11-13 | Removed From Ground | Diesel | 6000 | Steel-Impressed Current | Impressed Current | Pressure |  | 1998-09-01 |  | 1998-09-01
330107 | 5 | 2014-11-13 | Removed From Ground | Diesel | 6000 | Steel-Impressed Current | Impressed Current | Pressure |  | 1998-09-01 |  | 1998-09-01
330107 | 6 | 2014-11-14 | Removed From Ground | Kerosene | 10000 | Steel-Impressed Current | Impressed Current | Pressure |  | 1998-09-01 |  | 1998-09-01
330108 | 1 | 1994-09-14 | Removed From Ground | Diesel | 10000 | Bare Steel | Bare Steel | Suction: No Valve At The Tank
330109 | 1 |  | Removed From Ground Date Unknown | Gas | 2000 | Bare Steel | Galvanized Steel | Not Marked
330109 | 2 |  | Removed From Ground Date Unknown | Empty | 2000 | Bare Steel | Galvanized Steel | Not Marked
330110 | 1 | 1989-11-03 | Removed From Ground | Empty | 10000 | Bare Steel | Galvanized Steel | Not Marked
330110 | 2 | 1989-11-03 | Removed From Ground | Empty | 10000 | Bare Steel | Galvanized Steel | Not Marked
330110 | 3 | 1989-11-03 | Removed From Ground | Empty | 10000 | Bare Steel | Galvanized Steel | Not Marked
330111 | 1 | 1993-06-12 | Removed From Ground | Used Oil | 1500 | Bare Steel | Galvanized Steel | Pressure | Y |  | Y
330111 | 2 | 1993-06-12 | Removed From Ground | Other | 500 | Bare Steel | Galvanized Steel | Pressure
330111 | 3 | 1993-06-12 | Removed From Ground | Used Oil | 1500 | Bare Steel | Galvanized Steel | Pressure | Y |  | Y
330112 | 1 | 1996-07-01 | Removed From Ground | Diesel | 10000 | Fiberglass | Galvanized Steel | Not Marked
330114 | REG#1 | 2000-10-01 | Removed From Ground | Gas | 10000 | Bare Steel | Galvanized Steel | Not Marked
330114 | SUL#3 | 2000-10-01 | Removed From Ground | Gas | 8000 | Bare Steel | Galvanized Steel | Not Marked
330114 | UNL#2 | 2000-10-01 | Removed From Ground | Gas | 8000 | Bare Steel | Galvanized Steel | Not Marked
330115 | 1-REG | 1997-05-01 | Removed From Ground | Gas | 10000 | Bare Steel | Galvanized Steel | Not Marked
330115 | 2-UNL | 1997-05-01 | Removed From Ground | Gas | 8000 | Bare Steel | Galvanized Steel | Not Marked
330115 | 3-SUL | 1997-05-01 | Removed From Ground | Gas | 8000 | Bare Steel | Galvanized Steel | Not Marked
330116 | DIESEL | 1985-10-03 | Currently In Use | Diesel | 8000 | Composite | Double Walled Flex | Pressure |  | 1997-12-01 |  | 1997-12-01
330116 | REG | 1985-10-03 | Currently In Use | Gas | 10000 | Composite | Double Walled Flex | Pressure |  | 1997-12-01 |  | 1997-12-01
330116 | SUL | 1985-10-03 | Currently In Use | Gas | 8000 | Composite | Double Walled Flex | Pressure |  | 1997-12-01 |  | 1997-12-01
330117 | REG#1 |  | Removed From Ground Date Unknown | Gas | 8000 | Bare Steel | Galvanized Steel | Not Marked
330117 | REG4 | 1993-04-01 | Removed From Ground | Gas | 8000 | Cathodically Protected Steel | Fiberglass Reinforced Plastic | Not Marked
330117 | SUL#3 |  | Removed From Ground Date Unknown | Gas | 4000 | Bare Steel | Galvanized Steel | Not Marked
330117 | SUL5 | 1993-04-01 | Removed From Ground | Gas | 8000 | Cathodically Protected Steel | Fiberglass Reinforced Plastic | Not Marked
330117 | UNL#2 |  | Removed From Ground Date Unknown | Gas | 6000 | Bare Steel | Galvanized Steel | Not Marked
330117 | UNL6 | 1993-04-01 | Removed From Ground | Gas | 6000 | Cathodically Protected Steel | Fiberglass Reinforced Plastic | Not Marked
330118 | 1-REG | 1981-05-02 | Currently In Use | Gas | 10000 | Steel-Impressed Current | Double Walled Flex | Pressure |  | 1996-06-01 |  | 1996-06-01
330118 | 2-UNL | 2017-02-14 | Temporarily Out Of Use | Gas | 8000 | Steel-Impressed Current | Double Walled Flex | Pressure |  | 1996-06-01 |  | 1996-06-01
330118 | 3-SUL | 2017-02-14 | Temporarily Out Of Use | Diesel | 8000 | Steel-Impressed Current | Double Walled Flex | Pressure |  | 1996-06-01 |  | 1996-06-01
330120 | 1-REG | 1983-05-02 | Currently In Use | Gas | 10000 | Steel-Impressed Current | Double Walled Flex | Pressure |  | 1996-05-01 |  | 1996-05-01
330120 | 2-UNL | 1983-05-02 | Currently In Use | Gas | 8000 | Steel-Impressed Current | Double Walled Flex | Pressure |  | 1996-05-01 |  | 1996-05-01
330120 | 3-SUL | 1983-05-02 | Currently In Use | Gas | 8000 | Steel-Impressed Current | Double Walled Flex | Pressure |  | 1996-05-01 |  | 1996-05-01
330121 | 1 | 1993-12-16 | Removed From Ground | Other | 2000 | Bare Steel | Galvanized Steel | Gravity Fed
330121 | 2 | 1993-12-16 | Removed From Ground | Other | 2000 | Bare Steel | Galvanized Steel | Gravity Fed
330121 | 3 | 1993-12-16 | Removed From Ground | Used Oil | 2000 | Bare Steel | Galvanized Steel | Gravity Fed | Y |  | Y
330121 | 4 | 1993-12-16 | Removed From Ground | Other | 1000 | Bare Steel | Galvanized Steel | Gravity Fed
330121 | 5 | 1993-12-16 | Removed From Ground | Used Oil | 500 | Bare Steel | Galvanized Steel | Gravity Fed | Y |  | Y
330121 | 6 | 1993-12-16 | Removed From Ground | Used Oil | 500 | Bare Steel | Galvanized Steel | Gravity Fed | Y |  | Y
330121 | 7 | 1993-12-16 | Removed From Ground | Gas | 10000 | Bare Steel | Galvanized Steel | Gravity Fed
330121 | 9 | 1993-12-01 | Removed From Ground | Gas | 2000 | Bare Steel | Galvanized Steel | Not Marked
330122 | 1 | 1987-06-01 | Closed In Ground | Used Oil | 1000 | Bare Steel | Galvanized Steel | Not Marked | Y |  | Y
330122 | 10 | 1988-06-01 | Removed From Ground | Other | 550 | Bare Steel | Galvanized Steel | Not Marked
330122 | 11 | 1988-06-01 | Removed From Ground | Other | 550 | Bare Steel | Galvanized Steel | Not Marked
330122 | 12 | 1988-06-01 | Removed From Ground | Other | 550 | Bare Steel | Galvanized Steel | Not Marked
330122 | 13 | 1988-06-01 | Removed From Ground | Other | 550 | Bare Steel | Galvanized Steel | Not Marked
330122 | 14 | 1998-11-11 | Removed From Ground | Used Oil | 1000 | Fiberglass | Fiberglass Reinforced Plastic | Gravity Fed | Y |  | Y | 1989-01-01
330122 | 15 | 1998-11-10 | Removed From Ground | Other | 500 | Fiberglass | Fiberglass Reinforced Plastic | Suction: Valve At The Tank |  | 1989-06-01 |  | 1989-06-01
330122 | 16 | 1998-11-10 | Removed From Ground | Other | 500 | Fiberglass | Fiberglass Reinforced Plastic | Suction: Valve At The Tank |  | 1989-06-01 |  | 1989-06-01
330122 | 17 | 1998-11-10 | Removed From Ground | Other | 500 | Fiberglass | Fiberglass Reinforced Plastic | Suction: Valve At The Tank |  | 1989-06-01 |  | 1989-06-01
330122 | 18 | 1998-11-10 | Removed From Ground | Other | 500 | Fiberglass | Fiberglass Reinforced Plastic | Suction: Valve At The Tank |  | 1989-06-01 |  | 1989-06-01
330122 | 19 | 1998-11-10 | Removed From Ground | Used Oil | 500 | Fiberglass | Fiberglass Reinforced Plastic | Gravity Fed | Y |  | Y | 1989-06-01
330122 | 1G | 2003-08-20 | Removed From Ground | Diesel | 10000 | Composite | Secondary Containment | Suction: No Valve At The Tank |  | 1994-06-24 |  | 1994-06-24
330122 | 2 | 1990-12-01 | Removed From Ground | Gas | 8000 | Bare Steel | Galvanized Steel | Not Marked
330122 | 20 | 2017-04-10 | Temporarily Out Of Use | Used Oil | 1000 | STIP-3 | Fiberglass Reinforced Plastic | Gravity Fed | Y | 1990-01-01 12:00 | Y | 1987-08-01 12:00
330122 | 21 | 2017-04-10 | Temporarily Out Of Use | Gas | 10000 | Steel-Impressed Current | Cathodically Protected | Pressure |  | 1990-05-01 12:00 |  | 1990-05-01 12:00
330122 | 22 | 2017-04-10 | Temporarily Out Of Use | Gas | 10000 | Steel-Impressed Current | Cathodically Protected | Suction: Valve At The Tank |  | 1992-06-01 12:00 |  | 1992-06-01 12:00
330122 | 23 | 2017-04-10 | Temporarily Out Of Use | Diesel | 10000 | Steel-Impressed Current | Cathodically Protected | Suction: Valve At The Tank |  | 1992-06-01 12:00 |  | 1992-06-01 12:00
330122 | 24 | 2017-07-10 | Temporarily Out Of Use | Diesel | 10000 | Steel-Impressed Current | Impressed Current | Pressure | N | 2007-02-01 12:00 | N | 2007-02-01 12:00
330122 | 25A | 2016-09-15 | Currently In Use | Gas | 10000 | Fiberglass Double Walled | Fiberglass/Double Walled | Pressure | N | 2016-09-15 | N | 2016-09-15
330122 | 25B | 2016-09-15 | Currently In Use | Gas | 10000 | Fiberglass Double Walled | Fiberglass/Double Walled | Pressure | N | 2016-09-15 | N | 2016-09-15
330122 | 26 | 2016-09-15 | Currently In Use | Diesel | 20000 | Fiberglass Double Walled | Fiberglass/Double Walled | Pressure | N | 2016-09-15 | N | 2016-09-15
330122 | 27 | 2016-09-15 | Currently In Use | Other | 4000 | Fiberglass Double Walled | Fiberglass/Double Walled | Pressure | N | 2016-09-15 | N | 2016-09-15
330122 | 3A | 1988-06-15 | Removed From Ground | Gas | 6000 | Bare Steel | Galvanized Steel | Not Marked
330122 | 3B | 1988-06-15 | Removed From Ground | Gas | 6000 | Bare Steel | Galvanized Steel | Not Marked
330122 | 4 | 2017-04-10 | Temporarily Out Of Use | Diesel | 6000 | Steel-Impressed Current | Cathodically Protected | Pressure |  | 1990-05-01 12:00 |  | 1990-05-01 12:00
330122 | 5 | 2017-04-12 | Temporarily Out Of Use | Diesel | 6000 | Steel-Impressed Current | Cathodically Protected | Pressure |  | 1990-05-01 12:00 |  | 1990-05-01 12:00
330122 | 6 | 2017-04-10 | Temporarily Out Of Use | Gas | 10000 | Steel-Impressed Current | Cathodically Protected | Pressure |  | 1990-05-01 12:00 |  | 1990-05-01 12:00
330122 | 7 | 1988-06-01 | Removed From Ground | Used Oil | 1000 | Bare Steel | Galvanized Steel | Not Marked | Y |  | Y
330122 | 8 | 1988-06-01 | Removed From Ground | Other | 550 | Bare Steel | Galvanized Steel | Not Marked
330122 | 9 | 1988-06-01 | Removed From Ground | Other | 550 | Bare Steel | Galvanized Steel | Not Marked
330123 | 1 | 1995-01-20 | Removed From Ground | Gas | 6000 | Bare Steel | Fiberglass Reinforced Plastic | Pressure
330123 | 2 | 1995-01-20 | Removed From Ground | Gas | 6000 | Bare Steel | Fiberglass Reinforced Plastic | Pressure
330123 | 3 | 1995-01-20 | Removed From Ground | Gas | 1000 | Bare Steel | Fiberglass Reinforced Plastic | Pressure
330123 | 4 | 2005-11-20 | Removed From Ground | Gas | 10000 | Fiberglass | Fiberglass Reinforced Plastic | Pressure |  | 1995-02-01 |  | 1995-02-01
330123 | 5 | 2005-11-20 | Removed From Ground | Gas | 10000 | Fiberglass | Fiberglass Reinforced Plastic | Pressure |  | 1995-02-10 |  | 1995-02-10
330123 | 6 | 2005-11-20 | Removed From Ground | Gas | 10000 | Fiberglass | Fiberglass Reinforced Plastic | Pressure |  | 1995-02-10 |  | 1995-02-10
330124 | 1 | 1994-08-15 | Removed From Ground | Diesel | 12000 | Bare Steel | Galvanized Steel | Not Marked
330125 | 1 | 2005-11-07 | Removed From Ground | Gas | 6000 | Bare Steel | Galvanized Steel | Not Marked
330125 | 1 |  | Currently In Use | Gas | 6000 | Bare Steel | Galvanized Steel | Not Marked
330125 | 2 | 2005-11-07 | Removed From Ground | Gas | 5000 | Bare Steel | Galvanized Steel | Not Marked
330125 | 2 |  | Currently In Use | Gas | 5000 | Bare Steel | Galvanized Steel | Not Marked
330125 | 3 | 2005-11-07 | Removed From Ground | Gas | 5000 | Bare Steel | Galvanized Steel | Not Marked
330125 | 3 |  | Currently In Use | Gas | 5000 | Bare Steel | Galvanized Steel | Not Marked
330125 | 4 | 2005-10-07 | Removed From Ground | Gas | 4000 | Bare Steel | Galvanized Steel | Not Marked
330125 | 4 |  | Currently In Use | Gas | 4000 | Bare Steel | Galvanized Steel | Not Marked
330125 | 5 | 2005-11-07 | Removed From Ground | Gas | 2000 | Not Marked/Unknown | Not Marked | Not Marked
330125 | 5 |  | Currently In Use | Gas | 2000 | Not Marked/Unknown | Not Marked | Not Marked
330125 | 6 | 2005-10-07 | Removed From Ground | Gas | 2000 | Not Marked/Unknown | Not Marked | Not Marked
330125 | 6 |  | Currently In Use | Gas | 2000 | Not Marked/Unknown | Not Marked | Not Marked
330125 | 7 | 2005-11-07 | Removed From Ground | Gas | 2000 | Not Marked/Unknown | Not Marked | Not Marked
330125 | 7 |  | Currently In Use | Gas | 2000 | Not Marked/Unknown | Not Marked | Not Marked
330126 | 1 | 2006-12-06 | Removed From Ground | Gas | 12000 | Steel-Impressed Current | Fiberglass Reinforced Plastic | Pressure |  | 1999-01-05 |  | 1999-01-05
330126 | 2 | 2006-12-05 | Removed From Ground | Gas | 12000 | Steel-Impressed Current | Fiberglass Reinforced Plastic | Pressure |  | 1999-01-05 |  | 1999-01-05
330126 | 3 | 2006-12-05 | Removed From Ground | Gas | 10000 | Steel-Impressed Current | Fiberglass Reinforced Plastic | Pressure |  | 1999-01-05 |  | 1999-01-05
330127 | 1 | 2015-03-05 | Removed From Ground | Gas | 10000 | STIP-3 | Galvanic | Pressure |  | 1997-09-01 |  | 1997-09-01
330127 | 2 | 2015-03-05 | Removed From Ground | Gas | 10000 | STIP-3 | Galvanic | Pressure |  | 1997-09-01 |  | 1997-09-01
330127 | 3 | 2015-03-05 | Removed From Ground | Gas | 10000 | STIP-3 | Galvanic | Pressure |  | 1997-09-01 |  | 1997-09-01
330128 | 1 | 2004-08-04 | Closed In Ground | Gas | 6000 | Steel-Impressed Current | Cathodically Protected | Pressure |  | 1997-09-03 |  | 1997-09-03
330128 | 2 | 2004-08-04 | Closed In Ground | Gas | 8000 | Steel-Impressed Current | Cathodically Protected | Pressure |  | 1997-09-03 |  | 1997-09-03
330128 | 3 | 2004-08-04 | Closed In Ground | Diesel | 6000 | Steel-Impressed Current | Cathodically Protected | Pressure |  | 1997-09-03 |  | 1997-09-03
330128 | 3A |  | Closed In Ground Date Unknown | Gas | 500 | Bare Steel | Bare Steel | Not Marked
330128 | 3B |  | Closed In Ground Date Unknown | Gas | 500 | Bare Steel | Bare Steel | Not Marked
330128 | 4 | 2004-08-04 | Closed In Ground | Gas | 8000 | Steel-Impressed Current | Galvanized Steel | Pressure |  | 1997-09-03 |  | 1997-09-03
330130 | 1 |  | Removed From Ground Date Unknown | Gas | 10000 | Bare Steel | Unknown | Not Marked
330130 | 2 |  | Removed From Ground Date Unknown | Gas | 10000 | Bare Steel | Unknown | Not Marked
330131 | 1 | 2001-01-24 | Closed In Ground | Gas | 2000 | Marked Unknown | Unknown | Not Marked
330132 | 1 | 1985-06-15 | Removed From Ground | Empty | 10000 | Bare Steel | Unknown | Not Marked
330132 | 2 | 1985-06-15 | Removed From Ground | Empty | 10000 | Bare Steel | Unknown | Not Marked
330132 | 3 | 1988-12-15 | Removed From Ground | Gas | 10000 | Bare Steel | Unknown | Not Marked
330132 | 4 | 1988-12-15 | Removed From Ground | Used Oil | 2000 | Bare Steel | Bare Steel | Not Marked | Y |  | Y
330132 | 5 | 1988-12-15 | Removed From Ground | Empty | 10000 | Bare Steel | Bare Steel | Not Marked
330132 | 6 | 1988-12-15 | Removed From Ground | Used Oil | 2000 | Bare Steel | Bare Steel | Not Marked | Y |  | Y
330132 | 7 | 1988-12-15 | Removed From Ground | Other | 2000 | Bare Steel | Bare Steel | Not Marked
330133 | 1 | 1976-06-15 | Closed In Ground | Gas | 1 | Marked Unknown | Unknown | Not Marked
330134 | 1 | 1985-04-30 | Currently In Use | Diesel | 25000 | STIP-3 | Fiberglass/Double Walled | Pressure |  | 1998-03-01 |  | 1998-03-01
330134 | 2 | 1985-04-30 | Currently In Use | Diesel | 25000 | STIP-3 | Fiberglass/Double Walled | Pressure |  | 1998-03-01 |  | 1998-03-01
330134 | 3 | 2007-09-17 | Removed From Ground | Gas | 5000 | STIP-3 | Cathodically Protected | Pressure |  | 1998-03-01 |  | 1998-03-01
330134 | 4 | 1985-04-30 | Currently In Use | New Oil | 8000 | STIP-3 | Cathodically Protected | Suction: Valve At The Tank |  | 1998-03-01 |  | 1998-03-01
330134 | 5 | 1995-06-12 | Currently In Use | Used Oil | 2300 | STIP-3 | Fiberglass Reinforced Plastic | Gravity Fed | Y | 1998-03-01 | Y | 1998-03-01
330135 | 1 | 1994-06-17 | Removed From Ground | Kerosene | 2000 | Bare Steel | Galvanized Steel | Not Marked
330135 | 2 | 1994-06-17 | Removed From Ground | Gas | 10000 | Bare Steel | Galvanized Steel | Not Marked
330135 | 3 | 1994-06-17 | Removed From Ground | Gas | 10000 | Bare Steel | Galvanized Steel | Not Marked
330135 | 4 | 1994-06-17 | Removed From Ground | Gas | 8000 | Bare Steel | Galvanized Steel | Not Marked
330135 | 5 | 1994-06-17 | Removed From Ground | Diesel | 3000 | Bare Steel | Galvanized Steel | Not Marked
330136 | A | 1981-03-18 | Currently In Use | Gas | 12000 | Steel-Impressed Current | Fiberglass Reinforced Plastic | Pressure |  | 1993-09-01 |  | 1993-09-01
330136 | B | 1981-03-18 | Currently In Use | Gas | 10000 | Steel-Impressed Current | Fiberglass Reinforced Plastic | Pressure |  | 1993-09-01 |  | 1993-09-01
330136 | C | 1981-03-18 | Currently In Use | Gas | 12000 | Steel-Impressed Current | Fiberglass Reinforced Plastic | Pressure |  | 1993-09-01 |  | 1993-09-01
330136 | D | 1981-03-18 | Currently In Use | Diesel | 8000 | Steel-Impressed Current | Fiberglass Reinforced Plastic | Pressure |  | 1993-09-01 |  | 1993-09-01
330136 | E | 1984-01-01 | Currently In Use | E85 | 4000 | Composite | Fiberglass Reinforced Plastic | Pressure |  | 1993-09-01 |  | 1993-09-01
330137 | 1 | 1988-12-14 | Removed From Ground | Diesel | 1000 | Bare Steel | Bare Steel | Not Marked
330138 | 1 | 1992-06-10 | Removed From Ground | Gas | 500 | Bare Steel | Galvanized Steel | Not Marked
330139 | 1 | 1998-12-07 | Removed From Ground | Gas | 600 | Composite | Galvanized Steel | Pressure
330144 | 1 | 1987-01-01 | Removed From Ground | Gas | 2000 | Bare Steel | Galvanized Steel | Not Marked
330144 | 2 | 1987-01-01 | Removed From Ground | Gas | 2000 | Bare Steel | Galvanized Steel | Not Marked
330144 | 3 | 1987-01-01 | Removed From Ground | Gas | 2000 | Bare Steel | Galvanized Steel | Not Marked
330145 | 2 | 1996-03-01 | Removed From Ground | Other | 1000 | Cathodically Protected Steel | Galvanized Steel | Suction: Valve At The Tank
330145 | 3 | 1996-03-01 | Removed From Ground | Other | 1000 | Cathodically Protected Steel | Galvanized Steel | Suction: Valve At The Tank
330145 | 4 | 1996-03-01 | Removed From Ground | Gas | 1000 | Cathodically Protected Steel | Galvanized Steel | Suction: Valve At The Tank
330146 | 1 | 1998-02-01 | Removed From Ground | Other | 5000 | Cathodically Protected Steel | Galvanized Steel | Not Marked
330146 | 2 | 1998-02-01 | Removed From Ground | Other | 3000 | Cathodically Protected Steel | Galvanized Steel | Not Marked
330146 | 3 | 1998-02-01 | Removed From Ground | Used Oil | 2000 | Cathodically Protected Steel | Galvanized Steel | Not Marked | Y |  | Y
330147 | 1 | 1998-09-01 | Removed From Ground | Other | 5000 | Cathodically Protected Steel | Galvanized Steel | Not Marked
330147 | 2 | 1998-09-01 | Removed From Ground | Other | 3000 | Cathodically Protected Steel | Galvanized Steel | Not Marked
330147 | 3 | 1998-09-01 | Removed From Ground | Used Oil | 2000 | Cathodically Protected Steel | Galvanized Steel | Not Marked | Y |  | Y
330148 | 1 | 1990-08-01 | Closed In Ground | Diesel | 5000 | Cathodically Protected Steel | Galvanized Steel | Not Marked
330148 | 2 |  | Closed In Ground Date Unknown | Other | 1000 | Bare Steel | Not Marked | Not Marked
330149 | 1 | 1997-04-01 | Removed From Ground | Gas | 10000 | Bare Steel | Galvanized Steel | Pressure
330149 | 2 | 1997-04-01 | Removed From Ground | Gas | 6000 | Bare Steel | Galvanized Steel | Pressure
330149 | 3 | 1997-04-01 | Removed From Ground | Gas | 4000 | Bare Steel | Galvanized Steel | Pressure
330149 | 4 | 1997-04-01 | Currently In Use | Gas | 10000 | STIP-3 | Fiberglass Reinforced Plastic | Pressure |  | 1997-04-01 |  | 1997-04-01
330149 | 5 | 1997-04-01 | Currently In Use | Gas | 8000 | STIP-3 | Fiberglass Reinforced Plastic | Pressure |  | 1997-04-01 |  | 1997-04-01
330149 | 6 | 2012-02-08 | Temporarily Out Of Use | Kerosene | 2000 | STIP-3 | Fiberglass Reinforced Plastic | Pressure |  | 1997-04-01 |  | 1997-04-01
330149 | 7 | 1999-05-27 | Currently In Use | Diesel | 10000 | STIP-3 | Fiberglass Reinforced Plastic | Pressure |  | 1999-05-27 |  | 1999-05-27
330150 | 1 | 1983-04-01 | Removed From Ground | Gas | 4000 | Bare Steel | Galvanized Steel | Not Marked
330150 | 2 | 1990-12-01 | Removed From Ground | Gas | 4000 | Bare Steel | Galvanized Steel | Not Marked
330150 | 3 | 2003-01-27 | Removed From Ground | Gas | 6000 | Cathodically Protected Steel | Galvanized Steel | Suction: Valve At The Tank
330150 | 4 | 2003-01-27 | Removed From Ground | Gas | 4000 | Cathodically Protected Steel | Galvanized Steel | Suction: Valve At The Tank
330151 | 1 | 1984-05-05 | Currently In Use | Gas | 8000 | Steel-Impressed Current | Cathodically Protected | Pressure |  | 1997-06-01 12:00 | Y | 1997-06-01 12:00
330151 | 2 | 1984-05-05 | Currently In Use | Diesel | 8000 | Steel-Impressed Current | Cathodically Protected | Pressure |  | 1997-06-01 12:00 | Y | 1997-06-01 12:00
330151 | 3 | 1984-05-05 | Currently In Use | Gas | 6000 | Steel-Impressed Current | Cathodically Protected | Pressure |  | 1997-06-01 12:00 | Y | 1997-06-01 12:00
330152 | 1 | 1995-04-14 | Removed From Ground | Diesel | 550 | Bare Steel | Galvanized Steel | Not Marked
330152 | 2 | 1995-04-17 | Removed From Ground | Kerosene | 550 | Bare Steel | Galvanized Steel | Not Marked
330152 | 3 | 1995-04-17 | Removed From Ground | Gas | 2000 | Bare Steel | Galvanized Steel | Not Marked
330153 | 1 | 1999-07-23 | Removed From Ground | Gas |  | Bare Steel | Galvanized Steel | Not Marked
330153 | 2 | 1999-07-23 | Removed From Ground | Diesel |  | Fiberglass | Galvanized Steel | Not Marked
330154 | 1 | 1997-07-03 | Removed From Ground | Diesel | 6000 | Bare Steel | Bare Steel | Pressure
330154 | 2 | 1997-07-03 | Removed From Ground | Diesel | 6000 | Bare Steel | Bare Steel | Pressure
330154 | 3 | 1998-09-01 | Removed From Ground | Other | 6000 | Bare Steel | Bare Steel | Suction: Valve At The Tank
330154 | 4 | 1998-09-01 | Removed From Ground | Used Oil | 3000 | Bare Steel | Bare Steel | Gravity Fed | Y |  | Y
330154 | 5 | 2008-06-06 | Removed From Ground | Diesel | 12000 | Composite | Secondary Containment | Pressure |  | 1997-07-20 |  | 1997-07-20
330155 | 1(NL) | 1985-05-02 | Currently In Use | Gas | 8000 | Steel-Impressed Current | Impressed Current | Pressure |  | 2005-01-01 12:00 |  | 2005-01-01 12:00
330155 | 2(PLUS) | 1985-05-02 | Currently In Use | Gas | 8000 | Steel-Impressed Current | Impressed Current | Pressure |  | 2005-01-01 12:00 |  | 2005-01-01 12:00
330155 | 3(SUPER) | 1985-05-02 | Currently In Use | Diesel | 4000 | Steel-Impressed Current | Impressed Current | Pressure |  | 2005-01-01 12:00 |  | 2005-01-01 12:00
330155 | 4(D-2) | 1985-05-02 | Currently In Use | Gas | 8000 | Steel-Impressed Current | Impressed Current | Pressure |  | 2005-01-01 12:00 |  | 2005-01-01 12:00
330155 | 5 | 2016-10-13 | Closed In Ground | Kerosene | 1000 | Steel-Impressed Current | Impressed Current | Not Marked |  | 2005-01-01 12:00 |  | 2005-01-01 12:00
330156 | 1 |  | Removed From Ground Date Unknown | Gas | 8000 | Bare Steel | Galvanized Steel | Pressure
330156 | 2 |  | Removed From Ground Date Unknown | Gas | 8000 | Bare Steel | Galvanized Steel | Pressure
330156 | 3 |  | Removed From Ground Date Unknown | Gas | 8000 | Bare Steel | Galvanized Steel | Pressure
330156 | 4 |  | Removed From Ground Date Unknown | Diesel | 4000 | Bare Steel | Galvanized Steel | Pressure
330156 | 897044 | 1995-11-25 | Currently In Use | Gas | 8000 | Steel-Impressed Current | Fiberglass Reinforced Plastic | Pressure |  | 1995-11-25 |  | 1995-11-25
330156 | 897047 | 1995-11-25 | Currently In Use | Diesel | 8000 | Steel-Impressed Current | Fiberglass Reinforced Plastic | Pressure |  | 1995-11-25 |  | 1995-11-25
330156 | 897078 | 1995-11-25 | Currently In Use | Gas | 8000 | Steel-Impressed Current | Fiberglass Reinforced Plastic | Pressure |  | 1995-11-25 |  | 1995-11-25
330157 | 1 |  | Removed From Ground Date Unknown | Gas | 5100 | Bare Steel | Galvanized Steel | Not Marked
330157 | 2 |  | Removed From Ground Date Unknown | Gas | 3000 | Bare Steel | Galvanized Steel | Not Marked
330157 | 3 |  | Removed From Ground Date Unknown | Gas | 3000 | Bare Steel | Galvanized Steel | Not Marked
330158 | 1 |  | Removed From Ground Date Unknown | Gas | 10000 | Bare Steel | Galvanized Steel | Not Marked
330158 | 2 |  | Removed From Ground Date Unknown | Gas | 10000 | Bare Steel | Galvanized Steel | Not Marked
330159 | 2 | 1987-04-07 | Currently In Use | Gas | 10000 | STIP-3 | Fiberglass/Double Walled | Pressure |  | 1987-04-07 |  | 1987-04-07
330159 | 4 | 1987-07-04 | Currently In Use | Gas | 8000 | STIP-3 | Fiberglass/Double Walled | Pressure |  | 1987-04-07 |  | 1987-04-07
330159 | 5 | 1987-04-07 | Currently In Use | Gas | 8000 | STIP-3 | Fiberglass/Double Walled | Pressure |  | 1987-04-07 |  | 1987-04-07
330159 | 6 | 1987-04-07 | Currently In Use | Diesel | 2000 | STIP-3 | Fiberglass/Double Walled | Pressure |  | 1987-04-07 |  | 1987-04-07
330160 | 1 |  | Removed From Ground Date Unknown | Gas | 10000 | Bare Steel | Galvanized Steel | Pressure
330160 | 2 |  | Removed From Ground Date Unknown | Gas | 10000 | Bare Steel | Galvanized Steel | Pressure
330160 | 3 |  | Removed From Ground Date Unknown | Gas | 4000 | Bare Steel | Galvanized Steel | Pressure
330160 | 4 |  | Removed From Ground Date Unknown | Kerosene | 1000 | Bare Steel | Galvanized Steel | Suction: No Valve At The Tank
330160 | 897092 | 1995-12-07 | Currently In Use | Gas | 8000 | Composite | Fiberglass Reinforced Plastic | Pressure |  | 1995-12-07 |  | 1995-12-07
330160 | 897099 | 1995-12-07 | Currently In Use | Gas | 8000 | Fiberglass | Fiberglass Reinforced Plastic | Pressure |  | 1995-12-07 |  | 1995-12-07
330161 | 1 |  | Removed From Ground Date Unknown | Gas | 10000 | Bare Steel | Galvanized Steel | Not Marked
330161 | 2 |  | Removed From Ground Date Unknown | Gas | 10000 | Bare Steel | Galvanized Steel | Not Marked
330163 | 1 |  | Removed From Ground Date Unknown | Used Oil | 550 | Bare Steel | Galvanized Steel | Not Marked | Y |  | Y
330163 | 10 | 2002-05-23 | Removed From Ground | Diesel | 10000 | Unknown |  |  | N |  | N
330163 | 2 |  | Removed From Ground Date Unknown | Gas | 6000 | Bare Steel | Galvanized Steel | Not Marked
330163 | 3 |  | Removed From Ground Date Unknown | Gas | 10000 | Bare Steel | Galvanized Steel | Not Marked
330163 | 4 |  | Removed From Ground Date Unknown | Gas | 10000 | Bare Steel | Galvanized Steel | Not Marked
330163 | 5 |  | Removed From Ground Date Unknown | Gas | 10000 | Bare Steel | Galvanized Steel | Not Marked
330163 | 6 | 2002-05-23 | Removed From Ground | Used Oil | 1000 | Fiberglass | Fiberglass Reinforced Plastic | Not Marked | Y |  | Y
330163 | 6 |  | Temporarily Out Of Use | Used Oil | 1000 | Fiberglass | Fiberglass Reinforced Plastic | Not Marked | Y |  | Y
330163 | 7 | 2002-05-23 | Removed From Ground | Gas | 10000 | Fiberglass | Fiberglass Reinforced Plastic | Pressure |  | 1989-01-01 |  | 1989-01-01
330163 | 7 |  | Temporarily Out Of Use | Gas | 10000 | Fiberglass | Fiberglass Reinforced Plastic | Pressure |  | 1989-01-01 |  | 1989-01-01
330163 | 8 | 2002-05-23 | Removed From Ground | Gas | 10000 | Fiberglass | Fiberglass Reinforced Plastic | Pressure |  | 1989-01-01 |  | 1989-01-01
330163 | 8 |  | Temporarily Out Of Use | Gas | 10000 | Fiberglass | Fiberglass Reinforced Plastic | Pressure |  | 1989-01-01 |  | 1989-01-01
330163 | 9 | 2002-05-23 | Removed From Ground | Gas | 10000 | Fiberglass | Fiberglass Reinforced Plastic | Pressure |  | 1989-01-01 |  | 1989-01-01
330163 | 9 |  | Temporarily Out Of Use | Gas | 10000 | Fiberglass | Fiberglass Reinforced Plastic | Pressure |  | 1989-01-01 |  | 1989-01-01
330164 | 1 | 1989-03-01 | Closed In Ground | Gas | 10000 | Bare Steel | Galvanized Steel | Not Marked
330164 | 2 | 1989-03-01 | Closed In Ground | Gas | 10000 | Bare Steel | Galvanized Steel | Not Marked
330164 | 3 | 1989-03-01 | Closed In Ground | Gas | 10000 | Bare Steel | Galvanized Steel | Not Marked
330164 | 4 | 1989-03-01 | Closed In Ground | Diesel | 10000 | Bare Steel | Galvanized Steel | Not Marked
330164 | 5 | 1994-05-01 | Removed From Ground | Gas | 10000 | Fiberglass | Fiberglass Reinforced Plastic | Not Marked
330164 | 6 | 1994-05-01 | Removed From Ground | Gas | 10000 | Fiberglass | Fiberglass Reinforced Plastic | Not Marked
330164 | 7 | 1994-05-01 | Removed From Ground | Gas | 10000 | Fiberglass | Fiberglass Reinforced Plastic | Not Marked
330164 | 8 | 1994-05-01 | Removed From Ground | Gas | 10000 | Fiberglass | Fiberglass Reinforced Plastic | Not Marked
330164 | 9 | 1994-08-19 | Removed From Ground | Other | 200 | Not Marked/Unknown | Not Marked | Not Marked
330166 | 1 |  | Removed From Ground Date Unknown | Gas | 10000 | Bare Steel | Galvanized Steel | Not Marked
330166 | 2 |  | Removed From Ground Date Unknown | Gas | 10000 | Bare Steel | Galvanized Steel | Not Marked
330166 | 3 |  | Removed From Ground Date Unknown | Gas | 10000 | Bare Steel | Galvanized Steel | Not Marked
330166 | 4 |  | Removed From Ground Date Unknown | Gas | 12000 | Bare Steel | Galvanized Steel | Not Marked
330166 | 5 | 2004-03-09 | Removed From Ground | Gas | 10000 | Fiberglass | Fiberglass Reinforced Plastic | Not Marked |  | 1989-04-08 |  | 1989-04-08
330166 | 6 | 2004-03-09 | Removed From Ground | Gas | 10000 | Fiberglass | Fiberglass Reinforced Plastic | Pressure |  | 1989-04-08 |  | 1989-04-08
330166 | 7 | 2004-03-09 | Removed From Ground | Gas | 10000 | Fiberglass | Fiberglass Reinforced Plastic | Pressure |  | 1989-04-08 |  | 1989-04-08
330170 | 1 | 1980-05-03 | Currently In Use | Gas | 10000 | Fiberglass | Fiberglass Reinforced Plastic | Pressure |  | 1980-05-01 |  | 1980-05-01
330170 | 2 | 1980-05-03 | Currently In Use | Gas | 10000 | Fiberglass | Fiberglass Reinforced Plastic | Pressure |  | 1980-05-01 |  | 1980-05-01
330170 | 3 | 1980-05-03 | Currently In Use | Gas | 10000 | Fiberglass | Fiberglass Reinforced Plastic | Pressure |  | 1980-05-01 |  | 1980-05-01
330170 | 4 | 1980-05-03 | Currently In Use | Diesel | 10000 | Fiberglass | Fiberglass Reinforced Plastic | Pressure |  | 1980-05-01 |  | 1980-05-01
330171 | 1 |  | Removed From Ground Date Unknown | Gas | 6000 | Bare Steel | Galvanized Steel | Not Marked
330171 | 2 |  | Removed From Ground Date Unknown | Gas | 6000 | Bare Steel | Galvanized Steel | Not Marked
330171 | 3 |  | Removed From Ground Date Unknown | Gas | 6000 | Bare Steel | Galvanized Steel | Not Marked
330171 | 4 |  | Removed From Ground Date Unknown | Gas | 10000 | Bare Steel | Galvanized Steel | Not Marked
330171 | 5 | 1988-01-01 | Currently In Use | Gas | 10000 | Fiberglass | Fiberglass Reinforced Plastic | Pressure |  | 1988-01-01 |  | 1988-01-01
330171 | 6 | 1988-01-01 | Currently In Use | Gas | 10000 | Fiberglass | Fiberglass Reinforced Plastic | Pressure |  | 1988-01-01 |  | 1988-01-01
330171 | 7 | 1988-01-01 | Currently In Use | Gas | 10000 | Fiberglass | Fiberglass Reinforced Plastic | Pressure |  | 1988-01-01 |  | 1988-01-01
330172 | 1 | 1987-01-01 | Removed From Ground | Used Oil | 550 | Bare Steel | Galvanized Steel | Not Marked | Y |  | Y
330172 | 2 | 1987-01-01 | Removed From Ground | Gas | 10000 | Bare Steel | Galvanized Steel | Not Marked
330172 | 3 | 1987-01-01 | Removed From Ground | Gas | 10000 | Bare Steel | Galvanized Steel | Not Marked
330172 | 4 | 1987-01-01 | Removed From Ground | Gas | 10000 | Bare Steel | Galvanized Steel | Not Marked
330172 | 5 | 1987-01-01 | Removed From Ground | Diesel | 10000 | Bare Steel | Galvanized Steel | Not Marked
330172 | 6 | 1989-01-01 | Currently In Use | Gas | 10000 | Fiberglass | Fiberglass Reinforced Plastic | Pressure |  | 1989-01-01 |  | 1989-01-01
330172 | 7 | 1989-01-01 | Currently In Use | Gas | 10000 | Fiberglass | Fiberglass Reinforced Plastic | Pressure |  | 1989-01-01 |  | 1989-01-01
330172 | 8 | 1989-01-01 | Currently In Use | Gas | 10000 | Fiberglass | Fiberglass Reinforced Plastic | Pressure |  | 1989-01-01 |  | 1989-01-01
330172 | 9 | 1989-01-01 | Currently In Use | Gas | 10000 | Fiberglass | Fiberglass Reinforced Plastic | Pressure | N | 1989-01-01 | N | 1989-01-01
330173 | 1 |  | Removed From Ground Date Unknown | Used Oil | 550 | Bare Steel | Galvanized Steel | Not Marked | Y |  | Y
330173 | 10 | 2007-04-05 | Removed From Ground | Diesel | 10000 | Fiberglass | Fiberglass Reinforced Plastic | Not Marked |  | 1993-06-04 |  | 1993-06-04
330173 | 11 | 2007-04-05 | Removed From Ground | Used Oil | 1000 | Fiberglass | Fiberglass Reinforced Plastic | Not Marked | Y |  | Y | 1993-06-04
330173 | 2 |  | Removed From Ground Date Unknown | Diesel | 6000 | Bare Steel | Galvanized Steel | Not Marked
330173 | 3 |  | Removed From Ground Date Unknown | Gas | 6000 | Bare Steel | Galvanized Steel | Not Marked
330173 | 4 |  | Removed From Ground Date Unknown | Gas | 6000 | Bare Steel | Galvanized Steel | Not Marked
330173 | 5 |  | Removed From Ground Date Unknown | Gas | 6000 | Bare Steel | Galvanized Steel | Not Marked
330173 | 6 |  | Removed From Ground Date Unknown | Gas | 10000 | Bare Steel | Galvanized Steel | Not Marked
330173 | 7 | 2007-04-05 | Removed From Ground | Gas | 10000 | Fiberglass | Fiberglass Reinforced Plastic | Not Marked |  | 1993-06-04 |  | 1993-06-04
330173 | 8 | 2007-04-05 | Removed From Ground | Gas | 10000 | Fiberglass | Fiberglass Reinforced Plastic | Not Marked |  | 1993-06-04 |  | 1993-06-04
330173 | 9 | 2007-04-05 | Removed From Ground | Gas | 10000 | Fiberglass | Fiberglass Reinforced Plastic | Not Marked |  | 1993-06-04 |  | 1993-06-04
330174 | 1 |  | Removed From Ground Date Unknown | Used Oil | 550 | Bare Steel | Galvanized Steel | Not Marked | Y |  | Y
330174 | 10 | 2011-06-01 | Currently In Use | Diesel | 815 | Fiberglass Double Walled | Fiberglass/Double Walled | Pressure | N | 2011-06-20 | N | 2011-06-20
330174 | 2 |  | Removed From Ground Date Unknown | Gas | 6000 | Bare Steel | Galvanized Steel | Not Marked
330174 | 3 |  | Removed From Ground Date Unknown | Gas | 6000 | Bare Steel | Galvanized Steel | Not Marked
330174 | 4 |  | Removed From Ground Date Unknown | Gas | 6000 | Bare Steel | Galvanized Steel | Not Marked
330174 | 5 |  | Removed From Ground Date Unknown | Gas | 10000 | Bare Steel | Galvanized Steel | Not Marked
330174 | 6 |  | Removed From Ground Date Unknown | Diesel | 10000 | Bare Steel | Galvanized Steel | Not Marked
330174 | 7 | 2012-08-20 | Currently In Use | Gas | 10000 | Fiberglass | Fiberglass Reinforced Plastic | Pressure |  | 1988-04-01 |  | 1988-04-01
330174 | 8 | 2012-08-20 | Currently In Use | Gas | 10000 | Fiberglass | Fiberglass Reinforced Plastic | Pressure |  | 1988-04-01 |  | 1988-04-01
330174 | 9 | 2012-08-20 | Currently In Use | Gas | 10000 | Fiberglass | Fiberglass Reinforced Plastic | Pressure |  | 1988-04-01 |  | 1988-04-01
330175 | 1 |  | Removed From Ground Date Unknown | Gas | 6000 | Bare Steel | Galvanized Steel | Not Marked
330175 | 2 |  | Removed From Ground Date Unknown | Gas | 6000 | Bare Steel | Galvanized Steel | Not Marked
330175 | 3 |  | Removed From Ground Date Unknown | Gas | 6000 | Bare Steel | Galvanized Steel | Not Marked
330175 | 4 |  | Removed From Ground Date Unknown | Gas | 10000 | Bare Steel | Galvanized Steel | Not Marked
330175 | 5 |  | Removed From Ground Date Unknown | Gas | 10000 | Bare Steel | Galvanized Steel | Not Marked
330175 | 6 |  | Removed From Ground Date Unknown | Diesel | 10000 | Bare Steel | Galvanized Steel | Not Marked
330175 | 7 | 2003-04-23 | Removed From Ground | Gas | 10000 | Fiberglass | Fiberglass Reinforced Plastic | Pressure |  | 1988-01-01 |  | 1988-01-01
330175 | 8 | 2003-04-23 | Removed From Ground | Gas | 10000 | Fiberglass | Fiberglass Reinforced Plastic | Pressure |  | 1988-01-01 |  | 1988-01-01
330175 | 9 | 2003-04-23 | Removed From Ground | Gas | 10000 | Fiberglass | Fiberglass Reinforced Plastic | Pressure |  | 1988-01-01 |  | 1988-01-01
330176 | 110 | 1990-06-01 | Removed From Ground | Gas | 1500 | Bare Steel | Unknown | Not Marked
330176 | 111 | 1990-06-01 | Removed From Ground | Kerosene | 1500 | Bare Steel | Unknown | Not Marked
330176 | 112 | 1990-06-01 | Removed From Ground | Other | 1000 | Bare Steel | Unknown | Not Marked
330176 | 113 | 1990-06-01 | Removed From Ground | Other | 1000 | Bare Steel | Unknown | Not Marked
330177 | A | 1993-06-22 | Closed In Ground | Gas | 10000 | Bare Steel | Bare Steel | Suction: No Valve At The Tank
330177 | B | 1993-06-22 | Closed In Ground | Diesel | 6000 | Bare Steel | Bare Steel | Suction: No Valve At The Tank
330177 | C | 1993-06-24 | Currently In Use | Diesel | 6000 | Fiberglass | Fiberglass Reinforced Plastic | Pressure |  | 1993-06-24 |  | 1993-06-24
330177 | D | 1992-09-15 | Removed From Ground | Used Oil | 500 | Bare Steel | Galvanized Steel | Gravity Fed | Y |  | Y
330180 | 1 | 1997-07-22 | Removed From Ground | Gas | 2000 | Bare Steel | Galvanized Steel | Not Marked
330180 | 2 | 1997-07-22 | Removed From Ground | Gas | 4000 | Bare Steel | Galvanized Steel | Not Marked
330180 | 3 | 1997-07-22 | Removed From Ground | Used Oil | 500 | Bare Steel | Galvanized Steel | Not Marked | Y |  | Y
330181 | 1 | 1988-12-21 | Removed From Ground | Gas | 1000 | Bare Steel | Unknown | Not Marked
330182 | 1 | 2014-08-25 | Removed From Ground | Gas | 8000 | Fiberglass | Cathodically Protected | Pressure |  | 1998-02-09 |  | 1998-02-09
330182 | 1 |  | Currently In Use | Gas | 8000 | Fiberglass | Cathodically Protected | Pressure |  | 1998-02-09 |  | 1998-02-09
330183 | 1 | 1994-12-20 | Removed From Ground | Gas | 10000 | Bare Steel | Bare Steel | Suction: Valve At The Tank |  | 1977-02-02
330183 | 2 | 1994-12-20 | Removed From Ground | Gas | 10000 | Bare Steel | Bare Steel | Suction: Valve At The Tank |  | 1977-02-02
330183 | 3 | 1994-12-20 | Removed From Ground | Gas | 6000 | Bare Steel | Bare Steel | Suction: Valve At The Tank |  | 1977-02-02
330184 | 1 | 2016-09-21 | Temporarily Out Of Use | Gas | 10000 | STIP-3 | Fiberglass/Double Walled | Pressure |  | 1998-05-01 |  | 1998-05-01
330184 | 2 | 2016-09-21 | Temporarily Out Of Use | Gas | 10000 | STIP-3 | Fiberglass/Double Walled | Pressure |  | 1998-05-01 |  | 1998-05-01
330184 | 3 | 2016-09-21 | Temporarily Out Of Use | Gas | 10000 | STIP-3 | Fiberglass/Double Walled | Pressure |  | 1998-05-01 |  | 1998-05-01
330185 | 1 | 1993-08-12 | Removed From Ground | Gas | 10000 | Bare Steel | Bare Steel | Pressure
330185 | 2 | 1993-08-12 | Removed From Ground | Gas | 10000 | Bare Steel | Bare Steel | Pressure
330186 | 1 | 2009-03-16 | Removed From Ground | Gas | 10000 | Steel-Impressed Current | Fiberglass Reinforced Plastic | Pressure |  | 1994-08-31 |  | 1994-08-31
330186 | 2 | 2009-03-16 | Removed From Ground | Gas | 10000 | Steel-Impressed Current | Fiberglass Reinforced Plastic | Pressure |  | 1994-08-31 |  | 1994-08-31
330186 | 3 | 2009-03-16 | Removed From Ground | Gas | 6000 | Steel-Impressed Current | Fiberglass Reinforced Plastic | Pressure |  | 1994-08-31 |  | 1994-08-31
330188 | 1 | 1993-09-03 | Removed From Ground | Gas | 6000 | Bare Steel | Fiberglass Reinforced Plastic | Pressure
330188 | 2 | 1993-09-03 | Removed From Ground | Gas | 6000 | Bare Steel | Fiberglass Reinforced Plastic | Pressure
330188 | 3 | 1993-09-03 | Removed From Ground | Gas | 6000 | Bare Steel | Fiberglass Reinforced Plastic | Pressure
330188 | 4 | 1993-09-03 | Removed From Ground | Gas | 6000 | Bare Steel | Fiberglass Reinforced Plastic | Pressure
330188 | 5 | 1995-05-01 | Currently In Use | Gas | 10000 | Epoxy | Double Walled | Pressure |  | 1995-05-01 |  | 1995-05-01
330188 | 6 | 1995-05-01 | Currently In Use | Gas | 10000 | Epoxy | Double Walled | Pressure |  | 1995-05-01 |  | 1995-05-01
330188 | 7 | 1995-05-01 | Currently In Use | Gas | 10000 | Epoxy | Double Walled | Pressure |  | 1995-05-01 |  | 1995-05-01
330188 | 8 | 1995-05-01 | Currently In Use | Diesel | 10000 | Epoxy | Double Walled | Pressure |  | 1995-05-01 |  | 1995-05-01
330190 | 16 | 1997-02-01 | Currently In Use | Diesel | 6000 | STIP-3 | Fiberglass/Double Walled | Pressure |  | 1997-02-01 |  | 1997-02-01
330190 | 8 | 1997-02-01 | Removed From Ground | Kerosene | 6000 | Bare Steel | Galvanized Steel | Not Marked
330190 | FW#REG |  | Removed From Ground Date Unknown | Empty | 1 | Bare Steel | Unknown | Not Marked
330190 | FW#UN |  | Removed From Ground Date Unknown | Empty | 1 | Bare Steel | Unknown | Not Marked
330191 | 10 |  | Removed From Ground Date Unknown | Gas | 6000 | Not Marked/Unknown | Not Marked | Not Marked
330191 | 9 | 1997-02-01 | Removed From Ground | Diesel | 3000 | Bare Steel | Galvanized Steel | Pressure
330192 | 1 | 1993-08-17 | Removed From Ground | Gas | 10000 | Bare Steel | Galvanized Steel | Not Marked
330192 | 2 | 1993-08-17 | Removed From Ground | Gas | 12000 | Bare Steel | Galvanized Steel | Not Marked
330192 | A-16867 | 1993-08-04 | Temporarily Out Of Use | Gas | 12000 | Composite | Fiberglass Reinforced Plastic | Pressure |  | 1993-08-24 |  | 1993-08-24
330193 | 1 | 2013-03-19 | Removed From Ground | Diesel | 5000 | Steel-Impressed Current | Impressed Current | Suction: Valve At The Tank |  | 1997-11-01 |  | 1997-11-01
330193 | 2 | 2013-03-19 | Removed From Ground | Gas | 2000 | Steel-Impressed Current | Impressed Current | Suction: Valve At The Tank |  | 1997-11-01 |  | 1997-11-01
330193 | 3 | 2013-03-19 | Removed From Ground | Diesel | 8000 | Steel-Impressed Current | Impressed Current | Suction: Valve At The Tank |  | 1997-11-01 |  | 1997-11-01
330193 | 4 | 2013-03-19 | Removed From Ground | Diesel | 8000 | Steel-Impressed Current | Impressed Current | Suction: Valve At The Tank |  | 1997-11-01 |  | 1997-11-01
330196 | 140-1 | 2003-04-29 | Removed From Ground | Gas | 10000 | Fiberglass | Fiberglass Reinforced Plastic | Pressure |  | 1998-05-22 |  | 1998-05-22
330196 | 140-2 | 2003-04-29 | Removed From Ground | Gas | 10000 | Fiberglass | Fiberglass Reinforced Plastic | Pressure |  | 1998-05-22 |  | 1998-05-22
330196 | 140-3 | 2003-04-29 | Removed From Ground | Gas | 10000 | Fiberglass | Fiberglass Reinforced Plastic | Pressure |  | 1998-05-22 |  | 1998-05-22
330196 | P3 | 1988-11-01 | Removed From Ground | Gas | 8000 | Bare Steel | Bare Steel | Not Marked
330196 | R1 | 1988-11-01 | Removed From Ground | Gas | 8000 | Bare Steel | Bare Steel | Not Marked
330196 | U2 | 1988-11-01 | Removed From Ground | Gas | 8000 | Bare Steel | Bare Steel | Not Marked
330199 | 1 | 2003-10-09 | Currently In Use | Gas | 10000 | Steel-Impressed Current | Cathodically Protected | Pressure |  | 1991-01-01 |  | 1991-01-01
330199 | 2 | 2003-10-09 | Currently In Use | Gas | 10000 | Steel-Impressed Current | Cathodically Protected | Pressure |  | 1991-01-01 |  | 1991-01-01
330199 | 3 | 2003-10-09 | Currently In Use | Diesel | 10000 | Steel-Impressed Current | Cathodically Protected | Pressure |  | 1991-01-01 |  | 1991-01-01
330200 | 162-1 | 2003-04-15 | Currently In Use | Gas | 10000 | Cathodically Protected Steel | Fiberglass/Double Walled | Pressure |  | 1997-01-01 |  | 1998-05-20
330200 | 162-2 | 2003-04-15 | Currently In Use | Gas | 10000 | Cathodically Protected Steel | Fiberglass/Double Walled | Pressure |  | 1997-01-01 |  | 1998-05-20
330200 | 162-3 | 2003-04-15 | Currently In Use | Diesel | 10000 | Cathodically Protected Steel | Fiberglass/Double Walled | Pressure |  | 1997-01-01 |  | 1998-05-20
330205 | 1 |  | Removed From Ground Date Unknown | Empty | 10000 | Bare Steel | Galvanized Steel | Not Marked
330205 | 2 |  | Removed From Ground Date Unknown | Empty | 8000 | Bare Steel | Galvanized Steel | Not Marked
330205 | 3 |  | Removed From Ground Date Unknown | Empty | 8000 | Bare Steel | Galvanized Steel | Not Marked
330206 | 1 | 1990-08-01 | Removed From Ground | Gas | 8000 | Bare Steel | Galvanized Steel | Not Marked
330206 | 2 | 1990-08-01 | Removed From Ground | Gas | 8000 | Bare Steel | Galvanized Steel | Not Marked
330207 | 1 | 1990-10-01 | Removed From Ground | Gas | 8000 | Bare Steel | Galvanized Steel | Not Marked
330207 | 2 | 1990-10-01 | Removed From Ground | Gas | 8000 | Bare Steel | Galvanized Steel | Not Marked
330208 | 1 | 1990-10-01 | Removed From Ground | Gas | 8000 | Bare Steel | Galvanized Steel | Not Marked
330208 | 2 | 1990-10-01 | Removed From Ground | Gas | 8000 | Bare Steel | Galvanized Steel | Not Marked
330209 | 1 | 1976-01-01 | Currently In Use | Gas | 10000 | Steel-Impressed Current | Fiberglass Reinforced Plastic | Pressure |  | 1993-02-01 12:00 |  | 1993-02-01 12:00
330209 | 2 | 1976-01-01 | Currently In Use | Gas | 10000 | Steel-Impressed Current | Fiberglass Reinforced Plastic | Pressure |  | 1993-02-01 12:00 |  | 1993-02-01 12:00
330209 | 3 | 1985-01-01 | Currently In Use | Diesel | 8000 | Steel-Impressed Current | Fiberglass Reinforced Plastic | Pressure |  | 1993-02-01 12:00 |  | 1993-02-01 12:00
330209 | 4 | 1993-12-29 | Removed From Ground | Kerosene | 2000 | Cathodically Protected Steel | Galvanized Steel | Not Marked
330210 | 1 | 1996-08-02 | Removed From Ground | Diesel | 8000 | Bare Steel | Galvanized Steel | Suction: Valve At The Tank
330210 | 2 | 1996-08-02 | Removed From Ground | Diesel | 4000 | Bare Steel | Galvanized Steel | Not Marked
330210 | 3 | 1996-08-02 | Removed From Ground | Diesel | 4000 | Bare Steel | Galvanized Steel | Not Marked
330210 | 4 | 1996-08-02 | Removed From Ground | Gas | 2000 | Not Marked/Unknown | Not Marked | Not Marked
330214 | 2 | 1999-08-03 | Removed From Ground | Gas | 5000 | Bare Steel | Galvanized Steel | Not Marked
330214 | 3 | 1999-08-02 | Removed From Ground | Diesel | 10000 | Unknown | Fiberglass Reinforced Plastic | Not Marked
330215 | 1 | 1999-07-01 | Removed From Ground | Empty | 10000 | Marked Unknown | Galvanized Steel | Not Marked
330215 | 2 | 1999-07-01 | Removed From Ground | Empty | 10000 | Marked Unknown | Galvanized Steel | Not Marked
330215 | 3 | 1999-07-01 | Removed From Ground | Empty | 10000 | Marked Unknown | Galvanized Steel | Not Marked
330215 | 4 | 1999-07-01 | Removed From Ground | Empty | 550 | Marked Unknown | Galvanized Steel | Not Marked | Y |  | Y
330215 | 5 | 1993-08-10 | Removed From Ground | Other | 4000 | Marked Unknown | Galvanized Steel | Not Marked
330215 | 6 | 1998-10-01 | Currently In Use | Gas | 20000 | Fiberglass Double Walled | Fiberglass/Double Walled | Pressure |  | 1998-10-01 |  | 1998-10-01
330215 | 7 | 1998-10-01 | Currently In Use | Diesel | 20000 | Fiberglass Double Walled | Fiberglass/Double Walled | Pressure |  | 1998-10-01 |  | 1998-10-01
330216 | 1 | 1995-06-06 | Removed From Ground | Gas | 1000 | Cathodically Protected Steel | Galvanized Steel | Not Marked
330216 | 2 | 1997-03-04 | Removed From Ground | Diesel | 1000 | Cathodically Protected Steel | Galvanized Steel | Not Marked
330216 | 3 | 1997-03-04 | Removed From Ground | Diesel | 140 | Cathodically Protected Steel | Bare Steel | Not Marked
330216 | 4 |  | Permanently Out Of Use | Gas | 1000 | Cathodically Protected Steel | Galvanized Steel | Not Marked
330216 | 5 |  | Permanently Out Of Use | Diesel | 500 | Cathodically Protected Steel | Galvanized Steel | Not Marked
330216 | 6 |  | Permanently Out Of Use | Diesel | 500 | Cathodically Protected Steel | Bare Steel | Not Marked
330216 | 7 | 1998-01-14 | Currently In Use | Gas | 15000 | Fiberglass Double Walled | Fiberglass Reinforced Plastic | Pressure |  | 1998-01-01 |  | 1998-01-01
330216 | 8 | 1998-01-14 | Currently In Use | Diesel | 1000 | Fiberglass Double Walled | Fiberglass Reinforced Plastic | Pressure |  | 1998-01-01 |  | 1998-01-01
330217 | 1 | 1998-10-01 | Removed From Ground | Diesel | 1000 | Cathodically Protected Steel | Galvanized Steel | Not Marked
330217 | 2 | 1998-10-01 | Currently In Use | Diesel | 1000 | Double Walled | Fiberglass Reinforced Plastic | Suction: No Valve At The Tank |  | 1998-10-01 |  | 1998-10-01
330218 | 1 | 1992-02-20 | Removed From Ground | Gas | 10000 | Bare Steel | Galvanized Steel | Not Marked
330218 | 2 | 1992-02-20 | Removed From Ground | Diesel | 1065 | Bare Steel | Galvanized Steel | Not Marked
330219 | 2 | 1998-02-25 | Removed From Ground | Gas | 10000 | Marked Unknown | Unknown | Not Marked
330220 | 1 | 1998-09-01 | Removed From Ground | Diesel | 500 | Cathodically Protected Steel | Galvanized Steel | Suction: No Valve At The Tank
330220 | 2 | 1998-09-01 | Currently In Use | Diesel | 1000 | Double Walled | Fiberglass/Double Walled | Suction: No Valve At The Tank |  | 1998-09-01 |  | 1998-09-01
330221 | 1 | 1998-10-01 | Removed From Ground | Diesel | 500 | Cathodically Protected Steel | Galvanized Steel | Not Marked
330221 | 2 | 1998-10-01 | Currently In Use | Diesel |  | Double Walled | Fiberglass Reinforced Plastic | Suction: No Valve At The Tank |  | 1998-10-01 |  | 1998-10-01
330222 | 1 | 1988-11-15 | Removed From Ground | Gas | 3000 | Cathodically Protected Steel | Galvanized Steel | Not Marked
330222 | 2 | 1988-11-15 | Removed From Ground | Gas | 3000 | Cathodically Protected Steel | Galvanized Steel | Not Marked
330222 | 3 | 1988-11-15 | Removed From Ground | Gas |  | Cathodically Protected Steel | Galvanized Steel | Not Marked
330222 | 4 | 1988-11-15 | Removed From Ground | Gas |  | Cathodically Protected Steel | Galvanized Steel | Not Marked
330222 | 5 | 2002-04-01 | Currently In Use | Gas | 15000 | Fiberglass | Double Walled/Sec. Containment | Pressure | N | 2002-04-01 | N | 2002-04-01
330222 | 6 | 2002-04-01 | Currently In Use | Gas | 10000 | Fiberglass | Double Walled/Sec. Containment | Pressure | N | 2002-04-01 | N | 2002-04-01
330222 | 8 | 2002-04-01 | Currently In Use | Diesel | 5000 | Fiberglass | Double Walled/Sec. Containment | Pressure | N | 2002-04-01 | N | 2002-04-01
330223 | 1 | 1989-01-11 | Removed From Ground | Gas | 1011 | Bare Steel | Galvanized Steel | Not Marked
330223 | 2 | 2007-12-12 | Removed From Ground | Gas | 1000 | Fiberglass | Fiberglass Reinforced Plastic | Suction: Valve At The Tank |  | 1989-01-11 |  | 1989-01-11
330224 | 1 | 2011-10-05 | Temporarily Out Of Use | Diesel | 12000 | Steel-Galvanic | Double Walled | Pressure |  | 1997-02-01 |  | 1997-02-01
330224 | 2AST |  | Permanently Out Of Use | Other | 10000 | Bare Steel | Unknown | Not Marked
330225 | 1 | 1984-03-07 | Currently In Use | Diesel | 10000 | Steel-Galvanic | Fiberglass/Double Walled | Pressure |  | 1997-12-01 |  | 1997-12-01
330226 | 1 |  | Permanently Out Of Use | Diesel | 3000 | Bare Steel | Galvanized Steel | Not Marked
330226 | 2 |  | Permanently Out Of Use | Diesel | 3000 | Bare Steel | Galvanized Steel | Not Marked
330229 | 1 | 2011-03-09 | Removed From Ground | Gas | 2000 | Steel-Impressed Current | Fiberglass Reinforced Plastic | Suction: Valve At The Tank |  | 1998-06-01 |  | 1998-06-01
330229 | 2 | 1998-07-01 | Removed From Ground | Diesel | 500 | Bare Steel | Galvanized Steel | Not Marked
330229 | 3A | 2011-03-01 | Currently In Use | Gas | 3000 | Composite Double Walled | Fiberglass Reinforced Plastic | Suction: No Valve At The Tank | N | 2011-03-01 | N | 2011-03-01
330229 | 3B | 2011-03-01 | Currently In Use | Diesel | 3000 | Composite Double Walled | Fiberglass Reinforced Plastic | Suction: No Valve At The Tank | N | 2011-03-01 | N | 2011-03-01
330232 | 1 | 1994-11-17 | Removed From Ground | Gas | 10000 | Bare Steel | Galvanized Steel | Not Marked
330232 | 2 | 1994-11-17 | Removed From Ground | Gas | 10000 | Bare Steel | Galvanized Steel | Not Marked
330232 | 3 | 1994-11-17 | Removed From Ground | Gas | 6000 | Bare Steel | Galvanized Steel | Not Marked
330232 | 4 | 1994-11-17 | Removed From Ground | Diesel | 6000 | Bare Steel | Galvanized Steel | Not Marked
330232 | 5 | 1994-12-20 | Currently In Use | Gas | 10000 | Fiberglass | Fiberglass/Double Walled | Pressure |  | 1994-12-20 |  | 1994-12-20
330232 | 6 | 1994-12-20 | Currently In Use | Gas | 10000 | Fiberglass | Fiberglass/Double Walled | Pressure |  | 1994-12-20 |  | 1994-12-20
330232 | 7 | 1994-12-20 | Currently In Use | Gas | 10000 | Fiberglass | Fiberglass/Double Walled | Pressure |  | 1994-12-20 |  | 1994-12-20
330232 | 8 | 1994-12-20 | Currently In Use | Diesel | 6000 | Fiberglass | Fiberglass/Double Walled | Pressure |  | 1994-12-20 |  | 1994-12-20
330233 | 1 | 1992-01-01 | Removed From Ground | Diesel | 1000 | Bare Steel | Unknown | Not Marked
330235 | 1 | 1997-04-08 | Removed From Ground | Diesel | 10000 | Bare Steel | Bare Steel | Pressure
330235 | 2 | 1994-10-07 | Removed From Ground | Diesel | 10000 | Bare Steel | Bare Steel | Gravity Fed
330235 | 3 | 1997-04-02 | Removed From Ground | Gas | 10000 | Bare Steel | Bare Steel | Suction: No Valve At The Tank
330235 | 4 | 1994-10-07 | Removed From Ground | Other | 2000 | Bare Steel | Bare Steel | Suction: Valve At The Tank
330235 | 5 | 1997-04-02 | Removed From Ground | Diesel | 10000 | Bare Steel | Bare Steel | Not Marked
330236 | 1 | 2006-05-31 | Removed From Ground | Diesel | 8000 | Bare Steel | Fiberglass Reinforced Plastic | Suction: No Valve At The Tank |  | 1996-05-01 |  | 1996-05-01
330236 | 2 | 2006-05-31 | Removed From Ground | Diesel | 8000 | Bare Steel | Fiberglass Reinforced Plastic | Suction: No Valve At The Tank |  | 1996-05-01 |  | 1996-05-01
330237 | 1 | 1992-06-23 | Removed From Ground | Other | 1000 | Not Marked/Unknown | Not Marked | Not Marked
330238 | 2 | 1988-11-01 | Removed From Ground | Gas | 280 | Bare Steel | Galvanized Steel | Not Marked
330239 | 1 | 1988-01-01 | Closed In Ground | Gas | 560 | Bare Steel | Galvanized Steel | Suction: No Valve At The Tank
330240 | 1 | 1997-07-31 | Removed From Ground | Gas | 12000 | Cathodically Protected Steel | Galvanized Steel | Pressure
330240 | 2 | 1997-07-31 | Removed From Ground | Gas | 12000 | Cathodically Protected Steel | Galvanized Steel | Pressure
330240 | 3 | 1997-07-31 | Removed From Ground | Diesel | 12000 | Cathodically Protected Steel | Galvanized Steel | Pressure
330242 | 1 | 1993-03-01 | Removed From Ground | Gas | 3000 | Bare Steel | Galvanized Steel | Suction: Valve At The Tank
330242 | 2 | 1993-03-01 | Removed From Ground | Gas | 3000 | Bare Steel | Galvanized Steel | Suction: Valve At The Tank
330243 | 1 | 1998-01-01 | Removed From Ground | Gas | 4000 | Bare Steel | Galvanized Steel | Suction: Valve At The Tank
330243 | 2 | 1998-01-01 | Removed From Ground | Gas | 4000 | Bare Steel | Galvanized Steel | Suction: Valve At The Tank
330243 | 3 | 1998-01-01 | Removed From Ground | Gas | 4000 | Bare Steel | Galvanized Steel | Suction: Valve At The Tank
330243 | 4 | 1998-01-01 | Removed From Ground | Gas | 4000 | Bare Steel | Galvanized Steel | Suction: Valve At The Tank
330244 | 1 | 2010-05-25 | Removed From Ground | Diesel | 10000 | Bare Steel | Bare Steel | Not Marked
330245 | 1 | 1996-09-19 | Removed From Ground | Gas | 8000 | Bare Steel | Galvanized Steel | Not Marked
330245 | 2 | 1996-09-19 | Removed From Ground | Gas | 6000 | Bare Steel | Galvanized Steel | Not Marked
330245 | 3 | 1996-09-19 | Removed From Ground | Gas | 2000 | Bare Steel | Galvanized Steel | Not Marked
330245 | 4 | 1996-09-19 | Removed From Ground | Gas | 550 | Not Marked/Unknown | Not Marked | Not Marked
330245 | 5 | 1996-09-19 | Removed From Ground | Gas | 550 | Not Marked/Unknown | Not Marked | Not Marked
330245 | 6 | 1996-09-19 | Removed From Ground | Gas | 550 | Bare Steel | Not Marked | Not Marked
330245 | 7 | 1996-09-19 | Removed From Ground | Gas | 550 | Bare Steel | Not Marked | Not Marked
330246 | 1 | 1990-11-02 | Removed From Ground | Gas | 8000 | Bare Steel | Galvanized Steel | Not Marked
330246 | 2 | 1990-11-02 | Removed From Ground | Gas | 12000 | Bare Steel | Galvanized Steel | Not Marked
330246 | 3 | 1990-11-02 | Removed From Ground | Diesel | 8000 | Bare Steel | Galvanized Steel | Not Marked
330246 | 4 | 1990-11-02 | Removed From Ground | Diesel | 8000 | Bare Steel | Galvanized Steel | Not Marked
330246 | 5 | 1990-07-31 | Removed From Ground | Used Oil | 500 | Bare Steel | Galvanized Steel | Not Marked | Y |  | Y
330247 | 1 |  | Permanently Out Of Use | Gas | 8000 | Bare Steel | Galvanized Steel | Not Marked
330248 | 1 | 1992-04-02 | Removed From Ground | Diesel | 10000 | Bare Steel | Galvanized Steel | Not Marked
330248 | 2 | 1992-05-06 | Removed From Ground | Gas | 10000 | Bare Steel | Galvanized Steel | Not Marked
330248 | 3 | 2017-02-23 | Temporarily Out Of Use | Diesel | 9816 | Fiberglass | Fiberglass Reinforced Plastic | Pressure |  | 1901-01-01 12:00 |  | 1901-01-01 12:00
330249 | 1 |  | Removed From Ground Date Unknown | Empty | 1600 | Bare Steel | Galvanized Steel | Not Marked
330249 | 2 |  | Removed From Ground Date Unknown | Empty |  | Bare Steel | Unknown | Not Marked
330250 | 1 | 1982-03-21 | Currently In Use | Gas | 8000 | Steel-Impressed Current | Cathodically Protected | Suction: No Valve At The Tank |  | 1997-10-01 |  | 1993-02-11
330250 | 2 | 1993-02-10 | Removed From Ground | Other | 500 | Bare Steel | Galvanized Steel | Gravity Fed
330250 | 3 | 1993-02-10 | Removed From Ground | Used Oil | 1000 | Bare Steel | Galvanized Steel | Gravity Fed | Y |  | Y
330250 | 4 | 1993-02-10 | Removed From Ground | Other | 550 | Bare Steel | Galvanized Steel | Gravity Fed
330251 | 1 | 1997-05-09 | Removed From Ground | Used Oil | 550 | Bare Steel | Bare Steel | Gravity Fed | Y |  | Y
330252 | 1 | 1998-01-01 | Removed From Ground | Gas | 5000 | Bare Steel | Bare Steel | Not Marked
330252 | 2 | 1994-06-06 | Removed From Ground | Gas | 5000 | Bare Steel | Bare Steel | Not Marked
330252 | 3 | 1994-06-06 | Removed From Ground | Gas | 5000 | Bare Steel | Bare Steel | Not Marked
330252 | 4 | 1994-06-06 | Removed From Ground | Gas | 5000 | Bare Steel | Bare Steel | Not Marked
330252 | 5 | 1998-04-01 | Removed From Ground | Used Oil | 500 | Bare Steel | Bare Steel | Not Marked | Y |  | Y
330255 | 1 |  | Permanently Out Of Use | Gas | 1000 | Bare Steel | Galvanized Steel | Not Marked
330258 | 1 | 1999-04-08 | Removed From Ground | Gas | 10000 | Composite | Fiberglass Reinforced Plastic | Pressure |  | 1988-02-01 |  | 1994-12-01
330258 | 2 | 1999-04-08 | Removed From Ground | Gas | 10000 | Composite | Fiberglass Reinforced Plastic | Pressure |  | 1988-02-01 |  | 1994-12-01
330258 | 3 | 1999-04-08 | Removed From Ground | Gas | 10000 | Composite | Fiberglass Reinforced Plastic | Pressure |  | 1988-02-01 |  | 1994-12-01
330258 | 4 | 1999-04-08 | Removed From Ground | Diesel | 10000 | Composite | Fiberglass Reinforced Plastic | Pressure
330262 | 1 | 1993-04-30 | Removed From Ground | Empty | 5000 | Bare Steel | Galvanized Steel | Not Marked
330262 | 2 | 1993-04-30 | Removed From Ground | Empty | 5000 | Bare Steel | Galvanized Steel | Not Marked
330262 | 3 | 1993-04-30 | Removed From Ground | Empty | 5000 | Bare Steel | Galvanized Steel | Not Marked
330262 | 4 | 1993-04-30 | Removed From Ground | Empty | 5000 | Bare Steel | Galvanized Steel | Not Marked
330262 | 5 | 1993-04-01 | Removed From Ground | Empty | 550 | Bare Steel | Galvanized Steel | Not Marked
330262 | 6 | 1993-04-26 | Removed From Ground | Other | 550 | Bare Steel | Galvanized Steel | Not Marked
330262 | 7 | 1993-04-26 | Removed From Ground | Other | 275 | Bare Steel | Galvanized Steel | Not Marked
330262 | 8 | 1993-04-26 | Removed From Ground | Other | 550 | Bare Steel | Galvanized Steel | Not Marked
330263 | 1 | 1997-06-01 | Removed From Ground | Gas | 2000 | Bare Steel | Galvanized Steel | Not Marked
330263 | 2 | 1997-06-01 | Removed From Ground | Gas | 2000 | Bare Steel | Galvanized Steel | Not Marked
330266 | 1 | 1995-01-17 | Removed From Ground | Gas | 1000 | Bare Steel | Unknown | Not Marked
330266 | 1 |  | Currently In Use | Gas | 1000 | Bare Steel | Unknown | Not Marked
330266 | 2 | 1995-01-17 | Removed From Ground | Gas | 6000 | Bare Steel | Bare Steel | Pressure
330266 | 3 | 1995-01-17 | Removed From Ground | Gas | 6000 | Bare Steel | Bare Steel | Pressure
330266 | 4 | 1995-01-17 | Removed From Ground | Gas | 6000 | Bare Steel | Bare Steel | Pressure
330266 | 5 | 1995-01-17 | Removed From Ground | Used Oil | 500 | Bare Steel | Bare Steel | Pressure | Y |  | Y
330267 | 1 | 1987-01-01 | Closed In Ground | Diesel | 10000 | Bare Steel | Unknown | Not Marked
330267 | 10 | 1987-01-01 | Closed In Ground | Diesel | 8000 | Fiberglass | Unknown | Not Marked
330267 | 11 | 1987-01-01 | Currently In Use | New Oil | 10000 | Fiberglass | Bare Steel | Suction: No Valve At The Tank |  | 1997-11-21 |  | 1997-11-21
330267 | 12 | 1987-01-01 | Currently In Use | New Oil | 6000 | Fiberglass | Bare Steel | Suction: No Valve At The Tank |  | 1997-11-21 |  | 1997-11-21
330267 | 13 | 1987-01-01 | Currently In Use | Other | 6000 | Double Walled | Bare Steel | Suction: No Valve At The Tank |  | 1997-11-21 |  | 1997-11-21
330267 | 14 | 1987-01-01 | Currently In Use | Used Oil | 6000 | Fiberglass | Bare Steel | Gravity Fed | Y | 1998-01-01 12:00 | Y | 1997-11-21 12:00
330267 | 15 | 1995-04-13 | Removed From Ground | Diesel | 6000 | Fiberglass | Bare Steel | Pressure
330267 | 2 | 1987-01-01 | Closed In Ground | Diesel | 20000 | Bare Steel | Unknown | Not Marked
330267 | 3 | 1987-01-01 | Closed In Ground | Diesel | 20000 | Bare Steel | Unknown | Not Marked
330267 | 4 | 1987-01-01 | Closed In Ground | Diesel | 20000 | Bare Steel | Unknown | Not Marked
330267 | 5 | 1987-01-01 | Closed In Ground | Gas | 10000 | Bare Steel | Unknown | Not Marked
330267 | 6 | 1987-01-01 | Closed In Ground | Gas | 20000 | Bare Steel | Unknown | Not Marked
330267 | 7 | 1987-01-01 | Closed In Ground | Diesel | 6000 | Bare Steel | Unknown | Not Marked
330267 | 8 | 1987-01-01 | Closed In Ground | Used Oil | 4000 | Bare Steel | Unknown | Not Marked | Y |  | Y
330267 | 9 | 1987-01-01 | Closed In Ground | Other | 1000 | Bare Steel | Unknown | Not Marked
330268 | 1 | 1988-09-20 | Removed From Ground | Gas | 4000 | Bare Steel | Galvanized Steel | Not Marked
330268 | 2 | 1988-09-20 | Removed From Ground | Gas | 4000 | Bare Steel | Galvanized Steel | Not Marked
330268 | 3 | 1988-09-20 | Removed From Ground | Gas | 6000 | Bare Steel | Galvanized Steel | Not Marked
330268 | 4 | 1988-09-20 | Removed From Ground | Gas | 10000 | Bare Steel | Galvanized Steel | Not Marked
330268 | 5 | 1988-09-20 | Removed From Ground | Diesel | 3000 | Bare Steel | Galvanized Steel | Not Marked
330269 | 1 | 1994-05-10 | Removed From Ground | Diesel | 5000 | Cathodically Protected Steel | Galvanized Steel | Suction: No Valve At The Tank
330269 | 2 | 1994-05-10 | Removed From Ground | Diesel | 5000 | Cathodically Protected Steel | Galvanized Steel | Suction: No Valve At The Tank
330270 | 1 | 1987-01-01 | Removed From Ground | Gas | 3000 | Bare Steel | Galvanized Steel | Not Marked
330271 | 1 | 1999-01-15 | Removed From Ground | Gas | 6000 | Bare Steel | Galvanized Steel | Not Marked
330271 | 2 | 1999-01-15 | Removed From Ground | Gas | 10000 | Bare Steel | Galvanized Steel | Not Marked
330271 | 3 | 1999-01-15 | Removed From Ground | Gas | 8000 | Bare Steel | Galvanized Steel | Not Marked
330271 | 4 | 1999-01-15 | Removed From Ground | Diesel | 10000 | Bare Steel | Galvanized Steel | Not Marked
330271 | 5 | 1999-01-15 | Removed From Ground | Diesel | 10000 | Bare Steel | Galvanized Steel | Not Marked
330271 | 6 | 1999-01-15 | Removed From Ground | Kerosene | 10000 | Bare Steel | Galvanized Steel | Not Marked
330272 | 1 | 1987-08-27 | Removed From Ground | Gas | 10000 | Bare Steel | Galvanized Steel | Not Marked
330272 | 2 | 1987-08-27 | Removed From Ground | Gas | 10000 | Bare Steel | Galvanized Steel | Not Marked
330273 | 1 | 1985-01-01 | Removed From Ground | Diesel | 5000 | Bare Steel | Galvanized Steel | Suction: No Valve At The Tank
330273 | 2 | 1985-01-01 | Removed From Ground | Diesel | 5000 | Bare Steel | Galvanized Steel | Suction: No Valve At The Tank
330274 | 1 |  | Removed From Ground Date Unknown | Diesel | 5000 | Bare Steel | Galvanized Steel | Suction: Valve At The Tank
330277 | 1 | 1989-07-28 | Removed From Ground | Gas | 10000 | Bare Steel | Galvanized Steel | Not Marked
330277 | 2 | 1989-07-28 | Removed From Ground | Gas | 10000 | Bare Steel | Galvanized Steel | Not Marked
330277 | 3 | 1989-07-28 | Removed From Ground | Diesel | 3000 | Bare Steel | Galvanized Steel | Not Marked
330277 | 4 | 1991-06-18 | Removed From Ground | Other | 550 | Bare Steel | Galvanized Steel | Not Marked
330277 | 5 | 1991-06-18 | Removed From Ground | Used Oil | 550 | Bare Steel | Galvanized Steel | Not Marked | Y |  | Y
330277 | 6 | 1993-07-15 | Removed From Ground | Gas | 12000 | Double Walled | Unknown | Pressure
330277 | 7 | 1993-07-15 | Removed From Ground | Diesel | 12000 | Double Walled | Fiberglass Reinforced Plastic | Not Marked
330277 | 8 | 1993-07-01 | Removed From Ground | Gas | 12000 | Double Walled | Fiberglass Reinforced Plastic | Not Marked
330278 | 1 | 1989-01-01 | Removed From Ground | Gas | 5000 | Bare Steel | Galvanized Steel | Not Marked
330278 | 2 | 1989-07-06 | Removed From Ground | Diesel | 10000 | Bare Steel | Galvanized Steel | Not Marked
330278 | 3 | 1989-07-06 | Removed From Ground | Diesel | 10000 | Bare Steel | Galvanized Steel | Not Marked
330278 | 4 | 1993-05-01 | Removed From Ground | Used Oil | 300 | Bare Steel | Galvanized Steel | Not Marked | Y |  | Y
330278 | 5 | 1993-05-01 | Removed From Ground | Diesel | 10000 | Bare Steel | Galvanized Steel | Not Marked
330278 | 6 | 1993-05-01 | Removed From Ground | Diesel | 10000 | Bare Steel | Galvanized Steel | Not Marked
330278 | 7 | 1989-07-06 | Removed From Ground | Gas | 3000 | Bare Steel | Galvanized Steel | Not Marked
330278 | 8 | 1989-07-06 | Removed From Ground | Heating Oil | 8000 | Marked Unknown | Bare Steel | Not Marked
330278 | 9 | 1993-05-01 | Removed From Ground | Used Oil | 550 | Not Marked/Unknown | Not Marked | Not Marked | Y |  | Y
330279 | 1 | 1993-03-10 | Removed From Ground | Gas | 12000 | Cathodically Protected Steel | Galvanized Steel | Pressure
330279 | 2 | 1993-03-10 | Removed From Ground | Gas | 12000 | Bare Steel | Galvanized Steel | Suction: Valve At The Tank
330279 | 3 | 1993-03-10 | Removed From Ground | Diesel | 12000 | Bare Steel | Galvanized Steel | Not Marked
330279 | 4 | 1993-03-10 | Removed From Ground | Used Oil | 300 | Bare Steel | Galvanized Steel | Not Marked | Y |  | Y
330279 | 5 | 1993-03-01 | Removed From Ground | Used Oil | 550 | Not Marked/Unknown | Not Marked | Not Marked | Y |  | Y
330280 | 1 | 1991-11-01 | Removed From Ground | Gas | 2000 | Bare Steel | Galvanized Steel | Not Marked
330280 | 2 | 1991-11-01 | Removed From Ground | Gas | 2000 | Bare Steel | Galvanized Steel | Not Marked
330280 | 3 | 1991-11-01 | Removed From Ground | Gas | 2000 | Bare Steel | Galvanized Steel | Not Marked
330280 | 4 | 1991-11-01 | Removed From Ground | Gas | 2000 | Bare Steel | Galvanized Steel | Not Marked
330280 | 5 | 1991-11-01 | Removed From Ground | Gas | 2000 | Bare Steel | Galvanized Steel | Not Marked
330280 | 6 | 1991-11-01 | Removed From Ground | Gas | 1000 | Bare Steel | Galvanized Steel | Not Marked
330280 | 7 | 1991-11-01 | Removed From Ground | Empty | 275 | Bare Steel | Galvanized Steel | Not Marked
330282 | 1 | 2002-09-30 | Removed From Ground | Gas | 6000 | STIP-3 | Cathodically Protected | Pressure |  | 1996-06-01 |  | 1996-06-01
330282 | 2 | 2002-09-30 | Removed From Ground | Gas | 6000 | STIP-3 | Cathodically Protected | Pressure |  | 1996-06-01 |  | 1996-06-01
330282 | 3 | 2002-09-30 | Removed From Ground | Gas | 6000 | STIP-3 | Cathodically Protected | Pressure |  | 1996-06-01 |  | 1996-06-01
330283 | 1 | 1990-07-01 | Removed From Ground | Gas | 6000 | Cathodically Protected Steel | Bare Steel | Not Marked
330283 | 2 | 1990-07-01 | Removed From Ground | Gas | 6000 | Cathodically Protected Steel | Bare Steel | Not Marked
330284 | 1 | 1985-04-15 | Currently In Use | Gas | 6000 | Steel-Impressed Current | Cathodically Protected | Pressure |  | 1997-10-01 |  | 1997-10-01
330284 | 1 |  | Removed From Ground Date Unknown | Gas | 6000 | Steel-Impressed Current | Cathodically Protected | Pressure |  | 1997-10-01 |  | 1997-10-01
330284 | 2 | 1985-04-15 | Currently In Use | Gas | 6000 | Steel-Impressed Current | Cathodically Protected | Pressure |  | 1997-10-01 |  | 1997-10-01
330284 | 2 |  | Removed From Ground Date Unknown | Gas | 6000 | Steel-Impressed Current | Cathodically Protected | Pressure |  | 1997-10-01 |  | 1997-10-01
330284 | 3 | 1985-04-15 | Currently In Use | Gas | 6000 | Steel-Impressed Current | Cathodically Protected | Pressure |  | 1997-10-01 |  | 1997-10-01
330284 | 3 |  | Removed From Ground Date Unknown | Gas | 6000 | Steel-Impressed Current | Cathodically Protected | Pressure |  | 1997-10-01 |  | 1997-10-01
330285 | 1 | 1994-04-20 | Removed From Ground | Gas | 6000 | Cathodically Protected Steel | Galvanized Steel | Pressure
330285 | 2 | 1994-04-20 | Removed From Ground | Gas | 6000 | Cathodically Protected Steel | Galvanized Steel | Pressure
330285 | 3 | 1994-04-20 | Removed From Ground | Diesel | 6000 | Cathodically Protected Steel | Galvanized Steel | Pressure
330285 | 4 | 1994-04-20 | Removed From Ground | Used Oil | 6000 | Bare Steel | Galvanized Steel | Not Marked | Y |  | Y
330286 | 1 | 1994-11-16 | Removed From Ground | Gas | 4000 | Bare Steel | Galvanized Steel | Not Marked
330286 | 2 | 1994-11-16 | Removed From Ground | Gas | 4000 | Bare Steel | Galvanized Steel | Not Marked
330286 | 3 | 1994-11-16 | Removed From Ground | Gas | 2000 | Bare Steel | Galvanized Steel | Not Marked
330286 | 4 | 1994-11-16 | Removed From Ground | Diesel | 1000 | Bare Steel | Not Marked | Not Marked
330286 | 5 | 1994-11-16 | Removed From Ground | Used Oil | 560 | Bare Steel | Not Marked | Not Marked | Y |  | Y
330287 | 1 |  | Removed From Ground Date Unknown | Gas | 6000 | Cathodically Protected Steel | Galvanized Steel | Not Marked
330287 | 2 |  | Removed From Ground Date Unknown | Gas | 4000 | Cathodically Protected Steel | Galvanized Steel | Not Marked
330287 | 3 |  | Removed From Ground Date Unknown | Gas | 4000 | Cathodically Protected Steel | Galvanized Steel | Not Marked
330287 | 4 |  | Removed From Ground Date Unknown | Gas | 4000 | Cathodically Protected Steel | Galvanized Steel | Not Marked
330287 | 5 |  | Removed From Ground Date Unknown | Gas | 4000 | Cathodically Protected Steel | Galvanized Steel | Not Marked
330288 | 1 | 1990-07-01 | Removed From Ground | Gas | 6000 | Cathodically Protected Steel | Galvanized Steel | Not Marked
330288 | 2 | 1990-07-01 | Removed From Ground | Gas | 6000 | Cathodically Protected Steel | Galvanized Steel | Not Marked
330289 | 1 | 1987-10-01 | Removed From Ground | Gas | 2000 | Bare Steel | Galvanized Steel | Not Marked
330289 | 2 | 1987-10-01 | Removed From Ground | Gas | 1080 | Bare Steel | Galvanized Steel | Not Marked
330289 | 3 | 1987-10-01 | Removed From Ground | Gas | 1080 | Bare Steel | Galvanized Steel | Not Marked
330289 | 4 | 1987-10-01 | Removed From Ground | Gas | 550 | Bare Steel | Galvanized Steel | Not Marked
330289 | 5 | 1987-10-01 | Removed From Ground | Gas | 550 | Bare Steel | Galvanized Steel | Not Marked
330292 | 1 | 1987-07-01 | Removed From Ground | Gas | 1000 | Bare Steel | Galvanized Steel | Not Marked
330292 | 2 | 1987-07-01 | Removed From Ground | Gas | 2000 | Bare Steel | Galvanized Steel | Not Marked
330292 | 3 | 1987-07-01 | Removed From Ground | Diesel | 5180 | Bare Steel | Galvanized Steel | Not Marked
330293 | 1 | 1988-09-04 | Removed From Ground | Gas | 3000 | Bare Steel | Galvanized Steel | Not Marked
330293 | 2 | 1988-09-04 | Removed From Ground | Gas | 3000 | Bare Steel | Galvanized Steel | Not Marked
330293 | 3 | 1988-09-04 | Removed From Ground | Diesel | 1060 | Bare Steel | Galvanized Steel | Not Marked
330293 | 4 | 1995-02-07 | Removed From Ground | Gas | 1000 | Bare Steel | Bare Steel | Not Marked
330293 | 5 | 1995-02-07 | Removed From Ground | Gas | 4000 | Bare Steel | Bare Steel | Not Marked
330294 | 1 | 1978-10-10 | Removed From Ground | Gas | 1000 | Bare Steel | Galvanized Steel | Not Marked
330294 | 2 | 1978-10-10 | Removed From Ground | Gas | 500 | Bare Steel | Galvanized Steel | Not Marked
330295 | 1 | 1975-01-01 | Removed From Ground | Gas | 550 | Bare Steel | Galvanized Steel | Not Marked
330295 | 2 | 1975-01-01 | Removed From Ground | Gas | 550 | Bare Steel | Galvanized Steel | Not Marked
330296 | 1 | 1988-01-01 | Removed From Ground | Gas | 1000 | Bare Steel | Galvanized Steel | Not Marked
330296 | 2 | 1991-10-01 | Currently In Use | Diesel | 1000 | Composite | Fiberglass Reinforced Plastic | Suction: No Valve At The Tank |  | 1997-07-29 12:00 |  | 2007-10-11 12:00
330296 | 3 | 1991-10-01 | Currently In Use | Gas | 1000 | Composite | Fiberglass Reinforced Plastic | Suction: No Valve At The Tank |  | 1997-07-29 12:00 |  | 2007-10-11 12:00
330296 | 4 | 1988-01-01 | Removed From Ground | Diesel | 1000 | Bare Steel | Galvanized Steel | Not Marked
330297 | 1 | 1988-09-01 | Removed From Ground | Gas | 4000 | Cathodically Protected Steel | Galvanized Steel | Not Marked
330297 | 2 | 1988-09-01 | Removed From Ground | Gas | 2000 | Cathodically Protected Steel | Galvanized Steel | Not Marked
330298 | 1 |  | Removed From Ground Date Unknown | Empty | 2000 | Bare Steel | Galvanized Steel | Not Marked
330298 | 2 |  | Removed From Ground Date Unknown | Empty | 2000 | Bare Steel | Galvanized Steel | Not Marked
330300 | 1 | 1986-01-01 | Currently In Use | Gas | 8000 | Steel-Galvanic | Cathodically Protected | Pressure |  | 1998-05-01 |  | 1998-05-01
330300 | 2 | 1996-01-01 | Currently In Use | Gas | 8000 | Steel-Galvanic | Cathodically Protected | Pressure |  | 1998-05-01 |  | 1998-05-01
330300 | 3 | 1986-01-01 | Currently In Use | Gas | 6000 | Steel-Galvanic | Cathodically Protected | Pressure |  | 1998-05-01 |  | 1998-05-01
330300 | 4 | 1997-05-01 | Currently In Use | Diesel | 10000 | Steel-Galvanic | Fiberglass Reinforced Plastic | Pressure |  | 1997-05-01 |  | 1997-05-01
330301 | 1 | 1989-02-15 | Removed From Ground | Gas | 1 | Bare Steel | Galvanized Steel | Not Marked
330301 | 2 | 1989-02-15 | Removed From Ground | Gas | 1 | Bare Steel | Galvanized Steel | Not Marked
330301 | 3 | 1989-02-15 | Removed From Ground | Gas | 1 | Bare Steel | Galvanized Steel | Not Marked
330301 | 4 | 1989-02-15 | Removed From Ground | Gas | 1 | Bare Steel | Galvanized Steel | Not Marked
330301 | 5 | 1989-02-15 | Removed From Ground | Kerosene | 1 | Bare Steel | Galvanized Steel | Not Marked
330301 | 6 | 1989-02-24 | Currently In Use | Gas | 8000 | STIP-3 | Fiberglass Reinforced Plastic | Pressure |  | 1989-02-24 |  | 1989-02-24
330301 | 7 | 1989-02-24 | Currently In Use | Gas | 8000 | STIP-3 | Fiberglass Reinforced Plastic | Pressure |  | 1989-02-24 |  | 1989-02-24
330301 | 8 | 1989-02-24 | Currently In Use | Gas | 8000 | STIP-3 | Fiberglass Reinforced Plastic | Pressure |  | 1989-02-24 |  | 1989-02-24
330301 | 9 | 2007-09-24 | Closed In Ground | Kerosene | 1000 | Steel-Galvanic | Fiberglass Reinforced Plastic | Pressure |  | 1989-02-24 |  | 1989-02-24
330301 | 9 |  | Temporarily Out Of Use | Kerosene | 1000 | Steel-Galvanic | Fiberglass Reinforced Plastic | Pressure |  | 1989-02-24 |  | 1989-02-24
330302 | 1 | 1975-04-18 | Currently In Use | Gas | 6000 | Steel-Impressed Current | Fiberglass/Double Walled | Pressure |  | 1992-12-30 |  | 1992-12-30
330302 | 2 | 1975-04-18 | Currently In Use | Gas | 6000 | Steel-Impressed Current | Fiberglass/Double Walled | Pressure |  | 1992-12-30 |  | 1992-12-30
330302 | 3 | 1975-04-18 | Currently In Use | Gas | 6000 | Steel-Impressed Current | Fiberglass/Double Walled | Pressure |  | 1992-12-30 |  | 1992-12-30
330302 | 4 | 2013-08-13 | Currently In Use | Diesel | 2000 | Steel-Impressed Current | Fiberglass/Double Walled | Suction: No Valve At The Tank |  | 1992-12-30 |  | 1992-12-30
330303 | 1 | 2007-08-09 | Removed From Ground | Gas | 4000 | Steel-Impressed Current | Cathodically Protected | Suction: Valve At The Tank |  | 1997-10-01 |  | 1997-10-01
330303 | 2 | 2007-08-09 | Removed From Ground | Gas | 4000 | Steel-Impressed Current | Cathodically Protected | Suction: Valve At The Tank |  | 1997-10-01 |  | 1997-10-01
330303 | 3 | 2007-08-09 | Removed From Ground | Gas | 4000 | Steel-Impressed Current | Cathodically Protected | Suction: Valve At The Tank |  | 1997-10-01 |  | 1997-10-01
330303 | 4 | 2007-08-09 | Removed From Ground | Gas | 4000 | Steel-Impressed Current | Cathodically Protected | Suction: Valve At The Tank |  | 1997-10-01 |  | 1997-10-01
330304 | 2 |  | Permanently Out Of Use | Used Oil | 1000 | Bare Steel | Unknown | Not Marked | Y |  | Y
330304 | 3 |  | Permanently Out Of Use | Used Oil | 1000 | Bare Steel | Unknown | Not Marked | Y |  | Y
330304 | N01 |  | Permanently Out Of Use | Gas | 12000 | Bare Steel | Unknown | Not Marked
330305 | 1 | 1988-08-18 | Removed From Ground | Other | 2000 | Bare Steel | Galvanized Steel | Not Marked
330305 | 2 | 1988-08-18 | Removed From Ground | Other | 2000 | Bare Steel | Galvanized Steel | Not Marked
330305 | 3 | 1988-08-18 | Removed From Ground | Other | 2000 | Bare Steel | Galvanized Steel | Not Marked
330305 | 4 | 1988-08-18 | Removed From Ground | Used Oil | 6000 | Bare Steel | Galvanized Steel | Not Marked | Y |  | Y
330306 | 1A | 1990-03-15 | Closed In Ground | Gas | 1000 | Bare Steel | Unknown | Suction: Valve At The Tank
330307 | 5A | 1991-05-13 | Removed From Ground | Gas | 1000 | Bare Steel | Unknown | Not Marked
330307 | 5B | 1991-05-13 | Removed From Ground | Used Oil | 250 | Bare Steel | Unknown | Not Marked | Y |  | Y
330308 | 17 | 1992-08-01 | Removed From Ground | Gas | 8000 | Bare Steel | Unknown | Not Marked
330308 | 17A | 1999-11-24 | Removed From Ground | Diesel | 1000 | Double Walled | Fiberglass Reinforced Plastic | Pressure |  | 1993-05-01 |  | 1993-05-01
330308 | 17B | 1999-11-24 | Removed From Ground | Kerosene | 1000 | Double Walled | Fiberglass Reinforced Plastic | Pressure |  | 1993-05-01 |  | 1993-05-01
330308 | 17C | 1999-11-24 | Removed From Ground | Gas | 6000 | Double Walled | Fiberglass Reinforced Plastic | Pressure |  | 1993-05-01 |  | 1993-05-01
330309 | 70A | 1989-07-20 | Removed From Ground | Gas | 10000 | Bare Steel | Bare Steel | Suction: Valve At The Tank
330310 | 71A | 1991-06-26 | Removed From Ground | Heating Oil | 15000 | Bare Steel | Unknown | Not Marked
330310 | 71B | 1991-06-26 | Removed From Ground | Heating Oil | 15000 | Bare Steel | Unknown | Not Marked
330310 | 71C | 1991-06-03 | Removed From Ground | Used Oil | 3000 | Bare Steel | Bare Steel | Suction: Valve At The Tank | Y |  | Y
330310 | 71D | 2004-04-06 | Removed From Ground | Used Oil | 4000 | Double Walled | Not Marked | Not Marked | Y |  | Y | 1991-07-13
330310 | 71E | 2004-04-06 | Removed From Ground | Heating Oil | 15000 | Double Walled |  |  | N |  | N
330310 | 71F | 2004-04-06 | Removed From Ground | Heating Oil | 15000 | Double Walled |  |  | N |  | N
330311 | 74A | 1991-05-23 | Removed From Ground | Heating Oil | 2000 | Bare Steel | Bare Steel | Suction: Valve At The Tank
330312 | 85A | 1991-07-01 | Removed From Ground | Gas | 6000 | Bare Steel | Unknown | Not Marked
330312 | 85B | 1991-07-01 | Removed From Ground | Gas | 6000 | Bare Steel | Unknown | Not Marked
330312 | 85C | 1991-07-01 | Removed From Ground | Gas | 10000 | Bare Steel | Unknown | Not Marked
330312 | 85D | 1990-03-15 | Removed From Ground | Used Oil | 275 | Bare Steel | Unknown | Not Marked | Y |  | Y
330313 | 550A | 1991-05-14 | Removed From Ground | Other | 550 | Bare Steel | Unknown | Not Marked
330313 | 550C | 2004-04-08 | Removed From Ground | Diesel | 550 | Fiberglass Double Walled | Double Walled | Suction: Valve At The Tank | N | 1991-05-16 | N | 1991-05-16
330314 | 655A | 1991-10-01 | Removed From Ground | Heating Oil | 550 | Bare Steel | Unknown | Not Marked
330314 | 655B | 1991-10-31 | Removed From Ground | Gas | 275 | Bare Steel | Unknown | Suction: Valve At The Tank
330315 | 1101A | 1990-03-15 | Removed From Ground | Diesel | 5000 | Bare Steel | Unknown | Suction: Valve At The Tank
330315 | 1101B | 1990-03-15 | Removed From Ground | Other | 2000 | Bare Steel | Unknown | Not Marked
330316 | 1104A |  | Permanently Out Of Use | Heating Oil | 1000 | Bare Steel | Bare Steel | Suction: Valve At The Tank
330317 | 90A | 2009-01-13 | Removed From Ground | Gas | 2500 | Double Walled | Double Walled | Pressure |  | 1991-10-02 |  | 1991-10-02
330317 | L-A | 1991-09-01 | Removed From Ground | Gas | 2000 | Bare Steel | Unknown | Not Marked
330319 | 1 | 1984-04-17 | Currently In Use | Gas | 12000 | Fiberglass | Fiberglass/Double Walled | Pressure |  | 1993-08-01 |  | 1993-08-01
330319 | 2 | 1985-04-17 | Currently In Use | Gas | 12000 | Fiberglass | Fiberglass/Double Walled | Pressure |  | 1993-08-01 |  | 1993-08-01
330319 | 3 | 1985-04-17 | Currently In Use | Diesel | 12000 | Fiberglass | Fiberglass/Double Walled | Pressure |  | 1993-08-01 |  | 1993-08-01
330319 | 4 | 2016-08-15 | Temporarily Out Of Use | Diesel | 6000 | Fiberglass | Fiberglass/Double Walled | Pressure |  | 1993-08-01 |  | 1993-08-01
330322 | 1 | 2000-01-20 | Removed From Ground | Gas | 12000 | Fiberglass | Fiberglass Reinforced Plastic | Not Marked
330322 | 2 | 1985-04-17 | Currently In Use | Gas | 12000 | Fiberglass | Fiberglass Reinforced Plastic | Not Marked |  | 2003-04-01 12:00 |  | 2003-04-01 12:00
330322 | 3 | 1985-04-17 | Currently In Use | Gas | 12000 | Fiberglass | Fiberglass Reinforced Plastic | Not Marked |  | 2003-04-01 12:00 |  | 2003-04-01 12:00
330322 | 4 | 1989-02-23 | Currently In Use | Gas | 6000 | Fiberglass | Fiberglass Reinforced Plastic | Not Marked |  | 2003-04-01 12:00 |  | 2003-04-01 12:00
330323 | 1 | 1988-10-06 | Removed From Ground | Empty | 4000 | Bare Steel | Galvanized Steel | Not Marked
330323 | 2 | 1988-10-06 | Removed From Ground | Empty | 4000 | Bare Steel | Galvanized Steel | Not Marked
330323 | 3 | 1988-10-06 | Removed From Ground | Empty | 4000 | Bare Steel | Galvanized Steel | Not Marked
330323 | 4 | 1988-10-06 | Removed From Ground | Empty | 550 | Bare Steel | Galvanized Steel | Not Marked
330323 | 5 | 1988-10-06 | Removed From Ground | Empty | 550 | Bare Steel | Galvanized Steel | Not Marked
330325 | 1 |  | Currently In Use | Gas | 1000 | Bare Steel | Galvanized Steel | Not Marked
330325 | 2 |  | Currently In Use | Gas | 550 | Bare Steel | Galvanized Steel | Not Marked
330325 | 3 | 2015-06-16 | Removed From Ground | Empty | 550 | Bare Steel | Galvanized Steel | Not Marked
330325 | 3 |  | Temporarily Out Of Use | Empty | 550 | Bare Steel | Galvanized Steel | Not Marked
330326 | 1 | 2016-11-01 | Removed From Ground | Gas | 10000 | Composite | Fiberglass Reinforced Plastic | Pressure |  | 1988-06-01 |  | 1988-06-01
330326 | 2 | 2016-11-01 | Removed From Ground | Gas | 10000 | Composite | Fiberglass Reinforced Plastic | Pressure |  | 1988-06-01 |  | 1988-06-01
330326 | 3 | 2016-11-01 | Removed From Ground | Gas | 10000 | Composite | Fiberglass Reinforced Plastic | Pressure |  | 1988-06-01 |  | 1988-06-01
330327 | 1 | 2010-03-19 | Removed From Ground | Gas | 10000 | Cathodically Protected Steel | Cathodically Protected | Pressure |  | 1988-05-01 |  | 1988-05-01
330327 | 2 | 2010-03-19 | Removed From Ground | Gas | 10000 | Cathodically Protected Steel | Cathodically Protected | Pressure |  | 1988-05-01 |  | 1988-05-01
330327 | 3 | 2010-03-19 | Removed From Ground | Gas | 10000 | Cathodically Protected Steel | Cathodically Protected | Pressure |  | 1988-05-01 |  | 1988-05-01
330327 | 4 | 2010-06-01 | Currently In Use | Gas | 20000 | Fiberglass Double Walled | Fiberglass/Double Walled | Pressure | N | 2010-09-01 | N | 2010-09-01
330327 | 5 | 2010-06-01 | Currently In Use | Gas | 20000 | Fiberglass Double Walled | Fiberglass/Double Walled | Pressure | N | 2010-09-01 | N | 2010-09-01
330327 | 6 | 2010-06-01 | Currently In Use | Diesel | 12000 | Fiberglass Double Walled | Fiberglass/Double Walled | Pressure | N | 2010-09-01 | N | 2010-09-01
330327 | 7 | 2010-06-01 | Currently In Use | Gas | 8000 | Fiberglass Double Walled | Fiberglass/Double Walled | Pressure | N | 2010-09-01 | N | 2010-09-01
330328 | 1 | 2017-01-25 | Removed From Ground | Gas | 10000 | Cathodically Protected Steel | Cathodically Protected | Not Marked |  | 1988-05-01 |  | 1988-05-01
330328 | 2 | 2017-01-25 | Removed From Ground | Gas | 10000 | Cathodically Protected Steel | Cathodically Protected | Not Marked |  | 1988-05-01 |  | 1988-05-01
330328 | 3 | 2017-01-25 | Removed From Ground | Gas | 10000 | Cathodically Protected Steel | Cathodically Protected | Not Marked |  | 1988-05-01 |  | 1988-05-01
330329 | 1 | 1988-01-01 | Removed From Ground | Gas | 10000 | Fiberglass | Fiberglass Reinforced Plastic | Not Marked
330329 | 2 | 1988-01-01 | Removed From Ground | Gas | 10000 | Fiberglass | Fiberglass Reinforced Plastic | Not Marked
330329 | 3 | 1988-01-01 | Removed From Ground | Gas | 10000 | Fiberglass | Fiberglass Reinforced Plastic | Not Marked
330331 | 1 |  | Removed From Ground Date Unknown | Kerosene | 1000 | Bare Steel | Bare Steel | Not Marked
330331 | 2 |  | Removed From Ground Date Unknown | Diesel | 4000 | Bare Steel | Bare Steel | Not Marked
330331 | 3 |  | Removed From Ground Date Unknown | Gas | 6000 | Bare Steel | Bare Steel | Not Marked
330331 | 4 |  | Removed From Ground Date Unknown | Gas | 6000 | Bare Steel | Bare Steel | Not Marked
330332 | 1 |  | Currently In Use | Gas | 1000 | Bare Steel | Galvanized Steel | Not Marked
330332 | 2 |  | Currently In Use | Gas | 2000 | Bare Steel | Galvanized Steel | Not Marked
330332 | 3 |  | Currently In Use | Gas | 2000 | Bare Steel | Galvanized Steel | Not Marked
330333 | 1 | 1993-08-25 | Removed From Ground | Gas | 1224 | Bare Steel | Galvanized Steel | Suction: Valve At The Tank
330333 | 2 | 1993-08-25 | Removed From Ground | Gas | 1224 | Bare Steel | Galvanized Steel | Suction: Valve At The Tank
330333 | 3 | 1993-07-12 | Removed From Ground | Other | 8000 | Bare Steel | Galvanized Steel | Suction: Valve At The Tank
330334 | 1 | 1993-02-09 | Removed From Ground | Gas | 5000 | Bare Steel | Bare Steel | Suction: No Valve At The Tank
330334 | 2 | 1993-02-09 | Removed From Ground | Used Oil | 550 | Bare Steel | Bare Steel | Gravity Fed | Y |  | Y
330334 | 3 | 1993-02-09 | Removed From Ground | Used Oil | 550 | Bare Steel | Bare Steel | Gravity Fed | Y |  | Y
330334 | 4 | 1993-02-09 | Removed From Ground | Other | 550 | Bare Steel | Bare Steel | Gravity Fed
330335 | 1 | 1993-06-01 | Currently In Use | Gas | 3000 | STIP-3 | Fiberglass Reinforced Plastic | Suction: Valve At The Tank |  | 1993-06-01 |  | 1993-06-01
330335 | 2 | 1993-06-01 | Currently In Use | Diesel | 3000 | STIP-3 | Fiberglass Reinforced Plastic | Suction: Valve At The Tank |  | 1993-06-01 |  | 1993-06-01
330335 | 3 | 2001-04-12 | Removed From Ground | Heating Oil | 500 | Marked Unknown | Unknown | Not Marked
330335 | 4 | 2001-04-12 | Removed From Ground | Gas | 500 | Marked Unknown | Unknown | Not Marked
330336 | 1 | 1988-09-01 | Removed From Ground | Gas | 3000 | Bare Steel | Galvanized Steel | Not Marked
330336 | 2 | 2014-09-17 | Closed In Ground | Gas | 4000 | Fiberglass | Galvanic | Pressure |  | 1997-06-26 |  | 1997-06-26
330337 | 1 | 1987-08-25 | Removed From Ground | Gas | 3000 | Bare Steel | Galvanized Steel | Not Marked
330337 | 2 | 1987-08-25 | Removed From Ground | Gas | 3000 | Bare Steel | Galvanized Steel | Not Marked
330337 | 3 | 1987-08-25 | Removed From Ground | Gas | 3000 | Bare Steel | Galvanized Steel | Not Marked
330337 | 4 | 1987-08-25 | Removed From Ground | Gas | 3000 | Bare Steel | Galvanized Steel | Not Marked
330337 | 5 | 1987-08-25 | Removed From Ground | Gas | 10000 | Bare Steel | Galvanized Steel | Not Marked
330337 | 6 | 2003-11-01 | Currently In Use | Gas | 10000 | Fiberglass | Fiberglass/Double Walled | Pressure |  | 1987-09-01 |  | 1987-09-01
330337 | 7 | 2003-11-04 | Currently In Use | Gas | 10000 | Fiberglass | Fiberglass/Double Walled | Pressure |  | 1987-09-01 |  | 1987-09-01
330337 | 8 | 2003-11-04 | Currently In Use | Gas | 10000 | Fiberglass | Fiberglass/Double Walled | Pressure |  | 1987-09-01 |  | 1987-09-01
330337 | 9 | 2003-11-04 | Currently In Use | Diesel | 10000 | Fiberglass | Fiberglass/Double Walled | Pressure |  | 1987-09-01 |  | 1987-09-01
330338 | 1 | 1993-10-19 | Removed From Ground | Gas | 4000 | Bare Steel | Galvanized Steel | Pressure
330338 | 2 | 1993-10-19 | Removed From Ground | Gas | 4000 | Bare Steel | Galvanized Steel | Pressure
330338 | 3 | 1993-10-19 | Removed From Ground | Gas | 4000 | Bare Steel | Galvanized Steel | Pressure
330338 | 4 | 1993-10-19 | Removed From Ground | Gas | 4000 | Bare Steel | Galvanized Steel | Pressure
330338 | 5 | 1993-10-19 | Removed From Ground | Used Oil | 500 | Bare Steel | Galvanized Steel | Suction: Valve At The Tank | Y |  | Y
330338 | 6 | 1993-10-19 | Removed From Ground | Heating Oil | 500 | Bare Steel | Galvanized Steel | Suction: Valve At The Tank
330338 | 7 | 2007-10-10 | Removed From Ground | Gas | 12000 | Steel-Galvanic | Fiberglass/Double Walled | Pressure |  | 1993-11-01 |  | 1993-11-05
330338 | 8 | 2007-10-10 | Removed From Ground | Gas | 12000 | Steel-Galvanic | Fiberglass/Double Walled | Pressure |  | 1993-11-05 |  | 1993-11-05
330338 | 9 | 2007-10-10 | Removed From Ground | Diesel | 12000 | Steel-Galvanic | Fiberglass/Double Walled | Pressure |  | 1993-11-05 |  | 1993-11-05
330339 | 1 | 1988-01-01 | Removed From Ground | Gas | 3000 | Bare Steel | Galvanized Steel | Not Marked
330339 | 10 | 1988-12-19 | Currently In Use | Gas | 10000 | Fiberglass Double Walled | Fiberglass Reinforced Plastic | Pressure |  | 1988-12-19 |  | 1988-12-19
330339 | 11 | 1988-12-19 | Currently In Use | Gas | 10000 | Fiberglass Double Walled | Fiberglass/Double Walled | Pressure |  | 1988-12-19 |  | 1988-12-19
330339 | 2 | 1988-01-01 | Removed From Ground | Gas | 3000 | Bare Steel | Galvanized Steel | Not Marked
330339 | 3 | 1988-01-01 | Removed From Ground | Gas | 3000 | Bare Steel | Galvanized Steel | Not Marked
330339 | 4 | 1988-01-01 | Removed From Ground | Gas | 3000 | Bare Steel | Galvanized Steel | Not Marked
330339 | 5 | 1988-01-01 | Removed From Ground | Gas | 4000 | Bare Steel | Galvanized Steel | Not Marked
330339 | 6 | 1988-01-01 | Removed From Ground | Gas | 8000 | Cathodically Protected Steel | Galvanized Steel | Not Marked
330339 | 7 | 1988-01-01 | Removed From Ground | Used Oil | 500 | Bare Steel | Galvanized Steel | Not Marked | Y |  | Y
330339 | 8 | 2011-09-07 | Temporarily Out Of Use | Gas | 10000 | Fiberglass Double Walled | Fiberglass Reinforced Plastic | Pressure |  | 1988-12-19 |  | 1988-12-19
330339 | 9 | 1988-12-19 | Currently In Use | Gas | 10000 | Fiberglass Double Walled | Fiberglass Reinforced Plastic | Pressure |  | 1988-12-19 |  | 1988-12-19
330340 | 1 | 1987-08-25 | Removed From Ground | Gas | 4000 | Bare Steel | Galvanized Steel | Not Marked
330340 | 10 | 1993-08-16 | Removed From Ground | Heating Oil | 500 | Bare Steel | Galvanized Steel | Suction: Valve At The Tank
330340 | 11 | 1993-08-16 | Removed From Ground | Other | 1 | Marked Unknown | Not Marked | Not Marked
330340 | 2 | 1987-08-25 | Removed From Ground | Gas | 4000 | Bare Steel | Galvanized Steel | Not Marked
330340 | 3 | 1987-08-25 | Removed From Ground | Gas | 4000 | Bare Steel | Galvanized Steel | Not Marked
330340 | 4 | 1987-08-25 | Removed From Ground | Gas | 4000 | Bare Steel | Galvanized Steel | Not Marked
330340 | 5 | 1987-08-25 | Removed From Ground | Gas | 4000 | Bare Steel | Galvanized Steel | Not Marked
330340 | 6 | 1993-08-16 | Removed From Ground | Used Oil | 500 | Bare Steel | Galvanized Steel | Gravity Fed | Y |  | Y
330340 | 7 | 2003-06-19 | Currently In Use | Gas | 10000 | Steel-Galvanic | Fiberglass Reinforced Plastic | Pressure |  | 1987-09-01 |  | 1987-09-01
330340 | 8 | 2003-06-19 | Currently In Use | Gas | 10000 | Steel-Galvanic | Fiberglass Reinforced Plastic | Pressure |  | 1987-09-01 |  | 1987-09-01
330340 | 9 | 2003-06-19 | Currently In Use | Gas | 10000 | Steel-Galvanic | Fiberglass Reinforced Plastic | Pressure |  | 1987-09-01 |  | 1987-09-01
330341 | 1 | 2016-11-04 | Temporarily Out Of Use | Gas | 5000 | Steel-Impressed Current | Impressed Current | Pressure | Y | 1973-04-26 12:00 |  | 1973-04-26 12:00
330341 | 2 | 1973-04-26 | Currently In Use | Gas | 5000 | Steel-Impressed Current | Impressed Current | Pressure | Y | 1973-04-26 12:00 |  | 1973-04-26 12:00
330341 | 3 | 1973-04-26 | Currently In Use | Diesel | 5000 | Steel-Impressed Current | Impressed Current | Pressure | Y | 1973-04-26 12:00 |  | 1973-04-26 12:00
330341 | 4 | 2016-11-04 | Temporarily Out Of Use | Diesel | 8000 | Steel-Impressed Current | Impressed Current | Suction: No Valve At The Tank | Y | 1973-04-26 12:00 |  | 1973-04-26 12:00
330341 | 5 | 2010-02-26 | Temporarily Out Of Use | Used Oil | 1000 | Steel-Impressed Current | Impressed Current | Gravity Fed | Y | 1973-04-26 12:00 | Y | 1973-04-26 12:00
330341 | 6 | 1987-01-01 | Currently In Use | Gas | 10000 | Steel-Impressed Current | Impressed Current | Pressure | Y | 1987-01-01 12:00 |  | 1987-01-01 12:00
330342 | 1 | 1986-06-01 | Removed From Ground | Gas | 6000 | Bare Steel | Galvanized Steel | Not Marked
330342 | 2 | 1986-06-01 | Removed From Ground | Gas | 5000 | Bare Steel | Galvanized Steel | Not Marked
330342 | 3 | 1986-06-01 | Removed From Ground | Gas | 5000 | Bare Steel | Galvanized Steel | Not Marked
330342 | 4 | 1986-06-01 | Removed From Ground | Used Oil | 1000 | Bare Steel | Galvanized Steel | Not Marked | Y |  | Y
330343 | 1 | 1988-07-15 | Removed From Ground | Gas | 6000 | Bare Steel | Galvanized Steel | Not Marked
330343 | 10 | 2003-02-05 | Removed From Ground | Gas | 10000 | Steel-Galvanic | Galvanized Steel | Pressure |  | 1988-07-15 |  | 1988-07-15
330343 | 2 | 1988-07-15 | Removed From Ground | Gas | 6000 | Bare Steel | Galvanized Steel | Not Marked
330343 | 3 | 1988-07-15 | Removed From Ground | Gas | 6000 | Bare Steel | Galvanized Steel | Not Marked
330343 | 4 | 1988-07-15 | Removed From Ground | Gas | 6000 | Bare Steel | Galvanized Steel | Not Marked
330343 | 5 | 1988-07-15 | Removed From Ground | Gas | 6000 | Bare Steel | Galvanized Steel | Not Marked
330343 | 6 | 1988-07-15 | Removed From Ground | Used Oil | 500 | Bare Steel | Galvanized Steel | Not Marked | Y |  | Y
330343 | 7 | 2003-02-05 | Removed From Ground | Gas | 10000 | Steel-Galvanic | Bare Steel | Pressure |  | 1988-07-15 |  | 1988-07-15
330343 | 8 | 2003-02-05 | Removed From Ground | Gas | 10000 | Steel-Galvanic | Galvanized Steel | Pressure |  | 1988-07-15 |  | 1988-07-15
330343 | 9 | 2003-02-05 | Removed From Ground | Gas | 10000 | Steel-Galvanic | Galvanized Steel | Pressure |  | 1988-07-15 |  | 1988-07-15
330344 | 1 | 2010-09-09 | Currently In Use | Gas | 10000 | Steel-Galvanic | Fiberglass Reinforced Plastic | Pressure |  | 1984-04-23 |  | 1984-04-23
330344 | 2 | 2010-09-09 | Currently In Use | Gas | 10000 | Steel-Galvanic | Fiberglass Reinforced Plastic | Pressure |  | 1984-04-23 |  | 1984-04-23
330344 | 3 | 2010-09-09 | Currently In Use | Diesel | 10000 | Steel-Galvanic | Fiberglass Reinforced Plastic | Pressure |  | 1984-04-23 |  | 1984-04-23
330345 | 1 | 2001-11-26 | Removed From Ground | Gas | 6000 | Steel-Impressed Current | Galvanized Steel | Pressure |  | 1976-04-25 |  | 1976-04-25
330345 | 2 | 2001-11-26 | Removed From Ground | Gas | 6000 | Steel-Impressed Current | Galvanized Steel | Pressure |  | 1976-04-25 |  | 1976-04-25
330345 | 3 | 2001-11-26 | Removed From Ground | Gas | 8000 | Steel-Impressed Current | Galvanized Steel | Pressure |  | 1976-04-25 |  | 1976-04-25
330345 | 4 | 2001-11-26 | Removed From Ground | Gas | 8000 | Steel-Impressed Current | Galvanized Steel | Pressure |  | 1976-04-25 |  | 1976-04-25
330345 | 5 | 2002-01-04 | Currently In Use | Gas | 10000 | Fiberglass Double Walled | Double Walled Flex | Pressure | N | 2002-01-22 | N | 2002-01-04
330345 | 6 | 2002-01-04 | Currently In Use | Gas | 10000 | Fiberglass Double Walled | Double Walled Flex | Pressure | N | 2002-01-22 | N | 2002-01-04
330345 | 7 | 2002-01-04 | Currently In Use | Gas | 10000 | Fiberglass Double Walled | Double Walled Flex | Pressure | N | 2002-01-22 | N | 2002-01-04
330345 | 8 | 2002-01-04 | Currently In Use | Gas | 10000 | Fiberglass Double Walled | Double Walled Flex | Pressure | N | 2002-01-22 | N | 2002-01-04
330346 | 1 | 2009-08-07 | Temporarily Out Of Use | Gas | 10000 | Steel-Impressed Current | Impressed Current | Pressure |  | 1984-04-23 |  | 1984-04-23
330346 | 2 | 1984-04-23 | Currently In Use | Gas | 10000 | Steel-Impressed Current | Impressed Current | Pressure |  | 1984-04-23 |  | 1984-04-23
330346 | 3 | 1984-04-23 | Currently In Use | Gas | 10000 | Steel-Impressed Current | Impressed Current | Pressure |  | 1984-04-23 |  | 1984-04-23
330347 | 1 | 2001-07-01 | Removed From Ground | Gas | 10000 | Steel-Galvanic | Galvanized Steel | Pressure |  | 1983-04-24 |  | 1983-04-24
330347 | 2 | 2001-07-01 | Removed From Ground | Gas | 10000 | Steel-Galvanic | Galvanized Steel | Pressure |  | 1983-04-24 |  | 1983-04-24
330347 | 3 | 2001-07-01 | Removed From Ground | Gas | 10000 | Steel-Galvanic | Galvanized Steel | Pressure |  | 1983-04-24 |  | 1983-04-24
330347 | 4 | 2001-07-01 | Removed From Ground | Gas | 10000 | Steel-Galvanic | Galvanized Steel | Pressure |  | 1983-04-24 |  | 1983-04-24
330347 | 5 | 2001-08-15 | Currently In Use | Gas | 10000 | Double Walled | Double Walled | Pressure |  | 2001-10-15 |  | 2001-09-11
330347 | 6 | 2001-08-15 | Currently In Use | Gas | 10000 | Double Walled | Double Walled | Pressure |  | 2001-10-15 |  | 2001-09-11
330347 | 7 | 2001-08-15 | Currently In Use | Gas | 10000 | Double Walled | Double Walled | Pressure |  | 2001-10-15 |  | 2001-09-11
330347 | 8 | 2001-08-15 | Currently In Use | Diesel | 10000 | Double Walled | Double Walled | Pressure |  | 2001-10-15 |  | 2001-09-11
330348 | 1 | 2002-05-20 | Currently In Use | Gas | 10000 | Cathodically Protected Steel | Galvanic | Pressure |  | 1983-04-24 |  | 1983-04-24
330348 | 2 | 2002-05-20 | Currently In Use | Diesel | 10000 | Cathodically Protected Steel | Galvanic | Pressure |  | 1983-04-24 |  | 1983-04-24
330348 | 3 | 2002-05-21 | Currently In Use | Gas | 10000 | Cathodically Protected Steel | Galvanic | Pressure |  | 1983-04-24 |  | 1983-04-24
330348 | 4 | 2002-05-21 | Currently In Use | Gas | 10000 | Steel-Galvanic | Galvanic | Pressure |  | 1983-04-24 |  | 1983-04-24
330349 | 1 | 2014-07-10 | Removed From Ground | Gas | 10000 | Steel-Galvanic | Fiberglass Reinforced Plastic | Pressure |  | 1984-04-23 |  | 1984-04-23
330349 | 2 | 2014-07-10 | Removed From Ground | Gas | 10000 | Steel-Galvanic | Fiberglass Reinforced Plastic | Pressure |  | 1984-04-23 |  | 1984-04-23
330349 | 3 | 2014-07-10 | Removed From Ground | Gas | 10000 | Steel-Galvanic | Fiberglass Reinforced Plastic | Pressure |  | 1984-04-23 |  | 1984-04-23
330349 | 4 | 2014-07-10 | Removed From Ground | Gas | 10000 | Steel-Galvanic | Fiberglass Reinforced Plastic | Pressure |  | 1984-04-23 |  | 1984-04-23
330350 | 1 | 2006-01-28 | Removed From Ground | Gas | 10000 | Steel-Galvanic | Galvanized Steel | Pressure |  | 1981-04-24 |  | 1981-04-24
330350 | 2 | 2006-01-28 | Removed From Ground | Gas | 10000 | Steel-Galvanic | Galvanic | Pressure |  | 1981-04-24 |  | 1981-04-24
330350 | 3 | 2006-01-28 | Removed From Ground | Gas | 10000 | Steel-Galvanic | Galvanic | Pressure |  | 1981-04-24 |  | 1981-04-24
330351 | 1 | 2006-01-05 | Removed From Ground | Gas | 8000 | Steel-Impressed Current | Galvanized Steel | Pressure |  | 1978-04-25 |  | 1978-04-25
330351 | 1 |  | Currently In Use | Gas | 8000 | Steel-Impressed Current | Galvanized Steel | Pressure |  | 1978-04-25 |  | 1978-04-25
330351 | 2 | 2006-01-05 | Removed From Ground | Gas | 8000 | Steel-Impressed Current | Galvanized Steel | Pressure |  | 1978-04-25 |  | 1978-04-25
330351 | 2 |  | Currently In Use | Gas | 8000 | Steel-Impressed Current | Galvanized Steel | Pressure |  | 1978-04-25 |  | 1978-04-25
330351 | 3 | 2006-01-05 | Removed From Ground | Gas | 8000 | Steel-Impressed Current | Galvanized Steel | Pressure |  | 1978-04-25 |  | 1978-04-25
330351 | 3 |  | Currently In Use | Gas | 8000 | Steel-Impressed Current | Galvanized Steel | Pressure |  | 1978-04-25 |  | 1978-04-25
330351 | 4 | 2006-01-05 | Removed From Ground | Gas | 8000 | Steel-Impressed Current | Galvanized Steel | Pressure |  | 1978-04-25 |  | 1978-04-25
330351 | 4 |  | Currently In Use | Gas | 8000 | Steel-Impressed Current | Galvanized Steel | Pressure |  | 1978-04-25 |  | 1978-04-25
330352 | 1 | 1981-04-24 | Currently In Use | Gas | 10000 | Steel-Impressed Current | Fiberglass Reinforced Plastic | Pressure | Y | 1981-04-24 12:00 |  | 1981-04-24 12:00
330352 | 2 | 1981-04-24 | Currently In Use | Gas | 10000 | Steel-Impressed Current | Fiberglass Reinforced Plastic | Pressure | Y | 1981-04-24 12:00 |  | 1981-04-24 12:00
330352 | 3 | 1981-04-24 | Currently In Use | Gas | 10000 | Steel-Impressed Current | Fiberglass Reinforced Plastic | Pressure | Y | 1981-04-24 12:00 |  | 1981-04-24 12:00
330352 | 4 | 2013-01-31 | Removed From Ground | Used Oil | 1000 | Fiberglass Double Walled | Fiberglass Reinforced Plastic | Gravity Fed | Y | 2006-09-13 12:00 | Y | 1981-04-24 12:00
330353 | 1 | 1986-01-01 | Removed From Ground | Used Oil | 500 | Bare Steel | Galvanized Steel | Not Marked | Y |  | Y
330353 | 2 | 1986-01-01 | Removed From Ground | Gas | 5000 | Bare Steel | Galvanized Steel | Not Marked
330353 | 3 | 1986-01-01 | Removed From Ground | Gas | 5000 | Bare Steel | Galvanized Steel | Not Marked
330353 | 4 | 1986-01-01 | Removed From Ground | Gas | 8000 | Bare Steel | Galvanized Steel | Not Marked
330353 | 5 | 1986-08-01 | Currently In Use | Gas | 10000 | Steel-Impressed Current | Fiberglass Reinforced Plastic | Pressure |  | 1986-08-01 |  | 1999-01-12
330353 | 6 | 1986-08-01 | Currently In Use | Gas | 10000 | Steel-Impressed Current | Fiberglass Reinforced Plastic | Pressure |  | 1986-08-01 |  | 1999-01-12
330353 | 7 | 1986-08-01 | Currently In Use | Gas | 10000 | Steel-Impressed Current | Fiberglass Reinforced Plastic | Pressure |  | 1986-08-01 |  | 1999-01-12
330355 | 1 | 1986-09-01 | Removed From Ground | Gas | 8000 | Bare Steel | Galvanized Steel | Not Marked
330355 | 2 | 1986-09-01 | Removed From Ground | Gas | 5000 | Bare Steel | Galvanized Steel | Not Marked
330355 | 3 | 1986-09-01 | Removed From Ground | Gas | 5000 | Bare Steel | Galvanized Steel | Not Marked
330355 | 4 | 1986-09-01 | Removed From Ground | Used Oil | 500 | Bare Steel | Galvanized Steel | Not Marked | Y |  | Y
330356 | 1 | 1986-06-01 | Removed From Ground | Gas | 8000 | Bare Steel | Galvanized Steel | Not Marked
330356 | 10 | 2000-09-01 | Removed From Ground | Used Oil | 1000 | Bare Steel | Bare Steel | Not Marked
330356 | 11 | 2000-09-01 | Removed From Ground | Diesel | 1000 | Bare Steel | Bare Steel | Not Marked
330356 | 2 | 1986-06-01 | Removed From Ground | Gas | 1 | Bare Steel | Galvanized Steel | Not Marked
330356 | 3 | 1986-06-01 | Removed From Ground | Gas | 1 | Bare Steel | Galvanized Steel | Not Marked
330356 | 4 | 1986-06-01 | Removed From Ground | Used Oil | 500 | Bare Steel | Galvanized Steel | Not Marked | Y |  | Y
330356 | 5 | 1986-07-01 | Currently In Use | Gas | 8000 | Cathodically Protected Steel | Cathodically Protected | Pressure |  | 1994-06-01 |  | 1994-06-01
330356 | 6 | 1986-07-01 | Currently In Use | Gas | 8000 | Cathodically Protected Steel | Fiberglass Reinforced Plastic | Pressure |  | 1994-06-01 |  | 1994-06-01
330356 | 7 | 1986-07-01 | Currently In Use | Gas | 8000 | Cathodically Protected Steel | Fiberglass Reinforced Plastic | Pressure |  | 1994-06-01 |  | 1994-06-01
330356 | 8 | 1994-12-16 | Removed From Ground | Kerosene | 550 | Bare Steel | Bare Steel | Gravity Fed
330356 | 9 | 1986-07-01 | Currently In Use | Used Oil | 550 | Cathodically Protected Steel | Not Marked | Gravity Fed | Y | 1995-07-01 12:00 | Y | 1995-07-01 12:00
330357 | 1 | 1986-09-01 | Removed From Ground | Used Oil | 500 | Bare Steel | Galvanized Steel | Not Marked | Y |  | Y
330357 | 2 | 1986-09-01 | Removed From Ground | Gas | 4000 | Bare Steel | Galvanized Steel | Not Marked
330357 | 3 | 1986-09-01 | Removed From Ground | Gas | 4000 | Bare Steel | Galvanized Steel | Not Marked
330357 | 4 | 1986-09-01 | Removed From Ground | Gas | 4000 | Bare Steel | Galvanized Steel | Not Marked
330358 | 1 | 1986-07-01 | Removed From Ground | Used Oil | 550 | Bare Steel | Galvanized Steel | Not Marked | Y |  | Y
330358 | 2 | 1978-01-15 | Removed From Ground | Gas | 8000 | Bare Steel | Galvanized Steel | Not Marked
330358 | 3 | 1978-01-15 | Removed From Ground | Gas | 6000 | Bare Steel | Galvanized Steel | Not Marked
330359 | 1 | 1986-07-01 | Removed From Ground | Used Oil | 500 | Bare Steel | Galvanized Steel | Not Marked | Y |  | Y
330359 | 2 | 1986-07-01 | Removed From Ground | Gas | 6000 | Bare Steel | Galvanized Steel | Not Marked
330359 | 3 | 1986-07-01 | Removed From Ground | Gas | 8000 | Bare Steel | Galvanized Steel | Not Marked
330359 | 4 | 1986-07-01 | Removed From Ground | Gas | 10000 | Bare Steel | Galvanized Steel | Not Marked
330360 | 1 | 1970-04-27 | Currently In Use | Gas | 6000 | Cathodically Protected Steel | Impressed Current | Pressure |  | 1994-06-06 |  | 1994-06-06
330360 | 2 | 1970-04-27 | Currently In Use | Gas | 4000 | Cathodically Protected Steel | Impressed Current | Pressure |  | 1994-06-06 |  | 1994-06-06
330360 | 3 | 1985-04-23 | Currently In Use | Diesel | 3000 | Cathodically Protected Steel | Impressed Current | Pressure |  | 1994-06-06 |  | 1994-06-06
330360 | 4 | 1970-04-27 | Currently In Use | Gas | 3000 | Cathodically Protected Steel | Impressed Current | Pressure |  | 1995-09-01 |  | 1995-09-01
330360 | 5 |  | Permanently Out Of Use | Gas |  | Not Marked/Unknown | Not Marked | Not Marked
330361 | 1 | 1986-09-01 | Removed From Ground | Gas | 4000 | Bare Steel | Galvanized Steel | Not Marked
330361 | 2 | 1986-09-01 | Removed From Ground | Gas | 4000 | Bare Steel | Galvanized Steel | Not Marked
330361 | 3 | 1986-09-01 | Removed From Ground | Gas | 4000 | Bare Steel | Galvanized Steel | Not Marked
330361 | 4 | 1986-09-01 | Removed From Ground | Gas | 4000 | Bare Steel | Galvanized Steel | Not Marked
330361 | 5 | 1986-09-01 | Removed From Ground | Used Oil | 500 | Bare Steel | Galvanized Steel | Not Marked | Y |  | Y
330362 | 1 | 1996-05-22 | Removed From Ground | Gas | 4000 | Cathodically Protected Steel | Galvanized Steel | Pressure |  | 1970-04-27 |  | 1970-04-27
330362 | 10 | 1996-03-01 | Currently In Use | Gas | 10000 | Fiberglass Double Walled | Fiberglass/Double Walled | Pressure |  | 1996-03-01 |  | 1996-03-01
330362 | 11 | 2012-10-23 | Temporarily Out Of Use | Diesel | 8000 | Fiberglass Double Walled | Fiberglass/Double Walled | Pressure |  | 1996-03-01 |  | 1996-03-01
330362 | 12 | 1996-03-01 | Currently In Use | Used Oil | 550 | Fiberglass Double Walled | Fiberglass/Double Walled | Gravity Fed | Y | 1996-03-01 12:00 | Y | 1996-03-01 12:00
330362 | 13 | 1996-03-01 | Currently In Use | Used Oil | 550 | Fiberglass Double Walled | Fiberglass/Double Walled | Gravity Fed | Y | 1996-03-01 12:00 | Y | 1996-03-01 12:00
330362 | 2 | 1996-05-22 | Removed From Ground | Gas | 4000 | Cathodically Protected Steel | Galvanized Steel | Pressure |  | 1970-04-27 |  | 1970-04-27
330362 | 3 | 1996-05-22 | Removed From Ground | Gas | 4000 | Cathodically Protected Steel | Galvanized Steel | Pressure |  | 1970-04-27 |  | 1970-04-27
330362 | 4 | 1996-05-22 | Removed From Ground | Gas | 4000 | Cathodically Protected Steel | Galvanized Steel | Pressure |  | 1970-04-27 |  | 1970-04-27
330362 | 5 | 1996-05-22 | Removed From Ground | Gas | 8000 | Cathodically Protected Steel | Galvanized Steel | Pressure |  | 1970-04-27 |  | 1970-04-27
330362 | 6 | 1996-05-22 | Removed From Ground | Other | 550 | Not Marked/Unknown | Not Marked | Not Marked
330362 | 7 | 1996-05-22 | Removed From Ground | Other | 550 | Not Marked/Unknown | Not Marked | Not Marked
330362 | 8 | 1996-03-01 | Currently In Use | Gas | 10000 | Fiberglass Double Walled | Fiberglass/Double Walled | Pressure |  | 1996-03-01 |  | 1996-03-01
330362 | 9 | 1996-03-01 | Currently In Use | Gas | 10000 | Fiberglass Double Walled | Fiberglass/Double Walled | Pressure |  | 1996-03-01 |  | 1996-03-01
330363 | 1 | 1992-12-07 | Removed From Ground | Gas | 5000 | Bare Steel | Galvanized Steel | Not Marked
330363 | 2 | 1992-12-08 | Removed From Ground | Gas | 5000 | Bare Steel | Galvanized Steel | Not Marked
330363 | 3 | 1992-12-08 | Removed From Ground | Gas | 5000 | Bare Steel | Galvanized Steel | Not Marked
330363 | 4 | 1992-12-08 | Removed From Ground | Gas | 5000 | Bare Steel | Galvanized Steel | Not Marked
330363 | 5 | 1991-10-30 | Removed From Ground | Used Oil | 600 | Bare Steel | Galvanized Steel | Not Marked | Y |  | Y
330363 | 6 | 2004-04-14 | Temporarily Out Of Use | Gas | 8000 | Cathodically Protected Steel | Fiberglass Reinforced Plastic | Pressure |  | 1993-06-01 |  | 1993-06-01
330363 | 7 | 2004-04-14 | Temporarily Out Of Use | Gas | 8000 | Cathodically Protected Steel | Fiberglass Reinforced Plastic | Pressure |  | 1993-06-01 |  | 1993-06-01
330363 | 8 | 2004-04-14 | Temporarily Out Of Use | Diesel | 4000 | Cathodically Protected Steel | Fiberglass Reinforced Plastic | Pressure |  | 1993-06-01 |  | 1993-06-01
330364 | 1 | 1990-02-22 | Removed From Ground | Gas | 3000 | Bare Steel | Galvanized Steel | Not Marked
330364 | 2 | 1990-02-22 | Removed From Ground | Gas | 3000 | Bare Steel | Galvanized Steel | Not Marked
330364 | 3 | 1990-02-22 | Removed From Ground | Gas | 3000 | Bare Steel | Galvanized Steel | Not Marked
330364 | 4 | 1990-02-22 | Removed From Ground | Gas | 3000 | Bare Steel | Galvanized Steel | Not Marked
330364 | 5 | 2003-10-10 | Removed From Ground | Empty | 1000 | Bare Steel | Unknown | Not Marked | Y |  | Y
330364 | 6 | 2003-10-10 | Removed From Ground | Used Oil | 1000 | Cathodically Protected Steel | Not Marked | Gravity Fed | Y |  | Y
330364 | 7 | 2003-10-10 | Removed From Ground | Gas | 8000 | Cathodically Protected Steel | Fiberglass Reinforced Plastic | Pressure |  | 1990-02-22 |  | 1990-02-22
330364 | 8 | 2003-10-10 | Removed From Ground | Gas | 8000 | Cathodically Protected Steel | Fiberglass Reinforced Plastic | Pressure |  | 1990-02-22 |  | 1990-02-22
330364 | 9 | 2003-10-10 | Removed From Ground | Diesel | 8000 | Cathodically Protected Steel | Fiberglass Reinforced Plastic | Pressure |  | 1990-02-22 |  | 1990-02-22
330365 | 1 | 1987-06-06 | Removed From Ground | Gas | 5000 | Cathodically Protected Steel | Galvanized Steel | Not Marked
330365 | 10 | 1987-01-01 | Currently In Use | Diesel | 6000 | Fiberglass Double Walled | Fiberglass Reinforced Plastic | Pressure |  | 1990-11-01 |  | 1990-11-01
330365 | 2 | 1987-06-06 | Removed From Ground | Gas | 5000 | Cathodically Protected Steel | Galvanized Steel | Not Marked
330365 | 3 | 1987-06-06 | Removed From Ground | Gas | 5000 | Cathodically Protected Steel | Galvanized Steel | Not Marked
330365 | 4 | 1987-06-06 | Removed From Ground | Gas | 5000 | Cathodically Protected Steel | Galvanized Steel | Not Marked
330365 | 5 | 1987-06-06 | Removed From Ground | Used Oil | 600 | Bare Steel | Galvanized Steel | Not Marked | Y |  | Y
330365 | 6 | 1987-06-06 | Removed From Ground | Used Oil | 600 | Bare Steel | Galvanized Steel | Not Marked | Y |  | Y
330365 | 7 | 1987-01-01 | Currently In Use | Gas | 10000 | Fiberglass Double Walled | Fiberglass Reinforced Plastic | Pressure |  | 1990-11-01 |  | 1990-11-01
330365 | 8 | 1987-01-01 | Currently In Use | Gas | 10000 | Fiberglass Double Walled | Fiberglass Reinforced Plastic | Pressure |  | 1990-11-01 |  | 1990-11-01
330365 | 9 | 1987-01-01 | Currently In Use | Gas | 10000 | Fiberglass Double Walled | Fiberglass Reinforced Plastic | Pressure |  | 1990-11-01 |  | 1990-11-01
330366 | 1 | 1989-10-25 | Removed From Ground | Gas | 5000 | Cathodically Protected Steel | Galvanized Steel | Not Marked
330366 | 2 | 1989-10-25 | Removed From Ground | Gas | 5000 | Cathodically Protected Steel | Galvanized Steel | Not Marked
330366 | 3 | 1989-10-25 | Removed From Ground | Gas | 5000 | Cathodically Protected Steel | Galvanized Steel | Not Marked
330366 | 4 | 1989-10-25 | Removed From Ground | Gas | 5000 | Cathodically Protected Steel | Galvanized Steel | Not Marked
330366 | 5 | 1989-10-25 | Removed From Ground | Used Oil | 600 | Bare Steel | Unknown | Not Marked | Y |  | Y
330367 | 1 | 1991-11-06 | Removed From Ground | Gas | 5000 | Bare Steel | Bare Steel | Pressure
330367 | 10 |  | Removed From Ground Date Unknown | Gas | 1000 | Fiberglass | Fiberglass Reinforced Plastic | Pressure |  | 1991-10-01 |  | 1991-10-01
330367 | 2 | 1991-11-06 | Removed From Ground | Gas | 5000 | Bare Steel | Bare Steel | Pressure
330367 | 3 | 1991-11-06 | Removed From Ground | Gas | 5000 | Bare Steel | Not Marked | Pressure
330367 | 4 | 1991-11-06 | Removed From Ground | Diesel | 5000 | Bare Steel | Bare Steel | Pressure
330367 | 5 | 1991-11-06 | Removed From Ground | Gas | 10000 | Cathodically Protected Steel | Bare Steel | Pressure
330367 | 6 | 1991-11-06 | Removed From Ground | Used Oil | 600 | Bare Steel | Galvanized Steel | Gravity Fed | Y |  | Y
330367 | 7 | 1991-10-01 | Currently In Use | Gas | 10000 | Fiberglass | Fiberglass Reinforced Plastic | Pressure |  | 1998-02-01 |  | 1998-02-01
330367 | 8 | 1991-10-01 | Currently In Use | Gas | 10000 | Fiberglass | Fiberglass Reinforced Plastic | Pressure |  | 1998-02-01 |  | 1998-02-01
330367 | 9 | 1998-10-01 | Currently In Use | Diesel | 10000 | Fiberglass | Fiberglass Reinforced Plastic | Pressure |  | 1998-02-01 |  | 1998-02-01
330369 | 1 | 1991-05-01 | Removed From Ground | Gas | 5000 | Cathodically Protected Steel | Galvanized Steel | Not Marked
330369 | 2 | 1991-05-01 | Removed From Ground | Gas | 5000 | Cathodically Protected Steel | Galvanized Steel | Not Marked
330369 | 3 | 1991-05-01 | Removed From Ground | Gas | 5000 | Cathodically Protected Steel | Galvanized Steel | Not Marked
330369 | 4 | 1991-05-02 | Removed From Ground | Gas | 5000 | Cathodically Protected Steel | Galvanized Steel | Not Marked
330369 | 5 | 1991-05-02 | Removed From Ground | Used Oil | 550 | Bare Steel | Not Marked | Not Marked | Y |  | Y
330369 | 6 | 1991-05-02 | Removed From Ground | Used Oil | 1000 | Bare Steel | Not Marked | Not Marked | Y |  | Y
330369 | 604758 | 1991-10-24 | Currently In Use | Gas | 8000 | Fiberglass | Fiberglass Reinforced Plastic | Pressure |  | 1991-10-24 |  | 1991-10-24
330369 | 604779 | 1991-10-24 | Currently In Use | Gas | 8000 | Fiberglass | Fiberglass Reinforced Plastic | Pressure |  | 1991-10-24 |  | 1991-10-24
330370 | 1 | 1991-04-01 | Removed From Ground | Gas | 5000 | Cathodically Protected Steel | Galvanized Steel | Not Marked
330370 | 2 | 1991-04-01 | Removed From Ground | Gas | 5000 | Cathodically Protected Steel | Galvanized Steel | Not Marked
330370 | 3 | 1991-04-01 | Removed From Ground | Gas | 5000 | Cathodically Protected Steel | Galvanized Steel | Not Marked
330370 | 4 | 1991-04-01 | Removed From Ground | Gas | 5000 | Cathodically Protected Steel | Galvanized Steel | Not Marked
330370 | 5 | 1991-04-01 | Removed From Ground | Used Oil | 600 | Bare Steel | Galvanized Steel | Not Marked | Y |  | Y
330371 | 1 | 1992-02-04 | Removed From Ground | Gas | 4000 | Bare Steel | Galvanized Steel | Not Marked
330371 | 2 | 1992-02-04 | Removed From Ground | Gas | 4000 | Bare Steel | Galvanized Steel | Not Marked
330371 | 3 | 1992-02-04 | Removed From Ground | Gas | 4000 | Bare Steel | Galvanized Steel | Not Marked
330371 | 4 | 1992-02-04 | Removed From Ground | Gas | 4000 | Bare Steel | Galvanized Steel | Not Marked
330371 | 5 | 1992-02-04 | Removed From Ground | Used Oil | 550 | Bare Steel | Galvanized Steel | Not Marked | Y |  | Y
330372 | 1 | 1991-05-01 | Removed From Ground | Gas | 10000 | Bare Steel | Galvanized Steel | Not Marked
330372 | 2 | 1991-05-01 | Removed From Ground | Gas | 10000 | Bare Steel | Galvanized Steel | Not Marked
330372 | 3 | 1991-05-01 | Removed From Ground | Gas | 5000 | Bare Steel | Galvanized Steel | Not Marked
330372 | 4 | 1991-05-01 | Removed From Ground | Used Oil | 550 | Bare Steel | Galvanized Steel | Not Marked | Y |  | Y
330372 | 5 | 1991-05-01 | Removed From Ground | Diesel | 10000 | Fiberglass | Fiberglass Reinforced Plastic | Not Marked
330372 | 6 | 1991-05-17 | Currently In Use | Gas | 10000 | Fiberglass | Fiberglass Reinforced Plastic | Pressure | Y | 1991-05-30 12:00 |  | 1991-05-30 12:00
330372 | 7 | 1991-05-17 | Currently In Use | Gas | 10000 | Fiberglass | Fiberglass Reinforced Plastic | Pressure | Y | 1991-05-30 12:00 |  | 1991-05-30 12:00
330372 | 8 | 1991-05-17 | Currently In Use | Gas | 10000 | Fiberglass | Fiberglass Reinforced Plastic | Pressure | Y | 1991-05-30 12:00 |  | 1991-05-30 12:00
330372 | 9 | 2014-03-14 | Temporarily Out Of Use | Used Oil | 1000 | Fiberglass | Not Marked | Gravity Fed | Y | 2007-07-24 12:00 | Y | 2007-07-24 12:00
330374 | 1 | 1986-09-05 | Removed From Ground | Gas | 10000 | Bare Steel | Galvanized Steel | Not Marked
330374 | 2 | 1986-09-05 | Removed From Ground | Gas | 10000 | Bare Steel | Galvanized Steel | Not Marked
330374 | 3 | 1986-09-05 | Removed From Ground | Gas | 5000 | Bare Steel | Galvanized Steel | Not Marked
330374 | 4 | 1986-09-05 | Removed From Ground | Used Oil | 550 | Bare Steel | Galvanized Steel | Not Marked | Y |  | Y
330374 | 5 | 1986-09-06 | Currently In Use | Gas | 10000 | Fiberglass | Fiberglass Reinforced Plastic | Pressure |  | 1993-11-03 |  | 1993-11-03
330374 | 6 | 1986-09-06 | Currently In Use | Gas | 10000 | Fiberglass | Fiberglass Reinforced Plastic | Pressure |  | 1993-11-03 |  | 1993-11-03
330374 | 7 | 1986-09-06 | Currently In Use | Gas | 10000 | Fiberglass | Fiberglass Reinforced Plastic | Pressure |  | 1993-11-03 |  | 1993-11-03
330374 | 8 | 1986-09-06 | Currently In Use | Used Oil | 1000 | Fiberglass Double Walled | Not Marked | Not Marked | Y | 2007-07-03 12:00 | Y | 1993-11-03 12:00
330375 | 1 | 1997-06-01 | Removed From Ground | Gas | 10000 | Cathodically Protected Steel | Fiberglass Reinforced Plastic | Pressure |  | 1994-06-20 |  | 1994-06-20
330375 | 2 | 1997-06-01 | Removed From Ground | Gas | 10000 | Cathodically Protected Steel | Fiberglass Reinforced Plastic | Pressure |  | 1994-06-20 |  | 1994-06-20
330375 | 3 | 1997-06-01 | Removed From Ground | Gas | 5000 | Cathodically Protected Steel | Fiberglass Reinforced Plastic | Pressure |  | 1994-06-20 |  | 1994-06-20
330375 | 4 | 1993-06-02 | Removed From Ground | Used Oil | 550 | Cathodically Protected Steel | Galvanized Steel | Not Marked | Y |  | Y
330376 | 1 | 1991-05-16 | Removed From Ground | Gas | 10000 | Cathodically Protected Steel | Galvanized Steel | Not Marked
330376 | 2 | 1991-05-16 | Removed From Ground | Gas | 10000 | Cathodically Protected Steel | Galvanized Steel | Not Marked
330376 | 3 | 1991-05-16 | Removed From Ground | Gas | 5000 | Cathodically Protected Steel | Galvanized Steel | Not Marked
330376 | 4 | 1991-05-16 | Removed From Ground | Used Oil | 550 | Cathodically Protected Steel | Galvanized Steel | Not Marked | Y |  | Y
330378 | 1 | 1991-09-05 | Removed From Ground | Gas | 10000 | Cathodically Protected Steel | Galvanized Steel | Not Marked
330378 | 2 | 1991-09-05 | Removed From Ground | Gas | 10000 | Cathodically Protected Steel | Galvanized Steel | Not Marked
330378 | 3 | 1991-09-05 | Removed From Ground | Gas | 5000 | Cathodically Protected Steel | Galvanized Steel | Not Marked
330378 | 4 | 1991-09-05 | Removed From Ground | Used Oil | 550 | Cathodically Protected Steel | Galvanized Steel | Not Marked | Y |  | Y
330379 | 1 | 1989-11-06 | Removed From Ground | Gas | 5000 | Cathodically Protected Steel | Galvanized Steel | Not Marked
330379 | 2 | 1989-11-06 | Removed From Ground | Gas | 10000 | Cathodically Protected Steel | Galvanized Steel | Not Marked
330379 | 3 | 1989-11-06 | Removed From Ground | Gas | 10000 | Cathodically Protected Steel | Galvanized Steel | Not Marked
330379 | 4 | 1989-11-06 | Removed From Ground | Used Oil | 550 | Cathodically Protected Steel | Galvanized Steel | Not Marked | Y |  | Y
330379 | 5 | 1989-11-10 | Currently In Use | Gas | 8775 | Fiberglass Double Walled | Fiberglass Reinforced Plastic | Pressure |  | 1994-07-01 |  | 1994-07-01
330379 | 6 | 1989-11-10 | Currently In Use | Gas | 8775 | Fiberglass Double Walled | Fiberglass Reinforced Plastic | Pressure |  | 1994-07-01 |  | 1994-07-01
330379 | 7 | 1989-11-10 | Currently In Use | Gas | 8775 | Fiberglass Double Walled | Fiberglass Reinforced Plastic | Pressure |  | 1994-07-01 |  | 1994-07-01
330380 | 1 | 1987-12-01 | Removed From Ground | Gas | 8000 | Bare Steel | Galvanized Steel | Not Marked
330380 | 2 | 1987-12-01 | Removed From Ground | Gas | 6000 | Bare Steel | Galvanized Steel | Not Marked
330380 | 3 | 1987-12-01 | Removed From Ground | Gas | 3000 | Bare Steel | Galvanized Steel | Not Marked
330380 | 4 | 1987-12-01 | Removed From Ground | Used Oil | 550 | Bare Steel | Galvanized Steel | Not Marked | Y |  | Y
330381 | 1 | 1982-01-01 | Currently In Use | Gas | 10000 | Fiberglass | Fiberglass Reinforced Plastic | Pressure |  | 1993-10-14 |  | 1993-10-14
330381 | 2 | 1982-01-01 | Currently In Use | Diesel | 10000 | Fiberglass | Fiberglass Reinforced Plastic | Pressure |  | 1993-10-14 |  | 1993-10-14
330381 | 3 | 1982-01-01 | Currently In Use | Gas | 10000 | Fiberglass | Fiberglass Reinforced Plastic | Pressure |  | 1993-10-14 |  | 1993-10-14
330381 | 4 | 1993-10-04 | Removed From Ground | Empty | 10000 | Fiberglass | Fiberglass Reinforced Plastic | Pressure
330381 | 5 | 2012-04-05 | Closed In Ground | Used Oil | 1000 | Fiberglass | Not Marked | Gravity Fed | Y |  | Y
330383 | 1 | 1990-05-23 | Removed From Ground | Gas | 10000 | Bare Steel | Bare Steel | Not Marked
330383 | 2 | 1990-05-23 | Removed From Ground | Gas | 10000 | Bare Steel | Galvanized Steel | Not Marked
330383 | 3 | 1990-05-23 | Removed From Ground | Gas | 5000 | Bare Steel | Galvanized Steel | Not Marked
330383 | 4 | 1990-05-23 | Removed From Ground | Used Oil | 550 | Bare Steel | Galvanized Steel | Not Marked | Y |  | Y
330385 | 1 | 1985-01-01 | Currently In Use | Gas | 8775 | Fiberglass | Fiberglass Reinforced Plastic | Pressure |  | 1993-05-28 |  | 1993-05-28
330385 | 2 | 1985-01-01 | Currently In Use | Gas | 8775 | Fiberglass | Fiberglass Reinforced Plastic | Pressure |  | 1993-05-28 |  | 1993-05-28
330385 | 3 | 1985-01-01 | Currently In Use | Diesel | 8775 | Fiberglass | Fiberglass Reinforced Plastic | Pressure |  | 1993-05-28 |  | 1993-05-28
330387 | 1 | 1990-09-28 | Removed From Ground | Gas | 10000 | Bare Steel | Galvanized Steel | Not Marked
330387 | 2 | 1990-09-28 | Removed From Ground | Gas | 10000 | Bare Steel | Galvanized Steel | Not Marked
330387 | 3 | 1990-09-28 | Removed From Ground | Gas | 5000 | Bare Steel | Galvanized Steel | Not Marked
330387 | 4 | 1990-09-28 | Removed From Ground | Used Oil | 550 | Bare Steel | Galvanized Steel | Not Marked | Y |  | Y
330388 | 1 | 2013-08-13 | Removed From Ground | Gas | 8775 | Fiberglass | Fiberglass/Double Walled | Pressure |  | 1993-05-02 |  | 1993-05-02
330388 | 2 | 2013-08-13 | Removed From Ground | Gas | 8775 | Fiberglass | Fiberglass/Double Walled | Pressure |  | 1993-05-02 |  | 1993-05-02
330388 | 3 | 2013-08-13 | Removed From Ground | Gas | 10000 | Fiberglass | Fiberglass/Double Walled | Pressure |  | 1993-05-02 |  | 1993-05-02
330389 | 1 | 1999-08-13 | Removed From Ground | Gas | 10000 | Fiberglass | Fiberglass Reinforced Plastic | Pressure |  | 1993-05-17 |  | 1993-05-17
330389 | 2 | 1999-08-13 | Removed From Ground | Gas | 10000 | Fiberglass | Fiberglass Reinforced Plastic | Pressure |  | 1993-05-17 |  | 1993-05-17
330389 | 3 | 1999-08-13 | Removed From Ground | Gas | 10000 | Fiberglass | Fiberglass Reinforced Plastic | Pressure |  | 1993-05-17 |  | 1993-05-17
330389 | 4 | 1999-08-13 | Removed From Ground | Diesel | 10000 | Fiberglass | Fiberglass Reinforced Plastic | Pressure
330390 | 1 | 1988-06-15 | Removed From Ground | Gas | 5000 | Bare Steel | Galvanized Steel | Not Marked
330390 | 2 | 1988-06-15 | Removed From Ground | Gas | 10000 | Bare Steel | Galvanized Steel | Not Marked
330390 | 3 | 1988-06-15 | Removed From Ground | Gas | 10000 | Bare Steel | Galvanized Steel | Not Marked
330390 | 4 | 1988-06-15 | Removed From Ground | Used Oil | 550 | Bare Steel | Galvanized Steel | Not Marked | Y |  | Y
330391 | 1 | 1999-11-13 | Removed From Ground | Other | 3000 | Cathodically Protected Steel | Galvanized Steel | Not Marked
330391 | 2 | 1999-11-13 | Removed From Ground | Other | 3000 | Cathodically Protected Steel | Galvanized Steel | Not Marked
330391 | 3 | 1999-11-13 | Removed From Ground | Used Oil | 1000 | Cathodically Protected Steel | Galvanized Steel | Not Marked | Y |  | Y
330392 | 1 | 2004-11-10 | Removed From Ground | Other | 4000 | Bare Steel | Galvanized Steel | Not Marked
330392 | 2 | 2004-11-10 | Removed From Ground | Other | 4000 | Bare Steel | Galvanized Steel | Not Marked
330392 | 3 | 2004-11-10 | Removed From Ground | Used Oil | 2000 | Bare Steel | Galvanized Steel | Not Marked | Y |  | Y
330393 | 1 | 1999-07-01 | Removed From Ground | Other | 3000 | Bare Steel | Galvanized Steel | Not Marked
330393 | 2 | 1999-07-01 | Removed From Ground | Other | 1000 | Bare Steel | Galvanized Steel | Not Marked
330393 | 3 | 1999-07-01 | Removed From Ground | Used Oil | 3000 | Bare Steel | Galvanized Steel | Not Marked | Y |  | Y
330394 | 1 | 1972-04-26 | Currently In Use | Gas | 10000 | Fiberglass | Fiberglass Reinforced Plastic | Pressure |  | 1993-07-01 |  | 1993-07-01
330394 | 2 | 1972-04-26 | Currently In Use | Gas | 10000 | Fiberglass | Fiberglass Reinforced Plastic | Pressure |  | 1993-07-01 |  | 1993-07-01
330394 | 3 | 1972-04-26 | Currently In Use | Gas | 10000 | Fiberglass | Fiberglass Reinforced Plastic | Pressure |  | 1993-07-01 12:00 |  | 1993-07-01 12:00
330394 | 4 | 1972-04-26 | Currently In Use | Diesel | 10000 | Fiberglass | Fiberglass Reinforced Plastic | Pressure |  | 1993-07-01 |  | 1993-07-01
330396 | 1 | 1979-04-25 | Currently In Use | Gas | 10000 | Fiberglass | Fiberglass Reinforced Plastic | Pressure |  | 1991-10-01 |  | 1991-10-01
330396 | 2 | 1979-04-25 | Currently In Use | Gas | 10000 | Fiberglass | Fiberglass Reinforced Plastic | Pressure |  | 1991-10-01 |  | 1991-10-01
330396 | 3 | 1979-04-25 | Currently In Use | Diesel | 10000 | Fiberglass | Fiberglass Reinforced Plastic | Pressure |  | 1991-10-01 |  | 1991-10-01
330396 | 4 | 1979-04-25 | Currently In Use | Gas | 10000 | Fiberglass | Fiberglass Reinforced Plastic | Pressure |  | 1991-10-01 |  | 1991-10-01
330398 | 1 | 2011-12-27 | Currently In Use | Gas | 10000 | Fiberglass Double Walled | Fiberglass Reinforced Plastic | Pressure |  | 1994-09-30 |  | 1994-09-30
330398 | 2 | 2011-12-27 | Currently In Use | Gas | 10000 | Fiberglass Double Walled | Fiberglass Reinforced Plastic | Pressure |  | 1994-09-30 |  | 1994-09-30
330398 | 3 | 2011-12-27 | Currently In Use | Gas | 10000 | Fiberglass Double Walled | Fiberglass Reinforced Plastic | Pressure |  | 1994-09-30 |  | 1994-09-30
330400 | 1 | 1995-03-25 | Removed From Ground | Gas | 6500 | Unknown | Not Marked | Not Marked
330400 | 2 |  | Permanently Out Of Use | Gas | 500 | Not Marked/Unknown | Unknown | Not Marked
330402 | 1 | 2007-06-28 | Temporarily Out Of Use | Gas | 10000 | Fiberglass | Fiberglass Reinforced Plastic | Pressure |  | 1993-02-24 |  | 1993-02-24
330402 | 2 | 2007-06-28 | Temporarily Out Of Use | Gas | 10000 | Fiberglass | Fiberglass Reinforced Plastic | Pressure |  | 1993-02-24 |  | 1993-02-24
330402 | 3 | 2007-06-28 | Temporarily Out Of Use | Gas | 10000 | Fiberglass | Fiberglass Reinforced Plastic | Pressure |  | 1993-02-24 |  | 1993-02-24
330402 | 4 | 2007-06-28 | Temporarily Out Of Use | Diesel | 10000 | Fiberglass | Fiberglass Reinforced Plastic | Pressure |  | 1993-02-24 |  | 1993-02-24
330405 | 1 | 1986-01-01 | Currently In Use | Gas | 8000 | Steel-Impressed Current | Cathodically Protected | Pressure |  | 1995-08-01 |  | 1995-08-01
330405 | 2 | 1986-01-01 | Currently In Use | Gas | 8000 | Steel-Impressed Current | Cathodically Protected | Pressure |  | 1995-08-01 |  | 1995-08-01
330405 | 3 | 1986-01-01 | Currently In Use | Diesel | 8000 | Steel-Impressed Current | Cathodically Protected | Pressure |  | 1995-08-01 |  | 1995-08-01
330406 | 1 | 1986-01-01 | Currently In Use | Gas | 8000 | Steel-Impressed Current | Fiberglass Reinforced Plastic | Pressure |  | 1998-09-01 |  | 1998-09-01
330406 | 2 | 1986-01-01 | Currently In Use | Gas | 6000 | Steel-Impressed Current | Fiberglass Reinforced Plastic | Pressure |  | 1998-09-01 |  | 1998-09-01
330406 | 3 | 1986-01-01 | Currently In Use | Diesel | 8000 | Steel-Impressed Current | Fiberglass Reinforced Plastic | Pressure |  | 1998-09-01 |  | 1998-09-01
330407 | 1 | 1995-09-18 | Removed From Ground | Diesel | 5000 | Bare Steel | Galvanized Steel | Not Marked
330408 | 1 | 1996-06-24 | Removed From Ground | Used Oil | 300 | Bare Steel | Galvanized Steel | Not Marked | Y |  | Y
330409 | 1 | 2008-12-05 | Temporarily Out Of Use | Gas | 10000 | Fiberglass | Fiberglass Reinforced Plastic | Pressure |  | 1995-06-28 |  | 1995-06-28
330409 | 2 | 2008-12-05 | Currently In Use | Gas | 10000 | Fiberglass | Fiberglass Reinforced Plastic | Pressure |  | 1995-06-28 |  | 1995-06-28
330409 | 3 | 1987-01-01 | Currently In Use | Gas | 10000 | Fiberglass | Fiberglass Reinforced Plastic | Pressure |  | 1995-06-28 |  | 1995-06-28
330412 | 1 | 1995-11-15 | Closed In Ground | Gas | 10000 | Cathodically Protected Steel | Galvanized Steel | Pressure
330412 | 2 | 1995-11-15 | Closed In Ground | Gas | 10000 | Cathodically Protected Steel | Galvanized Steel | Pressure
330412 | 3 | 1995-11-15 | Closed In Ground | Gas | 10000 | Cathodically Protected Steel | Galvanized Steel | Pressure
330412 | 4 | 1998-12-01 | Closed In Ground | Diesel | 20000 | Cathodically Protected Steel | Galvanized Steel | Pressure
330412 | 5 | 1998-12-01 | Closed In Ground | Diesel | 20000 | Cathodically Protected Steel | Galvanized Steel | Pressure
330412 | 6 | 1999-07-31 | Removed From Ground | Gas | 4000 | Bare Steel | Unknown | Not Marked
330412 | 9275 | 1995-10-30 | Currently In Use | Gas | 10000 | Composite | Double Walled | Pressure |  | 1995-11-02 |  | 1995-11-02
330412 | 9275A | 1995-10-30 | Currently In Use | Gas | 10000 | Composite | Double Walled | Pressure |  | 1995-11-02 |  | 1995-11-02
330412 | 9275B | 1995-10-30 | Currently In Use | Diesel | 10000 | Composite | Double Walled | Pressure |  | 1995-11-02 |  | 1995-11-02
330413 | 1 |  | Permanently Out Of Use | Used Oil | 5000 | Bare Steel | Galvanized Steel | Gravity Fed | Y |  | Y
330413 | 2 | 1995-04-06 | Closed In Ground | Diesel | 10000 | Cathodically Protected Steel | Galvanized Steel | Pressure
330413 | 3 | 1987-12-31 | Currently In Use | Diesel | 10000 | STIP-3 | Fiberglass/Double Walled | Pressure |  | 1997-09-30 |  | 1997-09-30
330413 | 4 | 1987-12-31 | Currently In Use | Diesel | 10000 | STIP-3 | Fiberglass/Double Walled | Pressure |  | 1997-09-30 |  | 1997-09-30
330415 | 1 |  | Removed From Ground Date Unknown | Other | 3000 | Marked Unknown | Unknown | Not Marked
330415 | 2 |  | Removed From Ground Date Unknown | Other | 3000 | Marked Unknown | Unknown | Not Marked
330415 | 3 |  | Removed From Ground Date Unknown | Other | 3000 | Marked Unknown | Unknown | Not Marked
330415 | 4 |  | Removed From Ground Date Unknown | Diesel | 3000 | Marked Unknown | Unknown | Not Marked
330415 | 5 | 1991-10-14 | Currently In Use | Other | 6000 | Fiberglass Double Walled | Fiberglass Reinforced Plastic | Suction: No Valve At The Tank | N | 1991-12-01 | N | 1991-12-01
330416 | 1 | 1991-02-21 | Removed From Ground | Gas | 8000 | Marked Unknown | Unknown | Not Marked
330416 | 2 | 1991-02-21 | Closed In Ground | Used Oil | 550 | Not Marked/Unknown | Not Marked | Not Marked | Y |  | Y
330416 | 3 | 1991-02-21 | Closed In Ground | Used Oil | 550 | Not Marked/Unknown | Not Marked | Not Marked | Y |  | Y
330417 | 1 | 1995-06-15 | Removed From Ground | Gas | 6000 | Bare Steel | Galvanized Steel | Not Marked
330418 | 1 | 2001-01-01 | Removed From Ground | Used Oil | 275 | Bare Steel | Bare Steel | Gravity Fed | Y |  | Y
330420 | 1 | 1991-01-10 | Removed From Ground | Gas | 10000 | Bare Steel | Galvanized Steel | Not Marked
330420 | 2 | 1991-01-10 | Removed From Ground | Gas | 10000 | Bare Steel | Galvanized Steel | Not Marked
330420 | 3 | 1991-01-10 | Removed From Ground | Gas | 10000 | Bare Steel | Galvanized Steel | Not Marked
330420 | 4 | 1991-04-01 | Currently In Use | Kerosene | 2000 | Composite | Fiberglass Reinforced Plastic | Not Marked |  | 1991-03-01 |  | 1991-03-01
330420 | 5 | 1991-04-01 | Currently In Use | Gas | 12000 | Composite | Fiberglass Reinforced Plastic | Not Marked |  | 1991-03-01 |  | 1991-03-01
330420 | 6 | 1991-04-01 | Currently In Use | Gas | 12000 | Composite | Fiberglass Reinforced Plastic | Not Marked |  | 1991-03-01 |  | 1991-03-01
330420 | 7 | 1991-04-01 | Currently In Use | Diesel | 8000 | Composite | Fiberglass Reinforced Plastic | Not Marked |  | 1991-03-01 |  | 1991-03-01
330421 | 1 |  | Removed From Ground Date Unknown | Diesel | 10000 | Cathodically Protected Steel | Cathodically Protected | Not Marked
330422 | 1 | 1996-05-30 | Currently In Use | Gas | 10000 | Composite | Fiberglass/Double Walled | Pressure |  | 1986-05-30 |  | 1986-05-30
330422 | 2 | 1986-05-30 | Currently In Use | Gas | 10000 | Composite | Fiberglass/Double Walled | Pressure |  | 1986-05-30 |  | 1986-05-30
330422 | 3 | 1986-05-30 | Currently In Use | Gas | 8000 | Composite | Fiberglass/Double Walled | Pressure |  | 1986-05-30 |  | 1986-05-30
330422 | 4 | 1986-05-30 | Currently In Use | Diesel | 8000 | Composite | Fiberglass/Double Walled | Pressure |  | 1986-05-30 |  | 1986-05-30
330422 | 5 | 1986-05-30 | Currently In Use | Kerosene | 4000 | Composite | Fiberglass/Double Walled | Pressure |  | 1986-05-30 |  | 1986-05-30
330423 | 1 | 1992-09-01 | Removed From Ground | Gas |  | Bare Steel | Galvanized Steel | Not Marked
330423 | 2 | 1992-09-01 | Removed From Ground | Other |  | Bare Steel | Galvanized Steel | Not Marked
330423 | 3 | 1992-09-01 | Removed From Ground | Used Oil |  | Bare Steel | Galvanized Steel | Not Marked | Y |  | Y
330424 | 1 | 1997-10-01 | Closed In Ground | Gas | 1000 | Bare Steel | Galvanized Steel | Suction: Valve At The Tank
330425 | 1 | 1993-12-01 | Removed From Ground | Gas | 2000 | Bare Steel | Galvanized Steel | Suction: Valve At The Tank
330425 | 2 | 1993-12-01 | Removed From Ground | Used Oil | 250 | Bare Steel | Galvanized Steel | Gravity Fed | Y |  | Y
330425 | 3 | 2004-06-10 | Removed From Ground | Diesel | 2000 | Steel-Galvanic | Fiberglass Reinforced Plastic | Suction: No Valve At The Tank |  | 1994-03-03 |  | 1994-03-03
330425 | 4 | 2004-06-10 | Removed From Ground | Gas | 1000 | Steel-Galvanic | Fiberglass Reinforced Plastic | Suction: No Valve At The Tank |  | 1994-03-03 |  | 1994-03-03
330426 | 1 | 1997-03-18 | Removed From Ground | Used Oil | 550 | Bare Steel | Galvanized Steel | Not Marked | Y |  | Y
330427 | 1 |  | Removed From Ground Date Unknown | Used Oil | 550 | Bare Steel | Galvanized Steel | Not Marked | Y |  | Y
330429 | 1 | 1996-07-12 | Removed From Ground | Gas | 8000 | Cathodically Protected Steel | Galvanized Steel | Pressure
330429 | 2 | 1996-07-12 | Removed From Ground | Gas | 8000 | Cathodically Protected Steel | Galvanized Steel | Pressure
330429 | 3 | 1996-07-12 | Removed From Ground | Diesel | 8000 | Cathodically Protected Steel | Galvanized Steel | Pressure
330430 | 1 | 1993-09-01 | Removed From Ground | Diesel | 8000 | Bare Steel | Galvanized Steel | Not Marked
330431 | 1 | 1983-05-20 | Currently In Use | Gas | 6000 | Steel-Impressed Current | Fiberglass Reinforced Plastic | Pressure |  | 1996-08-30 |  | 1996-08-30
330431 | 2 | 1986-05-19 | Currently In Use | Gas | 6000 | Steel-Impressed Current | Fiberglass Reinforced Plastic | Pressure |  | 1996-08-30 |  | 1996-08-30
330433 | 1 |  | Closed In Ground Date Unknown | Hazardous Substance | 6000 | Bare Steel | Unknown | Not Marked
330433 | 2 | 1992-07-23 | Removed From Ground | Gas | 1000 | Not Marked/Unknown | Not Marked | Not Marked
330433 | 3 | 1992-07-23 | Removed From Ground | Gas | 1000 | Not Marked/Unknown | Not Marked | Not Marked
330438 | 1 | 1998-10-10 | Currently In Use | Gas | 10000 | Steel-Impressed Current | Fiberglass Reinforced Plastic | Pressure |  | 1998-10-10 |  | 1998-10-10
330438 | 2 | 1998-10-10 | Currently In Use | Gas | 4000 | Steel-Impressed Current | Fiberglass Reinforced Plastic | Pressure |  | 1998-10-10 |  | 1998-10-10
330438 | 3 | 2000-06-23 | Temporarily Out Of Use | Empty | 4000 | Steel-Impressed Current | Fiberglass Reinforced Plastic | Pressure |  | 1998-10-10 |  | 1998-10-10
330438 | 4 | 1998-10-10 | Currently In Use | Gas | 4000 | Steel-Impressed Current | Fiberglass Reinforced Plastic | Pressure |  | 1998-10-10 |  | 1998-10-10
330438 | 5 | 1998-10-10 | Currently In Use | Gas | 4000 | Steel-Impressed Current | Fiberglass Reinforced Plastic | Pressure |  | 1998-10-10 |  | 1998-10-10
330439 | 1 | 1995-04-12 | Removed From Ground | Gas | 8000 | Bare Steel | Galvanized Steel | Not Marked
330439 | 2 | 1995-04-12 | Removed From Ground | Gas | 8000 | Bare Steel | Galvanized Steel | Not Marked
330439 | 3 | 1995-04-12 | Removed From Ground | Gas | 8000 | Bare Steel | Galvanized Steel | Not Marked
330440 | 1 | 1998-10-09 | Currently In Use | Gas | 8000 | Steel-Impressed Current | Double Walled Flex | Pressure |  | 1998-10-09 |  | 1998-10-09
330440 | 2 | 1998-10-08 | Currently In Use | Gas | 8000 | Steel-Impressed Current | Double Walled Flex | Pressure |  | 1998-10-09 |  | 1998-10-09
330441 | 1 | 1998-12-08 | Removed From Ground | Gas | 8000 | Bare Steel | Galvanized Steel | Not Marked
330441 | 2 | 1998-12-08 | Removed From Ground | Gas | 8000 | Bare Steel | Galvanized Steel | Not Marked
330441 | 3 | 1998-12-08 | Removed From Ground | Gas | 8000 | Bare Steel | Galvanized Steel | Not Marked
330442 | 1 | 2012-09-08 | Removed From Ground | Gas | 8000 | Steel-Impressed Current | Impressed Current | Pressure |  | 1998-04-01 |  | 1998-04-01
330442 | 2 | 2012-09-08 | Removed From Ground | Gas | 8000 | Steel-Impressed Current | Impressed Current | Pressure |  | 1998-04-01 |  | 1998-04-01
330442 | 3 | 2012-09-08 | Removed From Ground | Diesel | 8000 | Steel-Impressed Current | Impressed Current | Pressure |  | 1998-04-01 |  | 1998-04-01
330443 | 1 | 1998-12-10 | Removed From Ground | Gas | 8000 | Bare Steel | Fiberglass Reinforced Plastic | Not Marked
330443 | 2 | 1998-12-10 | Removed From Ground | Gas | 8000 | Bare Steel | Fiberglass Reinforced Plastic | Not Marked
330443 | 3 | 1998-12-10 | Removed From Ground | Gas | 8000 | Bare Steel | Fiberglass Reinforced Plastic | Not Marked
330444 | 1 | 1988-01-01 | Removed From Ground | Gas | 8000 | Bare Steel | Galvanized Steel | Not Marked
330444 | 2 | 1988-01-01 | Removed From Ground | Gas | 8000 | Bare Steel | Galvanized Steel | Not Marked
330444 | 3 | 1988-01-01 | Removed From Ground | Gas | 8000 | Bare Steel | Galvanized Steel | Not Marked
330444 | 4 | 2015-11-06 | Currently In Use | Gas | 10000 | Fiberglass | Fiberglass Reinforced Plastic | Pressure
330444 | 5 | 2015-11-06 | Currently In Use | Gas | 10000 | Fiberglass | Fiberglass Reinforced Plastic | Pressure
330444 | 6 | 2015-11-06 | Currently In Use | Gas | 10000 | Fiberglass | Fiberglass Reinforced Plastic | Pressure
330445 | 1 | 2015-06-02 | Removed From Ground | Gas | 8000 | Steel-Impressed Current | Fiberglass/Double Walled | Pressure |  | 1997-08-12 |  | 1997-08-12
330445 | 2 | 2015-06-02 | Removed From Ground | Gas | 8000 | Steel-Impressed Current | Fiberglass/Double Walled | Pressure |  | 1997-08-12 |  | 1997-08-12
330445 | 3 | 2015-06-02 | Removed From Ground | Gas | 8000 | Steel-Impressed Current | Fiberglass/Double Walled | Pressure |  | 1997-08-12 |  | 1997-08-12
330446 | 1 | 1986-07-14 | Currently In Use | Gas | 10000 | Composite | Fiberglass/Double Walled | Pressure |  | 1986-07-14 |  | 1986-07-14
330446 | 2 | 1986-07-14 | Currently In Use | Gas | 10000 | Composite | Fiberglass/Double Walled | Pressure |  | 1986-07-14 |  | 1986-07-14
330446 | 3 | 1986-07-14 | Currently In Use | Gas | 10000 | Composite | Fiberglass/Double Walled | Pressure |  | 1986-07-14 |  | 1986-07-14
330446 | 4 | 1986-07-12 | Removed From Ground | Gas | 8000 | Bare Steel | Galvanized Steel | Not Marked
330446 | 5 | 1986-07-12 | Removed From Ground | Gas | 8000 | Bare Steel | Galvanized Steel | Not Marked
330446 | 6 | 1986-07-12 | Removed From Ground | Gas | 8000 | Bare Steel | Galvanized Steel | Not Marked
330446 | 7 | 1986-07-14 | Currently In Use | Gas | 10000 | Composite | Fiberglass/Double Walled | Pressure |  | 1986-07-14 |  | 1986-07-14
330450 | 1 | 1995-04-07 | Removed From Ground | Diesel | 10000 | Bare Steel | Bare Steel | Suction: No Valve At The Tank
330450 | 3 | 1977-01-03 | Currently In Use | Diesel | 10000 | Steel-Impressed Current | Cathodically Protected | Suction: No Valve At The Tank |  | 1998-05-15 |  | 1998-05-15
330452 | 1 | 2002-06-20 | Removed From Ground | Gas | 564 | Bare Steel | Galvanized Steel | Suction: Valve At The Tank
330455 | 1 | 1986-07-18 | Currently In Use | Diesel | 10000 | STIP-3 | Secondary Containment | Pressure |  | 1995-05-01 |  | 1995-05-01
330456 | 1 | 1987-01-01 | Currently In Use | Gas | 10000 | Fiberglass | Fiberglass Reinforced Plastic | Pressure |  | 1994-07-14 |  | 1997-07-14
330456 | 2 | 1987-01-01 | Currently In Use | Gas | 10000 | Fiberglass | Fiberglass Reinforced Plastic | Pressure |  | 1994-07-14 |  | 1994-07-14
330456 | 3 | 1987-01-01 | Currently In Use | Gas | 10000 | Fiberglass | Fiberglass Reinforced Plastic | Pressure |  | 1994-07-14 |  | 1994-07-14
330456 | 4 | 1987-01-01 | Currently In Use | Diesel | 10000 | Fiberglass | Fiberglass Reinforced Plastic | Pressure |  | 1994-07-14 |  | 1994-07-14
330457 | 1 | 1998-09-01 | Removed From Ground | Other | 5000 | Cathodically Protected Steel | Galvanized Steel | Not Marked
330457 | 2 | 1998-09-01 | Removed From Ground | Other | 3000 | Cathodically Protected Steel | Galvanized Steel | Not Marked
330457 | 3 | 1998-09-01 | Removed From Ground | Used Oil | 2000 | Cathodically Protected Steel | Galvanized Steel | Not Marked | Y |  | Y
330458 | 1 | 1993-03-05 | Removed From Ground | Gas | 1000 | Bare Steel | Galvanized Steel | Gravity Fed
330458 | 2 | 1993-03-05 | Removed From Ground | Used Oil | 550 | Bare Steel | Galvanized Steel | Gravity Fed | Y |  | Y
330458 | 3 | 1993-03-05 | Removed From Ground | Used Oil | 550 | Bare Steel | Galvanized Steel | Gravity Fed | Y |  | Y
330458 | 4 | 1993-01-01 | Currently In Use | Gas | 8000 | Fiberglass | Fiberglass Reinforced Plastic | Suction: No Valve At The Tank |  | 1993-03-25 |  | 1993-03-25
330459 | 1 | 1995-08-29 | Removed From Ground | Other | 8000 | Bare Steel | Copper | Suction: Valve At The Tank
330459 | 2 | 2000-04-08 | Currently In Use | Diesel | 12000 | Fiberglass Double Walled | Fiberglass Reinforced Plastic | Suction: Valve At The Tank |  | 2000-04-08 |  | 2000-04-08
330460 | 1 | 1990-12-01 | Removed From Ground | Gas | 3000 | Bare Steel | Copper | Not Marked
330460 | 2 | 1990-12-01 | Removed From Ground | Other | 12000 | Bare Steel | Copper | Not Marked
330461 | 1 | 1989-01-01 | Removed From Ground | Diesel | 10000 | Bare Steel | Not Marked | Not Marked
330461 | 2 | 1989-05-20 | Currently In Use | Diesel | 6000 | Double Walled | Fiberglass Reinforced Plastic | Suction: Valve At The Tank |  | 1995-08-02 |  | 1995-08-02
330462 | 1 | 1989-10-01 | Removed From Ground | Gas | 3000 | Bare Steel | Copper | Not Marked
330462 | 2 | 1989-10-01 | Removed From Ground | Gas | 12000 | Bare Steel | Copper | Not Marked
330462 | 3 | 1989-10-01 | Removed From Ground | Used Oil |  | Marked Unknown | Unknown | Not Marked | Y |  | Y
330464 | 1 | 1988-06-01 | Removed From Ground | Other | 550 | Bare Steel | Copper | Not Marked
330464 | 2 | 1997-01-31 | Removed From Ground | Other | 3000 | Double Walled | Fiberglass Reinforced Plastic | Suction: Valve At The Tank |  | 1988-06-01 |  | 1988-06-01
330464 | 3 | 1996-03-18 | Currently In Use | Diesel | 2500 | Double Walled | Copper | Suction: Valve At The Tank |  | 1996-03-18 |  | 1996-03-18
330465 | 1 | 1993-05-21 | Removed From Ground | Diesel | 1000 | Bare Steel | Copper | Suction: Valve At The Tank
330465 | 2 | 1993-12-01 | Removed From Ground | Kerosene | 5000 | Bare Steel | Copper | Suction: Valve At The Tank
330466 | 1 | 1990-12-01 | Removed From Ground | Gas | 10000 | Bare Steel | Unknown | Not Marked
330467 | 1 | 1994-08-01 | Removed From Ground | Diesel | 1000 | Bare Steel | Copper | Suction: Valve At The Tank
330467 | 2 | 2016-11-15 | Removed From Ground | Diesel | 1000 | Fiberglass Double Walled | Fiberglass/Double Walled | Suction: No Valve At The Tank |  | 1994-08-01 |  | 1994-08-01
330468 | 1 | 1993-09-02 | Removed From Ground | Used Oil | 500 | Bare Steel | Galvanized Steel | Gravity Fed | Y |  | Y
330469 | 1 | 2002-08-05 | Removed From Ground Date Unknown | Used Oil | 500 | Fiberglass | Bare Steel | Not Marked | Y |  | Y
330470 | 1 | 1992-09-18 | Removed From Ground | Gas | 8000 | Bare Steel | Galvanized Steel | Not Marked
330470 | 2 | 1992-09-18 | Removed From Ground | Gas | 8000 | Bare Steel | Galvanized Steel | Not Marked
330471 | 1 | 1977-05-09 | Currently In Use | Gas | 10000 | Bare Steel | Fiberglass/Double Walled | Pressure |  | 1992-12-10 |  | 1992-12-10
330471 | 2 | 1977-05-09 | Currently In Use | Gas | 10000 | Bare Steel | Fiberglass/Double Walled | Pressure |  | 1992-12-10 |  | 1992-12-10
330472 | 1 | 1996-06-03 | Removed From Ground | Gas | 10000 | Bare Steel | Fiberglass Reinforced Plastic | Pressure |  | 1994-07-12 |  | 1994-07-12
330472 | 2 | 1996-06-03 | Removed From Ground | Gas | 10000 | Bare Steel | Fiberglass Reinforced Plastic | Pressure |  | 1994-07-12 |  | 1994-07-12
330472 | 3 | 1996-06-03 | Removed From Ground | Gas | 10000 | Bare Steel | Fiberglass Reinforced Plastic | Pressure |  | 1994-07-12 |  | 1994-07-12
330472 | 4 | 1996-06-10 | Currently In Use | Gas | 9816 | Fiberglass | Fiberglass/Double Walled | Pressure |  | 1996-06-10 |  | 1996-06-10
330472 | 5 | 1996-06-10 | Currently In Use | Diesel | 9816 | Fiberglass | Fiberglass/Double Walled | Pressure |  | 1996-06-10 |  | 1996-06-10
330472 | 6 | 1996-06-10 | Currently In Use | Gas | 9816 | Fiberglass | Fiberglass/Double Walled | Pressure |  | 1996-06-10 |  | 1996-06-10
330473 | 1 |  | Removed From Ground Date Unknown | Gas | 8000 | Bare Steel | Galvanized Steel | Not Marked
330473 | 2 |  | Removed From Ground Date Unknown | Gas | 5000 | Bare Steel | Galvanized Steel | Not Marked
330473 | 3 |  | Removed From Ground Date Unknown | Gas | 6000 | Bare Steel | Galvanized Steel | Not Marked
330473 | 4 | 1988-08-01 | Currently In Use | Gas | 10000 | Fiberglass | Fiberglass/Double Walled | Pressure |  | 1988-08-01 |  | 1988-08-01
330473 | 5 | 1988-08-01 | Currently In Use | Gas | 10000 | Fiberglass | Fiberglass/Double Walled | Pressure |  | 1988-08-01 |  | 1988-08-01
330473 | 6 | 1988-08-01 | Currently In Use | Diesel | 10000 | Fiberglass | Fiberglass/Double Walled | Pressure |  | 1988-08-01 |  | 1988-08-01
330474 | 1 | 1997-03-15 | Removed From Ground | Used Oil | 1000 | Marked Unknown | Unknown | Not Marked | Y |  | Y
330474 | 2 | 1997-03-15 | Removed From Ground | Used Oil | 1000 | Marked Unknown | Unknown | Not Marked | Y |  | Y
330475 | 1 | 1998-07-20 | Removed From Ground | Gas | 4000 | Bare Steel | Galvanized Steel | Not Marked
330475 | 2 | 1998-07-20 | Removed From Ground | Diesel | 2000 | Bare Steel | Galvanized Steel | Not Marked
330476 | 1 | 1986-05-07 | Removed From Ground | Empty | 500 | Bare Steel | Galvanized Steel | Not Marked
330476 | 2 | 1986-05-07 | Removed From Ground | Empty | 1000 | Bare Steel | Galvanized Steel | Not Marked
330477 | 1 | 1990-08-01 | Removed From Ground | Gas | 4000 | Bare Steel | Unknown | Not Marked
330479 | 1 |  | Temporarily Out Of Use | Empty | 10000 | Fiberglass | Fiberglass Reinforced Plastic | Not Marked
330479 | 2 |  | Temporarily Out Of Use | Empty | 10000 | Fiberglass | Fiberglass Reinforced Plastic | Not Marked
330479 | 3 |  | Temporarily Out Of Use | Empty | 10000 | Fiberglass | Fiberglass Reinforced Plastic | Not Marked
330479 | 4 | 1991-04-15 | Removed From Ground | Used Oil | 550 | Bare Steel | Galvanized Steel | Not Marked | Y |  | Y
330480 | 1 | 1997-01-01 | Removed From Ground | Gas | 3000 | Bare Steel | Galvanized Steel | Not Marked
330480 | 2 | 1997-01-01 | Removed From Ground | Gas | 3000 | Bare Steel | Galvanized Steel | Not Marked
330480 | 3 | 1997-01-01 | Removed From Ground | Used Oil | 1011 | Bare Steel | Galvanized Steel | Not Marked | Y |  | Y
330480 | 4 | 1997-01-01 | Removed From Ground | Other | 1011 | Bare Steel | Galvanized Steel | Not Marked
330480 | 5 | 1997-01-01 | Removed From Ground | Other | 532 | Bare Steel | Galvanized Steel | Not Marked
330481 | 1 |  | Closed In Ground Date Unknown | Gas | 8000 | Cathodically Protected Steel | Galvanized Steel | Not Marked
330481 | 2 |  | Closed In Ground Date Unknown | Gas | 8000 | Cathodically Protected Steel | Galvanized Steel | Not Marked
330481 | 3 |  | Closed In Ground Date Unknown | Gas | 8000 | Cathodically Protected Steel | Galvanized Steel | Not Marked
330482 | 6 | 1996-09-03 | Removed From Ground | Diesel | 4000 | Cathodically Protected Steel | Fiberglass Reinforced Plastic | Not Marked
330482 | 7 | 1996-09-03 | Removed From Ground | Diesel | 4000 | Cathodically Protected Steel | Fiberglass Reinforced Plastic | Not Marked
330483 | 1 | 2007-12-19 | Removed From Ground | Gas | 3000 | Bare Steel | Galvanized Steel | Not Marked
330483 | 1 |  | Currently In Use | Gas | 3000 | Bare Steel | Galvanized Steel | Not Marked
330483 | 2 | 2007-12-19 | Removed From Ground | Gas | 3000 | Bare Steel | Galvanized Steel | Not Marked
330483 | 2 |  | Currently In Use | Gas | 3000 | Bare Steel | Galvanized Steel | Not Marked
330483 | 3 | 2007-12-19 | Removed From Ground | Gas | 1002 | Bare Steel | Galvanized Steel | Not Marked
330483 | 3 |  | Currently In Use | Gas | 1002 | Bare Steel | Galvanized Steel | Not Marked
330483 | 4 | 2008-02-07 | Removed From Ground | Diesel | 550 | Bare Steel | Galvanized Steel | Not Marked
330483 | 4 |  | Currently In Use | Diesel | 550 | Bare Steel | Galvanized Steel | Not Marked
330483 | 5 | 2007-12-19 | Removed From Ground | Kerosene | 550 | Bare Steel | Galvanized Steel | Not Marked
330483 | 5 |  | Currently In Use | Kerosene | 550 | Bare Steel | Galvanized Steel | Not Marked
330483 | 6 | 2007-12-19 | Removed From Ground | Used Oil | 550 | Bare Steel | Galvanized Steel | Not Marked | Y |  | Y
330483 | 6 |  | Currently In Use | Used Oil | 550 | Bare Steel | Galvanized Steel | Not Marked | Y |  | Y
330484 | 1 |  | Permanently Out Of Use | Used Oil | 550 | Marked Unknown | Unknown | Not Marked | Y |  | Y
330484 | 2 |  | Permanently Out Of Use | Gas | 10000 | Marked Unknown | Unknown | Not Marked
330484 | 3 |  | Permanently Out Of Use | Gas | 10000 | Marked Unknown | Unknown | Not Marked
330488 | 1 | 1997-11-11 | Removed From Ground | Gas | 10000 | Fiberglass | Fiberglass Reinforced Plastic | Not Marked
330488 | 2 | 1995-11-30 | Removed From Ground | Used Oil | 500 | Fiberglass | Fiberglass Reinforced Plastic | Not Marked | Y |  | Y
330489 | 1 | 1998-07-01 | Removed From Ground | Other | 4000 | Cathodically Protected Steel | Galvanized Steel | Not Marked
330489 | 10 | 1998-07-01 | Removed From Ground | Kerosene | 2000 | Bare Steel | Galvanized Steel | Not Marked
330489 | 11 | 1998-07-01 | Removed From Ground | Kerosene |  | Cathodically Protected Steel | Galvanized Steel | Not Marked
330489 | 2 | 1998-07-01 | Removed From Ground | Other | 4000 | Cathodically Protected Steel | Galvanized Steel | Not Marked
330489 | 3 | 1998-07-01 | Removed From Ground | Other | 4000 | Cathodically Protected Steel | Galvanized Steel | Not Marked
330489 | 4 | 1998-07-01 | Removed From Ground | Other | 4000 | Bare Steel | Galvanized Steel | Not Marked
330489 | 5 | 1998-07-01 | Removed From Ground | Used Oil | 500 | Bare Steel | Galvanized Steel | Not Marked | Y |  | Y
330489 | 6 | 1998-07-01 | Removed From Ground | Used Oil | 500 | Bare Steel | Galvanized Steel | Not Marked | Y |  | Y
330489 | 7 | 1998-07-01 | Removed From Ground | Used Oil | 1000 | Bare Steel | Galvanized Steel | Not Marked | Y |  | Y
330489 | 8 | 1998-07-01 | Removed From Ground | Hazardous Substance | 1000 | Bare Steel | Galvanized Steel | Not Marked
330489 | 9 | 1998-07-01 | Removed From Ground | Hazardous Substance | 1000 | Bare Steel | Galvanized Steel | Not Marked
330490 | 1 | 1994-09-08 | Removed From Ground | Gas | 10000 | Bare Steel | Galvanized Steel | Not Marked
330490 | 2 | 1994-09-08 | Removed From Ground | Used Oil | 500 | Bare Steel | Galvanized Steel | Not Marked | Y |  | Y
330492 | 1 | 1998-08-01 | Removed From Ground | Gas | 1020 | Bare Steel | Bare Steel | Not Marked
330492 | 2 | 2005-03-30 | Removed From Ground | Diesel | 1000 | Double Walled | Fiberglass Reinforced Plastic | Suction: No Valve At The Tank |  | 1990-10-25 |  | 1990-10-25
330492 | 3 | 2005-03-30 | Removed From Ground | Gas | 2500 | Double Walled | Fiberglass Reinforced Plastic | Suction: Valve At The Tank |  | 1998-08-01 |  | 1998-08-01
330492 | 4 | 2005-06-22 | Currently In Use | Diesel | 2500 | Fiberglass Double Walled | Fiberglass/Double Walled | Pressure | N | 2005-07-05 | N | 2005-07-05
330492 | 5 | 2005-06-22 | Currently In Use | Gas | 2500 | Fiberglass Double Walled | Fiberglass/Double Walled | Pressure | N | 2005-07-05 | N | 2005-07-05
330493 | 1 |  | Removed From Ground Date Unknown | Empty | 4000 | Bare Steel | Bare Steel | Not Marked
330493 | 10 |  | Removed From Ground Date Unknown | Gas | 1 | Bare Steel | Unknown | Not Marked
330493 | 11 |  | Removed From Ground Date Unknown | Gas | 1 | Bare Steel | Unknown | Not Marked
330493 | 12 |  | Removed From Ground Date Unknown | Gas | 1 | Bare Steel | Unknown | Not Marked
330493 | 13 |  | Removed From Ground Date Unknown | Gas | 1 | Bare Steel | Unknown | Not Marked
330493 | 14 |  | Removed From Ground Date Unknown | Used Oil | 1 | Bare Steel | Unknown | Not Marked | Y |  | Y
330493 | 2 |  | Removed From Ground Date Unknown | Empty | 4000 | Bare Steel | Bare Steel | Not Marked
330493 | 3 |  | Removed From Ground Date Unknown | Empty | 10000 | Bare Steel | Bare Steel | Not Marked
330493 | 4 |  | Removed From Ground Date Unknown | Empty | 10000 | Bare Steel | Bare Steel | Not Marked
330493 | 5 | 1997-12-01 | Currently In Use | Gas | 15000 | Fiberglass | Fiberglass/Double Walled | Pressure |  | 1997-11-20 |  | 1997-11-20
330493 | 6 | 1997-12-01 | Currently In Use | Diesel | 15000 | Fiberglass | Fiberglass/Double Walled | Pressure |  | 1997-11-20 |  | 1997-11-20
330493 | 9 |  | Removed From Ground Date Unknown | Gas | 1 | Bare Steel | Unknown | Not Marked
330493 | DUP15 | 1997-12-08 | Removed From Ground | Diesel | 20000 | Bare Steel | Galvanized Steel | Pressure
330493 | DUP16 | 1997-12-08 | Removed From Ground | Gas | 20000 | Bare Steel | Galvanized Steel | Pressure
330493 | DUP17 | 1997-12-08 | Removed From Ground | Gas | 20000 | Bare Steel | Galvanized Steel | Pressure
330493 | DUP18 | 1997-12-08 | Removed From Ground | Diesel | 20000 | Bare Steel | Galvanized Steel | Pressure
330494 | 1 | 1993-07-27 | Closed In Ground | Diesel | 12000 | Bare Steel | Bare Steel | Not Marked
330494 | 2 | 1993-07-27 | Closed In Ground | Gas | 21214 | Bare Steel | Bare Steel | Not Marked
330494 | 3 | 1993-07-27 | Closed In Ground | Other | 550 | Bare Steel | Bare Steel | Not Marked
330494 | 4 | 1993-07-27 | Closed In Ground | Gas | 5000 | Not Marked/Unknown | Not Marked | Not Marked
330494 | 5 | 1993-07-27 | Closed In Ground | Gas | 5000 | Not Marked/Unknown | Not Marked | Not Marked
330494 | 6 | 1991-09-10 | Currently In Use | Gas | 20000 | Fiberglass | Fiberglass Reinforced Plastic | Pressure |  | 1991-09-10 |  | 1991-09-10
330494 | 7 | 1991-09-10 | Currently In Use | Diesel | 20000 | Fiberglass | Fiberglass Reinforced Plastic | Pressure |  | 1991-09-10 |  | 1991-09-10
330494 | 8 | 2006-05-30 | Temporarily Out Of Use | Other | 550 | Fiberglass | Fiberglass Reinforced Plastic | Pressure |  | 1991-09-10 |  | 1991-09-10
330495 | 1 | 1998-08-01 | Removed From Ground | Gas | 1020 | Bare Steel | Bare Steel | Not Marked
330495 | 2 | 1998-08-01 | Removed From Ground | Diesel | 1000 | Tank Jacket | Fiberglass Reinforced Plastic | Suction: No Valve At The Tank |  | 1990-10-25 |  | 1990-10-25
330495 | 3 | 1998-09-01 | Currently In Use | Gas | 2500 | Double Walled | Fiberglass Reinforced Plastic | Suction: Valve At The Tank |  | 1998-09-01 |  | 1998-09-01
330495 | 4 | 1998-09-01 | Currently In Use | Diesel | 1000 | Double Walled | Fiberglass Reinforced Plastic | Suction: Valve At The Tank |  | 1998-09-01 |  | 1998-09-01
330495 | 5 | 2000-04-01 | Removed From Ground | Used Oil | 250 | Bare Steel | Bare Steel | Gravity Fed
330496 | 1 |  | Closed In Ground Date Unknown | Gas | 1020 | Bare Steel | Bare Steel | Not Marked
330496 | 2 |  | Closed In Ground Date Unknown | Diesel | 25000 | Bare Steel | Bare Steel | Not Marked
330496 | 3 | 1997-08-21 | Permanently Out Of Use | Diesel | 25000 | Bare Steel | Bare Steel | Not Marked
330496 | 4 |  | Permanently Out Of Use | Empty | 1 | Bare Steel | Unknown | Not Marked
330496 | 5 | 1998-08-22 | Currently In Use | Gas | 2500 | Fiberglass | Fiberglass Reinforced Plastic | Suction: No Valve At The Tank |  | 1998-08-01 12:00 | Y | 2015-12-08 12:00
330496 | 6 | 1988-08-22 | Currently In Use | Diesel | 600 | Fiberglass | Fiberglass Reinforced Plastic | Suction: No Valve At The Tank |  | 1998-08-01 12:00 |  | 1998-08-01 12:00
330496 | 7 | 2008-08-18 | Removed From Ground | Not Marked/Tank Removed | 550 | Bare Steel | Unknown |  | N |  | N
330496 | 8 | 2008-08-18 | Removed From Ground | Not Marked/Tank Removed | 550 | Bare Steel | Unknown |  | N |  | N
330498 | 1 | 1993-07-01 | Removed From Ground | Gas | 10000 | Bare Steel | Galvanized Steel | Pressure
330498 | 2 | 1993-07-01 | Removed From Ground | Gas | 10000 | Bare Steel | Galvanized Steel | Pressure
330499 | D-2 | 2016-12-05 | Currently In Use | Diesel | 10000 | Steel-Impressed Current | Fiberglass Reinforced Plastic | Pressure |  | 1989-11-01 |  | 1989-11-01
330499 | MG-4 | 1966-05-12 | Currently In Use | Gas | 4000 | Steel-Impressed Current | Fiberglass Reinforced Plastic | Pressure |  | 1989-11-01 |  | 1989-11-01
330499 | S-3 | 1966-05-12 | Currently In Use | Gas | 4000 | Steel-Impressed Current | Fiberglass Reinforced Plastic | Pressure |  | 1989-11-01 |  | 1989-11-01
330499 | UL-1 | 1966-05-12 | Currently In Use | Gas | 10000 | Steel-Impressed Current | Fiberglass Reinforced Plastic | Pressure |  | 1989-11-01 |  | 1989-11-01
330500 | 1 |  | Removed From Ground Date Unknown | Gas | 8000 | Bare Steel | Bare Steel | Not Marked
330500 | 2 | 1989-12-01 | Removed From Ground | Diesel | 12000 | Bare Steel | Bare Steel | Not Marked
330500 | 3 | 1989-12-01 | Removed From Ground | Gas | 8000 | Bare Steel | Galvanized Steel | Not Marked
330500 | 60-U-D | 2006-10-11 | Removed From Ground | Diesel | 8000 | Fiberglass | Fiberglass Reinforced Plastic | Pressure |  | 1989-11-01 |  | 1989-11-01
330500 | 61-U-G | 2006-10-11 | Removed From Ground | Gas | 8000 | Fiberglass | Fiberglass Reinforced Plastic | Not Marked |  | 1989-11-01 |  | 1989-11-01
330502 | 1AST |  | Currently In Use | Gas | 1000 | Bare Steel | Galvanized Steel | Not Marked
330502 | 2AST |  | Currently In Use | Diesel | 6000 | Bare Steel | Galvanized Steel | Not Marked
330503 | 1 | 1976-07-01 | Removed From Ground | Gas |  | Bare Steel | Unknown | Not Marked
330503 | 2 | 1976-07-01 | Removed From Ground | Gas |  | Bare Steel | Unknown | Not Marked
330503 | 3 | 1998-06-01 | Removed From Ground | Gas |  | Bare Steel | Unknown | Not Marked
330503 | 4 | 1998-06-01 | Removed From Ground | Gas |  | Bare Steel | Unknown | Not Marked
330504 | 1 | 1996-10-29 | Removed From Ground | Other | 1000 | Bare Steel | Galvanized Steel | Not Marked
330504 | 2 | 1996-10-29 | Removed From Ground | Other | 1000 | Bare Steel | Galvanized Steel | Not Marked
330504 | 3 | 1996-10-29 | Removed From Ground | Used Oil | 2000 | Bare Steel | Galvanized Steel | Not Marked | Y |  | Y
330505 | 1 |  | Permanently Out Of Use | Gas | 550 | Bare Steel | Galvanized Steel | Not Marked
330505 | 2 |  | Permanently Out Of Use | Gas | 550 | Bare Steel | Galvanized Steel | Not Marked
330506 | 1 |  | Removed From Ground Date Unknown | Gas | 10000 | Steel-Impressed Current | Cathodically Protected | Suction: Valve At The Tank |  | 1997-10-01 |  | 1997-10-01
330506 | 2 |  | Removed From Ground Date Unknown | Gas | 4000 | Steel-Impressed Current | Cathodically Protected | Suction: Valve At The Tank |  | 1997-10-01 |  | 1997-10-01
330506 | 3 |  | Removed From Ground Date Unknown | Gas | 4000 | Steel-Impressed Current | Cathodically Protected | Suction: Valve At The Tank |  | 1997-10-01 |  | 1997-10-01
330506 | 4 |  | Removed From Ground Date Unknown | Gas | 4000 | Steel-Impressed Current | Cathodically Protected | Suction: Valve At The Tank |  | 1997-10-01 |  | 1997-10-01
330506 | 5 |  | Removed From Ground Date Unknown | Diesel | 4000 | Steel-Impressed Current | Cathodically Protected | Suction: Valve At The Tank |  | 1997-10-01 |  | 1997-10-01
330506 | 6 | 2002-08-20 | Currently In Use | Gas | 10000 | Fiberglass Double Walled | Fiberglass/Double Walled | Pressure | N | 2002-08-20 | N | 2002-08-20
330506 | 7A | 2002-08-20 | Currently In Use | Gas | 8000 | Fiberglass Double Walled | Fiberglass/Double Walled | Pressure | N | 2002-08-20 | N | 2002-08-20
330506 | 7B | 2002-08-20 | Currently In Use | Diesel | 4000 | Fiberglass Double Walled | Fiberglass/Double Walled | Pressure | N | 2002-08-20 | N | 2002-08-20
330506 | 8 | 2011-11-07 | Temporarily Out Of Use | Diesel | 4000 | Fiberglass Double Walled | Fiberglass/Double Walled | Pressure | N | 2002-08-20 | N | 2002-08-20
330507 | 1 | 1989-05-01 | Removed From Ground | Gas | 4000 | Bare Steel | Galvanized Steel | Not Marked
330507 | 2 | 1989-05-01 | Removed From Ground | Gas | 4000 | Bare Steel | Galvanized Steel | Not Marked
330507 | 3 | 1989-05-01 | Removed From Ground | Gas | 4000 | Bare Steel | Galvanized Steel | Not Marked
330507 | 4 | 1989-05-01 | Removed From Ground | Gas | 4000 | Bare Steel | Galvanized Steel | Not Marked
330507 | 5 | 1989-05-01 | Removed From Ground | Gas | 4000 | Bare Steel | Galvanized Steel | Not Marked
330510 | 1 | 1972-01-01 | Closed In Ground | Gas | 10000 | Marked Unknown | Unknown | Not Marked
330510 | 2 | 1972-01-01 | Closed In Ground | Gas | 10000 | Marked Unknown | Unknown | Not Marked
330510 | 3 | 1972-01-01 | Closed In Ground | Gas | 10000 | Marked Unknown | Unknown | Not Marked
330510 | 4 | 1998-12-01 | Removed From Ground | Used Oil | 500 | Marked Unknown | Unknown | Not Marked | Y |  | Y
330511 | B-64 | 1993-01-01 | Removed From Ground | Other | 1000 | Concrete | Not Marked | Not Marked
330511 | L-1 | 1993-01-01 | Removed From Ground | Diesel | 3000 | Bare Steel | Bare Steel | Not Marked
330511 | L-10 | 1996-01-01 | Removed From Ground | Gas | 12000 | Bare Steel | Bare Steel | Not Marked
330511 | L-13 | 1995-01-01 | Removed From Ground | Other | 2000 | Bare Steel | Bare Steel | Not Marked
330511 | L-14 | 1996-01-01 | Removed From Ground | Gas | 12000 | Bare Steel | Bare Steel | Not Marked
330511 | L-15 | 2003-07-16 | Removed From Ground Date Unknown | Empty | 30000 | Bare Steel | Bare Steel | Not Marked
330511 | L-16 | 2003-07-16 | Removed From Ground Date Unknown | Hazardous Substance | 12000 | Bare Steel | Bare Steel | Not Marked
330511 | L-17 | 1993-01-01 | Removed From Ground | Diesel | 2000 | Bare Steel | Bare Steel | Not Marked
330511 | L-24 | 1995-01-01 | Removed From Ground | Gas | 10000 | Bare Steel | Bare Steel | Not Marked
330511 | L-25 | 1995-01-01 | Removed From Ground | Other | 35000 | Bare Steel | Bare Steel | Not Marked
330511 | L-30 | 1986-01-01 | Removed From Ground | Diesel | 550 | Bare Steel | Bare Steel | Not Marked
330511 | L-31 | 1991-01-01 | Removed From Ground | Other | 10000 | Fiberglass | Bare Steel | Not Marked
330511 | L-32 | 1991-01-01 | Removed From Ground | Other | 10000 | Fiberglass | Bare Steel | Not Marked
330511 | L-33 | 2002-10-01 | Closed In Ground | Other | 10000 | Fiberglass | Bare Steel | Not Marked
330511 | L-34 | 2002-10-01 | Removed From Ground | Other | 10000 | Fiberglass | Bare Steel | Not Marked
330511 | L-35 | 2003-07-16 | Removed From Ground Date Unknown | Gas | 500 | Bare Steel | Bare Steel | Not Marked
330511 | L-5 | 1992-01-01 | Removed From Ground | Hazardous Substance | 5000 | Bare Steel | Bare Steel | Not Marked
330511 | L-6 | 1992-01-01 | Removed From Ground | Hazardous Substance | 5000 | Bare Steel | Bare Steel | Not Marked
330511 | L-7 | 1992-01-01 | Removed From Ground | Hazardous Substance | 10000 | Bare Steel | Bare Steel | Not Marked
330511 | L-8 | 1970-01-01 | Removed From Ground | Other | 12000 | Bare Steel | Bare Steel | Not Marked
330511 | L-9 | 1996-01-01 | Removed From Ground | Gas | 12000 | Bare Steel | Bare Steel | Not Marked
330513 | 1 | 1998-12-01 | Closed In Ground | Diesel | 150 | Bare Steel | Bare Steel | Not Marked
330514 | 1 |  | Removed From Ground Date Unknown | Used Oil | 250 | Bare Steel | Bare Steel | Not Marked | Y |  | Y
330515 | 1 | 1986-03-15 | Removed From Ground | Empty | 6000 | Bare Steel | Galvanized Steel | Not Marked
330515 | 2 | 1986-03-15 | Removed From Ground | Empty | 6000 | Bare Steel | Galvanized Steel | Not Marked
330517 | 1 | 1999-10-21 | Removed From Ground | Gas | 6000 | Cathodically Protected Steel | Galvanized Steel | Pressure |  | 1991-03-06 |  | 1991-03-06
330517 | 2 | 1999-10-21 | Removed From Ground | Diesel | 6000 | Cathodically Protected Steel | Galvanized Steel | Pressure |  | 1991-03-06 |  | 1991-03-06
330518 | 1 | 2003-09-18 | Temporarily Out Of Use | Gas | 12000 | Steel-Impressed Current | Fiberglass Reinforced Plastic | Pressure |  | 1988-01-01 |  | 1988-01-01
330518 | 2 | 2003-09-18 | Temporarily Out Of Use | Gas | 12000 | Steel-Impressed Current | Fiberglass Reinforced Plastic | Pressure |  | 1988-01-01 |  | 1988-01-01
330518 | 3 | 2003-09-18 | Temporarily Out Of Use | Gas | 12000 | Steel-Impressed Current | Fiberglass Reinforced Plastic | Pressure |  | 1988-01-01 |  | 1988-01-01
330518 | 4 | 1998-07-01 | Closed In Ground | Diesel | 12000 | Steel-Impressed Current | Cathodically Protected | Pressure |  | 1988-01-01 |  | 1988-01-01
330519 | 1 | 2016-06-15 | Removed From Ground | Gas | 12000 | Composite Double Walled | Single Wall Flex | Pressure |  | 1990-01-01 |  | 1990-01-01
330519 | 2 | 2016-06-15 | Removed From Ground | Diesel | 12000 | Composite Double Walled | Single Wall Flex | Pressure |  | 1990-01-01 |  | 1990-01-01
330519 | 3 | 2016-06-15 | Removed From Ground | Gas | 12000 | Composite Double Walled | Single Wall Flex | Pressure |  | 1990-01-01 |  | 1990-01-01
330519 | 4 | 2016-06-28 | Currently In Use | Gas | 20000 | Fiberglass Double Walled | Fiberglass/Double Walled | Pressure | N | 2016-06-28 | N | 2016-06-28
330519 | 5A | 2016-06-28 | Currently In Use | Gas | 10000 | Fiberglass Double Walled | Fiberglass/Double Walled | Pressure | N | 2016-06-28 | N | 2016-06-28
330519 | 5B | 2016-06-28 | Currently In Use | Gas | 10000 | Fiberglass Double Walled | Fiberglass/Double Walled | Pressure | N | 2016-06-28 | N | 2016-06-28
330519 | 6A | 2016-06-28 | Currently In Use | Diesel | 10000 | Fiberglass Double Walled | Fiberglass/Double Walled | Pressure | N | 2016-06-28 | N | 2016-06-28
330519 | 6B | 2016-06-28 | Currently In Use | Diesel | 10000 | Fiberglass Double Walled | Fiberglass/Double Walled | Pressure | N | 2016-06-28 | N | 2016-06-28
330520 | 1 | 2005-03-03 | Temporarily Out Of Use | Gas | 2000 | Bare Steel | Galvanized Steel | Not Marked
330520 | 1 |  | Removed From Ground Date Unknown | Gas | 2000 | Bare Steel | Galvanized Steel | Not Marked
330520 | 2 | 2005-03-08 | Removed From Ground | Gas | 6000 | Bare Steel | Galvanized Steel | Pressure
330520 | 3 | 2005-03-08 | Removed From Ground | Gas | 10000 | Bare Steel | Galvanized Steel | Pressure
330520 | 4 | 2005-03-08 | Removed From Ground | Gas | 6000 | Bare Steel | Galvanized Steel | Pressure
330520 | 5 | 1997-01-01 | Removed From Ground | Gas | 6000 | Bare Steel | Galvanized Steel | Pressure
330520 | 5 |  | Temporarily Out Of Use | Gas | 6000 | Bare Steel | Galvanized Steel | Pressure
330520 | 6 | 2005-03-08 | Removed From Ground | Gas | 6000 | Bare Steel | Galvanized Steel | Pressure
330520 | 6 |  | Currently In Use | Gas | 6000 | Bare Steel | Galvanized Steel | Pressure
330520 | 7 | 2005-03-09 | Removed From Ground | Gas | 6000 | Bare Steel | Galvanized Steel | Pressure
330520 | 7 |  | Currently In Use | Gas | 6000 | Bare Steel | Galvanized Steel | Pressure
330520 | 8 | 2005-03-09 | Removed From Ground | Gas | 6000 | Bare Steel | Galvanized Steel | Pressure
330520 | 8 |  | Currently In Use | Gas | 6000 | Bare Steel | Galvanized Steel | Pressure
330520 | 9 | 2005-03-09 | Removed From Ground | Gas | 6000 | Bare Steel | Galvanized Steel | Pressure
330520 | 9 |  | Currently In Use | Gas | 6000 | Bare Steel | Galvanized Steel | Pressure
330521 | 1 | 1993-08-12 | Removed From Ground | Gas | 6000 | Bare Steel | Galvanized Steel | Suction: Valve At The Tank
330521 | 2 | 1993-08-12 | Removed From Ground | Gas | 6000 | Bare Steel | Galvanized Steel | Suction: Valve At The Tank
330521 | 3 | 1993-08-12 | Removed From Ground | Gas | 4000 | Bare Steel | Galvanized Steel | Suction: Valve At The Tank
330521 | 4 | 1993-08-12 | Removed From Ground | Gas | 4000 | Bare Steel | Galvanized Steel | Suction: Valve At The Tank
330522 | 1 | 1994-03-11 | Removed From Ground | Gas | 6000 | Bare Steel | Galvanized Steel | Not Marked
330522 | 2 | 1994-03-11 | Removed From Ground | Gas | 6000 | Bare Steel | Galvanized Steel | Not Marked
330522 | 3 | 1994-03-11 | Removed From Ground | Gas | 6000 | Bare Steel | Galvanized Steel | Not Marked
330522 | 4 | 1994-03-11 | Removed From Ground | Gas | 10000 | Bare Steel | Galvanized Steel | Not Marked
330523 | 1 | 1999-05-01 | Removed From Ground | Gas | 6000 | Bare Steel | Galvanized Steel | Not Marked
330523 | 2 | 1999-05-01 | Removed From Ground | Gas | 4000 | Bare Steel | Galvanized Steel | Not Marked
330523 | 3 | 1999-05-01 | Removed From Ground | Gas | 6000 | Bare Steel | Galvanized Steel | Not Marked
330523 | 4 | 1999-05-01 | Removed From Ground | Gas | 6000 | Bare Steel | Galvanized Steel | Not Marked
330524 | 1 | 1989-07-29 | Removed From Ground | Empty | 4000 | Bare Steel | Galvanized Steel | Not Marked
330524 | 2 | 1989-07-29 | Removed From Ground | Empty | 4000 | Bare Steel | Galvanized Steel | Not Marked
330524 | 3 | 1989-07-29 | Removed From Ground | Empty | 4000 | Bare Steel | Galvanized Steel | Not Marked
330524 | 4 | 1989-07-29 | Removed From Ground | Empty | 4000 | Bare Steel | Galvanized Steel | Not Marked
330524 | 5 | 1989-07-29 | Removed From Ground | Empty | 4000 | Bare Steel | Galvanized Steel | Not Marked
330524 | 6 | 1989-07-29 | Removed From Ground | Empty | 4000 | Bare Steel | Galvanized Steel | Not Marked
330524 | 7 | 1989-07-29 | Removed From Ground | Empty | 10000 | Bare Steel | Galvanized Steel | Not Marked
330524 | 8 | 1989-07-29 | Removed From Ground | Empty | 10000 | Bare Steel | Galvanized Steel | Not Marked
330525 | 1 | 1990-08-22 | Removed From Ground | Gas | 4000 | Bare Steel | Galvanized Steel | Not Marked
330525 | 2 | 1990-08-22 | Removed From Ground | Gas | 6000 | Bare Steel | Galvanized Steel | Not Marked
330525 | 3 | 1990-08-22 | Removed From Ground | Gas | 4000 | Bare Steel | Galvanized Steel | Not Marked
330526 | 1 | 1995-07-19 | Removed From Ground | Used Oil | 500 | Fiberglass | Bare Steel | Gravity Fed | Y |  | Y
330527 | 1 | 1996-07-22 | Removed From Ground | Used Oil | 500 | Bare Steel | Bare Steel | Not Marked | Y |  | Y
330528 | 1 | 1994-11-10 | Removed From Ground | Used Oil | 1000 | Bare Steel | Bare Steel | Not Marked | Y |  | Y
330529 | 1 | 1995-12-16 | Removed From Ground | Used Oil | 550 | Bare Steel | Bare Steel | Not Marked | Y |  | Y
330530 | 1 | 1995-10-10 | Removed From Ground | Used Oil | 550 | Bare Steel | Bare Steel | Not Marked | Y |  | Y
330531 | 1 | 1982-08-06 | Removed From Ground | Used Oil | 200 | Bare Steel | Bare Steel | Not Marked | Y |  | Y
330532 | 1 |  | Currently In Use | Gas | 10000 | Bare Steel | Galvanized Steel | Not Marked
330532 | 2 |  | Currently In Use | Gas | 10000 | Bare Steel | Galvanized Steel | Not Marked
330532 | 3 |  | Currently In Use | Gas | 10000 | Bare Steel | Galvanized Steel | Not Marked
330533 | 1 | 1993-03-24 | Removed From Ground | Diesel | 10000 | Bare Steel | Unknown | Not Marked
330535 | 1 |  | Permanently Out Of Use | Used Oil | 500 | Marked Unknown | Unknown | Not Marked | Y |  | Y
330537 | 1 | 1992-11-20 | Removed From Ground | Diesel | 3000 | Bare Steel | Copper | Suction: Valve At The Tank
330538 | 1 | 1989-09-05 | Removed From Ground | Gas | 12000 | Marked Unknown | Unknown | Not Marked
330538 | 2 | 1989-09-05 | Removed From Ground | Used Oil | 2000 | Not Marked/Unknown | Not Marked | Not Marked | Y |  | Y
330538 | 3 | 1989-09-05 | Removed From Ground | Heating Oil | 3000 | Not Marked/Unknown | Not Marked | Not Marked
330539 | 1 | 1997-06-25 | Removed From Ground | Gas | 3000 | Marked Unknown | Unknown | Not Marked
330540 | 1 | 1992-02-10 | Removed From Ground | Diesel | 5000 | Cathodically Protected Steel | Copper | Suction: Valve At The Tank
330540 | 2 | 2003-06-26 | Removed From Ground | Diesel | 2500 | Fiberglass | Double Walled | Suction: Valve At The Tank |  | 1992-04-07 |  | 1992-04-07
330541 | 1 | 1992-02-01 | Removed From Ground | Diesel | 30000 | Bare Steel | Galvanized Steel | Not Marked
330541 | 2 | 1992-02-02 | Removed From Ground | Diesel | 30000 | Bare Steel | Galvanized Steel | Not Marked
330541 | 3 | 1992-02-01 | Removed From Ground | Used Oil | 280 | Bare Steel | Galvanized Steel | Not Marked | Y |  | Y
330541 | 4 | 1999-10-18 | Removed From Ground | Kerosene | 20000 | Cathodically Protected Steel | Fiberglass Reinforced Plastic | Suction: Valve At The Tank |  | 1992-03-01 |  | 1992-03-01
330542 | 1 | 1999-08-01 | Closed In Ground | Other | 550 | Bare Steel | Galvanized Steel | Suction: Valve At The Tank |  |  |  | 1993-09-08
330542 | 2 | 1999-08-01 | Closed In Ground | Other | 550 | Bare Steel | Galvanized Steel | Suction: Valve At The Tank |  |  |  | 1993-09-08
330542 | 3 | 1999-08-01 | Closed In Ground | Other | 550 | Bare Steel | Galvanized Steel | Suction: Valve At The Tank |  |  |  | 1993-09-08
330542 | 4 | 1999-08-01 | Closed In Ground | Empty | 550 | Bare Steel | Galvanized Steel | Gravity Fed | Y |  | Y | 1993-09-08
330543 | 1 | 1999-11-19 | Closed In Ground | Other | 560 | Cathodically Protected Steel | Galvanized Steel | Suction: Valve At The Tank |  |  |  | 1993-09-21
330543 | 2 | 1999-11-19 | Closed In Ground | Other | 560 | Cathodically Protected Steel | Galvanized Steel | Suction: Valve At The Tank |  |  |  | 1993-09-21
330543 | 3 | 1999-11-19 | Removed From Ground | Other | 560 | Cathodically Protected Steel | Galvanized Steel | Suction: Valve At The Tank |  |  |  | 1993-09-21
330543 | 4 | 1999-11-19 | Removed From Ground | Used Oil | 560 | Cathodically Protected Steel | Galvanized Steel | Gravity Fed | Y |  | Y | 1993-09-21
330544 | 1 | 2001-05-01 | Removed From Ground | Diesel | 10000 | Bare Steel | Galvanized Steel | Not Marked
330544 | 2 |  | Removed From Ground Date Unknown | Diesel | 6000 | Bare Steel | Galvanized Steel | Not Marked
330544 | 3 | 2001-05-01 | Removed From Ground | Diesel | 20000 | Bare Steel | Galvanized Steel | Not Marked
330544 | 4 | 2001-05-01 | Removed From Ground | Other | 2000 | Bare Steel | Galvanized Steel | Not Marked
330544 | 5 | 2001-05-01 | Removed From Ground | Used Oil | 1000 | Bare Steel | Galvanized Steel | Not Marked | Y |  | Y
330544 | 6 | 2001-05-01 | Removed From Ground | Diesel | 3500 | Bare Steel | Galvanized Steel | Not Marked
330545 | 1 | 1990-12-01 | Removed From Ground | Gas | 1000 | Bare Steel | Galvanized Steel | Not Marked
330545 | 2 | 1990-12-01 | Removed From Ground | Diesel | 1000 | Bare Steel | Galvanized Steel | Not Marked
330547 | 1 | 1988-11-15 | Removed From Ground | Gas | 1000 | Bare Steel | Galvanized Steel | Not Marked
330548 | 1 | 1990-01-15 | Removed From Ground | Gas | 560 | Bare Steel | Galvanized Steel | Not Marked
330548 | 2 | 1990-01-15 | Removed From Ground | Gas | 560 | Bare Steel | Galvanized Steel | Not Marked
330548 | 3 | 1990-01-15 | Removed From Ground | Gas | 2000 | Bare Steel | Galvanized Steel | Not Marked
330548 | 4 | 1990-01-15 | Removed From Ground | Gas | 2000 | Bare Steel | Galvanized Steel | Not Marked
330549 | 1 | 1990-05-01 | Removed From Ground | Gas | 2000 | Bare Steel | Galvanized Steel | Not Marked
330549 | 2 | 1990-05-01 | Removed From Ground | Gas | 2000 | Bare Steel | Galvanized Steel | Not Marked
330549 | 3 | 1990-05-01 | Removed From Ground | Gas | 2000 | Bare Steel | Galvanized Steel | Not Marked
330551 | 1 | 1993-07-22 | Removed From Ground | Kerosene | 4000 | Bare Steel | Copper | Suction: Valve At The Tank
330551 | 2 | 1993-07-22 | Removed From Ground | Kerosene | 2000 | Bare Steel | Copper | Suction: Valve At The Tank
330552 | 1 | 2011-07-21 | Removed From Ground | Gas | 12000 | Steel-Impressed Current | Double Walled | Suction: No Valve At The Tank |  | 1998-10-08 |  | 1991-12-17
330552 | 2 | 2011-07-21 | Removed From Ground | Diesel | 12000 | Steel-Impressed Current | Impressed Current | Suction: No Valve At The Tank |  | 1998-10-08 |  | 1991-12-17
330552 | 3 | 2011-08-01 | Currently In Use | Gas | 12000 | Fiberglass Double Walled | Double Walled Flex | Suction: No Valve At The Tank | N | 2011-08-01 | N | 2011-08-01
330552 | 4 | 2011-08-01 | Currently In Use | Diesel | 12000 | Fiberglass Double Walled | Double Walled Flex | Suction: No Valve At The Tank | N | 2011-08-01 | N | 2011-08-01
330553 | 1 | 1986-05-08 | Currently In Use | Diesel | 12000 | Steel-Impressed Current | Impressed Current | Pressure |  | 1991-12-17 |  | 1991-12-17
330553 | 2 | 1986-05-08 | Currently In Use | Diesel | 12000 | Steel-Impressed Current | Impressed Current | Pressure |  | 1991-12-17 |  | 1991-12-17
330553 | 3 | 1998-11-01 | Removed From Ground | Used Oil | 1000 | Bare Steel | Galvanized Steel | Gravity Fed | Y |  | Y
330553 | 3A | 1998-12-14 | Currently In Use | Used Oil | 600 | Fiberglass Double Walled | Fiberglass Reinforced Plastic | Gravity Fed | Y | 1998-12-14 | Y | 1998-12-14
330553 | 4 | 1986-05-08 | Currently In Use | Other | 1000 | STIP-3 | Fiberglass Reinforced Plastic | Suction: Valve At The Tank |  | 1998-12-14 |  | 1998-12-14
330553 | 5 | 1986-05-08 | Currently In Use | New Oil | 1000 | Fiberglass Double Walled | Fiberglass Reinforced Plastic | Suction: Valve At The Tank |  | 1998-12-14 |  | 1998-12-14
330553 | 6 | 1986-05-08 | Currently In Use | Other | 1000 | STIP-3 | Fiberglass Reinforced Plastic | Suction: Valve At The Tank |  | 1998-12-14 |  | 1998-12-14
330554 | 1 | 1998-12-07 | Removed From Ground | Diesel | 12000 | Bare Steel | Galvanized Steel | Pressure |  |  |  | 1991-12-17
330554 | 1A | 1999-01-01 | Currently In Use | Diesel | 12000 | Fiberglass Double Walled | Fiberglass/Double Walled | Pressure |  | 1999-01-01 |  | 1999-01-01
330554 | 2 | 1998-12-03 | Removed From Ground | Diesel | 12000 | Bare Steel | Galvanized Steel | Gravity Fed |  |  |  | 1991-12-17
330554 | 2A | 1999-01-01 | Currently In Use | Diesel | 12000 | Fiberglass Double Walled | Fiberglass/Double Walled | Pressure |  | 1999-01-01 |  | 1999-01-01
330554 | 3 | 1998-12-07 | Removed From Ground | Gas | 10000 | Bare Steel | Galvanized Steel | Pressure |  |  |  | 1991-12-17
330554 | 3A | 1999-01-01 | Currently In Use | Gas | 12000 | Fiberglass Double Walled | Fiberglass/Double Walled | Pressure |  | 1999-01-01 |  | 1999-01-01
330554 | 4 | 1998-12-07 | Removed From Ground | Other | 1500 | Bare Steel | Galvanized Steel | Suction: Valve At The Tank
330554 | 4A | 1999-01-01 | Currently In Use | New Oil | 1000 | Fiberglass Double Walled | Fiberglass/Double Walled | Suction: No Valve At The Tank |  | 1999-01-01 |  | 1999-01-01
330554 | 5 | 1998-12-07 | Removed From Ground | Other | 1000 | Bare Steel | Galvanized Steel | Suction: Valve At The Tank
330554 | 5A | 1999-01-01 | Currently In Use | Other | 1000 | Fiberglass Double Walled | Fiberglass/Double Walled | Suction: No Valve At The Tank |  | 1999-01-01 |  | 1999-01-01
330554 | 6 | 1998-12-07 | Removed From Ground | Used Oil | 1000 | Bare Steel | Galvanized Steel | Not Marked | Y |  | Y
330554 | 6A | 1999-01-01 | Currently In Use | Other | 1000 | Fiberglass Double Walled | Fiberglass/Double Walled | Suction: No Valve At The Tank |  | 1999-01-01 |  | 1999-01-01
330554 | 7 | 1998-12-03 | Removed From Ground | Other | 1000 | Not Marked/Unknown | Not Marked | Not Marked
330554 | 7A | 1999-01-01 | Currently In Use | Used Oil | 600 | Fiberglass Double Walled | Fiberglass/Double Walled | Gravity Fed | Y | 1999-01-01 | Y | 1999-01-01
330555 | 1 | 1998-12-03 | Removed From Ground | Diesel | 200 | Bare Steel | Galvanized Steel | Not Marked
330556 | 1 | 1998-04-01 | Removed From Ground | Gas | 200 | Bare Steel | Galvanized Steel | Not Marked
330557 | 1 | 1998-05-27 | Removed From Ground | Gas | 200 | Bare Steel | Galvanized Steel | Not Marked
330558 | 1 | 1998-05-27 | Removed From Ground | Gas | 280 | Bare Steel | Galvanized Steel | Not Marked
330559 | 1 | 1998-10-24 | Removed From Ground | Diesel | 200 | Bare Steel | Galvanized Steel | Not Marked
330560 | 1 | 1995-12-21 | Removed From Ground | Empty | 10000 | Bare Steel | Galvanized Steel | Not Marked
330560 | 2 | 1995-12-21 | Removed From Ground | Empty | 12000 | Bare Steel | Galvanized Steel | Not Marked
330561 | 1 |  | Permanently Out Of Use | Gas | 11000 | Bare Steel | Galvanized Steel | Not Marked
330561 | 2 | 1992-08-17 | Removed From Ground | Gas | 7000 | Bare Steel | Galvanized Steel | Suction: No Valve At The Tank
330561 | 3 | 1992-08-17 | Removed From Ground | Gas | 4000 | Bare Steel | Galvanized Steel | Suction: No Valve At The Tank
330562 | 1 | 1998-10-01 | Removed From Ground | Diesel | 12000 | Bare Steel | Galvanized Steel | Suction: No Valve At The Tank |  |  |  | 1991-12-17
330562 | 1A | 1998-10-15 | Currently In Use | Diesel | 12000 | Double Walled | Double Walled | Suction: Valve At The Tank |  | 1998-10-15 |  | 1998-10-15
330563 | 1 |  | Permanently Out Of Use | Empty | 800 | Bare Steel | Galvanized Steel | Not Marked
330563 | 2 |  | Permanently Out Of Use | Gas | 11000 | Bare Steel | Galvanized Steel | Not Marked
330563 | 3 |  | Permanently Out Of Use | Other | 70 | Not Marked/Unknown | Not Marked | Not Marked
330563 | 4 | 1991-12-24 | Removed From Ground | Gas | 4000 | Bare Steel | Galvanized Steel | Not Marked
330563 | 5 | 1991-12-24 | Removed From Ground | Gas | 7000 | Bare Steel | Galvanized Steel | Not Marked
330564 | 1 |  | Permanently Out Of Use | Gas | 11000 | Bare Steel | Galvanized Steel | Not Marked
330564 | 2 | 1992-08-12 | Removed From Ground | Gas | 7000 | Bare Steel | Galvanized Steel | Not Marked
330564 | 3 | 1992-08-12 | Removed From Ground | Gas | 4000 | Bare Steel | Galvanized Steel | Not Marked
330565 | 1 | 1998-11-01 | Removed From Ground | Diesel | 7000 | Bare Steel | Galvanized Steel | Suction: No Valve At The Tank |  |  |  | 1991-12-17
330565 | 1A | 1998-11-01 | Currently In Use | Diesel | 12000 | Fiberglass | Fiberglass Reinforced Plastic | Suction: Valve At The Tank |  | 1998-11-01 |  | 1998-11-01
330565 | 2 | 1998-11-01 | Removed From Ground | Diesel | 4000 | Bare Steel | Galvanized Steel | Suction: No Valve At The Tank |  |  |  | 1991-02-17
330566 | 1 | 1998-10-01 | Removed From Ground | Diesel | 12000 | Cathodically Protected Steel | Galvanized Steel | Suction: No Valve At The Tank |  | 1991-12-17 |  | 1991-12-17
330566 | 1A | 1998-11-01 | Currently In Use | Diesel | 12000 | Fiberglass | Fiberglass Reinforced Plastic | Suction: No Valve At The Tank |  | 1998-11-05 |  | 1998-11-05
330566 | 2 | 1998-10-01 | Removed From Ground | Diesel | 12000 | Bare Steel | Galvanized Steel | Not Marked
330567 | 1 | 1998-11-01 | Removed From Ground | Diesel | 10000 | Bare Steel | Galvanized Steel | Not Marked
330567 | 1A | 2015-05-01 | Removed From Ground | Diesel | 12000 | Fiberglass | Fiberglass Reinforced Plastic | Suction: Valve At The Tank |  | 1998-11-23 |  | 1998-11-23
330568 | 1 | 1991-12-19 | Removed From Ground | Gas | 8000 | Bare Steel | Galvanized Steel | Not Marked
330568 | 2 | 1991-12-19 | Removed From Ground | Diesel | 4000 | Bare Steel | Galvanized Steel | Not Marked
330568 | 3 | 1991-12-19 | Removed From Ground | Diesel | 4000 | Bare Steel | Galvanized Steel | Not Marked
330569 | 1 | 1991-05-01 | Removed From Ground | Gas | 4000 | Bare Steel | Galvanized Steel | Not Marked
330569 | 2 | 1991-05-01 | Removed From Ground | Gas | 2000 | Bare Steel | Galvanized Steel | Not Marked
330569 | 3 | 1991-05-01 | Removed From Ground | Gas | 2000 | Bare Steel | Galvanized Steel | Not Marked
330569 | 4 | 1991-05-01 | Removed From Ground | Gas | 500 | Bare Steel | Unknown | Not Marked
330570 | 1 | 1996-01-01 | Removed From Ground | Empty | 2000 | Bare Steel | Galvanized Steel | Not Marked
330570 | 2 | 1996-01-01 | Removed From Ground | Empty | 1000 | Bare Steel | Galvanized Steel | Not Marked
330570 | 3 | 1996-01-01 | Removed From Ground | Empty | 1000 | Bare Steel | Galvanized Steel | Not Marked
330571 | 1 | 1997-10-17 | Removed From Ground | Gas | 6000 | Bare Steel | Unknown | Not Marked
330571 | 2 | 1997-10-17 | Removed From Ground | Gas | 4000 | Bare Steel | Unknown | Not Marked
330571 | 3 | 1997-10-17 | Removed From Ground | Diesel | 4000 | Bare Steel | Unknown | Not Marked
330571 | 4 | 1997-10-17 | Removed From Ground | Used Oil | 550 | Bare Steel | Unknown | Not Marked | Y |  | Y
330572 | 1 | 1998-07-23 | Removed From Ground | Gas | 10000 | Bare Steel | Bare Steel | Not Marked
330572 | 2 | 1998-07-23 | Removed From Ground | Diesel | 10000 | Bare Steel | Bare Steel | Not Marked
330572 | 3 | 1998-07-28 | Removed From Ground | Used Oil | 500 | Bare Steel | Bare Steel | Not Marked | Y |  | Y
330573 | 1 | 1998-08-07 | Removed From Ground | Gas | 10000 | Bare Steel | Bare Steel | Suction: Valve At The Tank
330574 | 1 | 2008-08-27 | Temporarily Out Of Use | Gas | 8000 | Steel-Impressed Current | Impressed Current | Pressure |  | 1996-01-09 |  | 1996-01-09
330574 | 2 | 2008-08-27 | Temporarily Out Of Use | Gas | 8000 | Steel-Impressed Current | Impressed Current | Pressure |  | 1996-01-09 |  | 1996-01-09
330574 | 3 | 2008-08-27 | Temporarily Out Of Use | Gas | 6000 | Steel-Impressed Current | Impressed Current | Pressure |  | 1996-01-09 |  | 1996-01-01
330574 | 4 | 2008-08-27 | Temporarily Out Of Use | Diesel | 6000 | Steel-Impressed Current | Impressed Current | Pressure |  | 1996-01-09 |  | 1996-01-09
330575 | D1 | 1990-09-01 | Removed From Ground | Diesel | 8000 | Bare Steel | Galvanized Steel | Not Marked
330575 | NL1 | 1990-09-01 | Removed From Ground | Gas | 10000 | Bare Steel | Galvanized Steel | Not Marked
330575 | P1 | 1990-09-01 | Removed From Ground | Gas | 8000 | Bare Steel | Galvanized Steel | Not Marked
330575 | R1 | 1990-09-01 | Removed From Ground | Gas | 10000 | Bare Steel | Galvanized Steel | Not Marked
330576 | 1 | 1988-08-06 | Removed From Ground | Gas | 8000 | Cathodically Protected Steel | Galvanized Steel | Not Marked
330576 | 2 | 1988-08-06 | Removed From Ground | Gas | 8000 | Cathodically Protected Steel | Galvanized Steel | Not Marked
330576 | 3 | 1988-08-06 | Removed From Ground | Gas | 8000 | Cathodically Protected Steel | Galvanized Steel | Not Marked
330576 | 4 | 1988-08-06 | Removed From Ground | Diesel | 10000 | Cathodically Protected Steel | Galvanized Steel | Not Marked
330576 | 5 | 1988-08-06 | Removed From Ground | Kerosene | 4000 | Cathodically Protected Steel | Galvanized Steel | Not Marked
330577 | 1 |  | Permanently Out Of Use | Gas | 2000 | Bare Steel | Unknown | Not Marked
330578 | 1 |  | Removed From Ground Date Unknown | Gas | 2000 | Bare Steel | Unknown | Pressure |  | 1988-01-01 |  | 1988-01-01
330579 | 1 | 1993-04-01 | Removed From Ground | Gas | 6000 | Bare Steel | Galvanized Steel | Not Marked
330579 | 2 | 1993-04-01 | Removed From Ground | Gas | 6000 | Bare Steel | Galvanized Steel | Not Marked
330579 | 3 | 1993-04-01 | Removed From Ground | Gas | 6000 | Bare Steel | Galvanized Steel | Not Marked
330579 | 4 | 1993-04-01 | Removed From Ground | Gas | 6000 | Bare Steel | Galvanized Steel | Not Marked
330582 | 1 | 1993-02-23 | Removed From Ground | Gas | 10000 | Bare Steel | Galvanized Steel | Pressure
330582 | 2 | 1993-02-23 | Removed From Ground | Gas | 10000 | Bare Steel | Galvanized Steel | Pressure
330582 | 3 | 1993-02-23 | Removed From Ground | Gas | 10000 | Bare Steel | Galvanized Steel | Pressure
330583 | 1 | 2004-05-13 | Removed From Ground | Diesel | 10000 | Double Walled | Fiberglass Reinforced Plastic | Pressure |  | 1990-07-01 |  | 1990-07-01
330584 | 1 | 1991-05-09 | Removed From Ground | Diesel | 8000 | Marked Unknown | Galvanized Steel | Not Marked
330584 | 2 | 1989-03-22 | Removed From Ground | Other | 10000 | Unknown | Not Marked | Not Marked
330584 | 3 | 1989-01-01 | Removed From Ground | Other | 1000 | Not Marked/Unknown | Not Marked | Not Marked
330585 | 1 | 1994-01-11 | Removed From Ground | Gas | 10000 | Bare Steel | Unknown | Not Marked
330585 | 2 | 1994-01-20 | Removed From Ground | Used Oil | 500 | Bare Steel | Unknown | Not Marked | Y |  | Y
330585 | 3 | 1998-12-02 | Removed From Ground | Gas | 12000 | Fiberglass | Fiberglass Reinforced Plastic | Pressure |  | 1994-01-01 |  | 1994-01-01
330586 | 1 |  | Removed From Ground Date Unknown | Gas |  | Marked Unknown | Unknown | Not Marked
330587 | 1 | 1999-02-04 | Removed From Ground | Diesel | 2000 | Bare Steel | Galvanized Steel | Not Marked
330587 | 2 | 1999-02-04 | Removed From Ground | Gas | 2000 | Bare Steel | Galvanized Steel | Not Marked
330587 | 3 | 1999-02-04 | Removed From Ground | Other | 2000 | Bare Steel | Fiberglass Reinforced Plastic | Not Marked
330588 | 1 | 1998-12-01 | Removed From Ground | Gas | 6000 | Bare Steel | Galvanized Steel | Suction: Valve At The Tank
330591 | 1 | 1998-06-21 | Removed From Ground | Other | 10000 | Bare Steel | Bare Steel | Suction: Valve At The Tank
330591 | 10 | 1998-06-21 | Removed From Ground | Other | 10000 | Bare Steel | Bare Steel | Suction: Valve At The Tank
330591 | 11 | 1998-06-21 | Removed From Ground | Other | 10000 | Bare Steel | Bare Steel | Suction: Valve At The Tank
330591 | 2 | 1998-06-21 | Removed From Ground | Other | 10000 | Bare Steel | Bare Steel | Suction: Valve At The Tank
330591 | 3 | 1998-06-21 | Removed From Ground | Other | 10000 | Bare Steel | Bare Steel | Suction: Valve At The Tank
330591 | 4 | 1998-06-21 | Removed From Ground | Other | 10000 | Bare Steel | Bare Steel | Suction: Valve At The Tank
330591 | 5 | 1998-06-21 | Removed From Ground | Other | 10000 | Bare Steel | Bare Steel | Suction: Valve At The Tank
330591 | 6 | 1998-06-18 | Removed From Ground | Other | 10000 | Bare Steel | Bare Steel | Suction: Valve At The Tank
330591 | 7 | 1998-06-21 | Removed From Ground | Other | 10000 | Bare Steel | Bare Steel | Suction: Valve At The Tank
330591 | 8 | 1998-06-21 | Removed From Ground | Other | 10000 | Bare Steel | Bare Steel | Suction: Valve At The Tank
330591 | 9 | 1998-06-21 | Removed From Ground | Other | 10000 | Bare Steel | Bare Steel | Suction: Valve At The Tank
330592 | 1 | 2002-01-01 | Removed From Ground | Gas | 4000 | Bare Steel | Galvanized Steel | Not Marked
330593 | 1 | 1997-11-11 | Removed From Ground | Gas | 2000 | Bare Steel | Unknown | Not Marked
330594 | 1 | 1980-02-26 | Currently In Use | Diesel | 1000 | Bare Steel | Cathodically Protected | Suction: Valve At The Tank |  | 1998-09-18 12:00 |  | 1998-09-18 12:00
330596 | 1 | 1993-01-01 | Removed From Ground | Gas | 3000 | Bare Steel | Galvanized Steel | Not Marked
330597 | 1 | 1991-04-03 | Removed From Ground | Empty | 3000 | Bare Steel | Galvanized Steel | Not Marked
330597 | 2 | 1991-04-03 | Removed From Ground | Gas | 4000 | Bare Steel | Galvanized Steel | Not Marked
330597 | 3 | 1991-04-03 | Removed From Ground | Gas | 5000 | Bare Steel | Galvanized Steel | Not Marked
330597 | 4 | 1991-04-03 | Removed From Ground | Gas | 4000 | Bare Steel | Galvanized Steel | Not Marked
330597 | 5 | 1991-04-03 | Removed From Ground | Gas | 10000 | Bare Steel | Galvanized Steel | Not Marked
330597 | 6 | 1991-04-03 | Removed From Ground | Used Oil | 500 | Bare Steel | Galvanized Steel | Not Marked | Y |  | Y
330598 | 1 | 1980-01-01 | Closed In Ground | Empty | 4000 | Bare Steel | Galvanized Steel | Not Marked
330598 | 2 | 1980-01-01 | Closed In Ground | Empty | 4000 | Bare Steel | Galvanized Steel | Not Marked
330598 | 3 | 1995-10-18 | Removed From Ground | Gas | 10000 | Bare Steel | Galvanized Steel | Not Marked
330598 | 4 | 1995-10-18 | Removed From Ground | Gas | 10000 | Bare Steel | Galvanized Steel | Not Marked
330602 | 1 | 1990-04-01 | Removed From Ground | Gas | 2005 | Bare Steel | Galvanized Steel | Not Marked
330602 | 10A | 1990-05-15 | Currently In Use | New Oil | 1000 | Composite Double Walled | Fiberglass Reinforced Plastic | Suction: No Valve At The Tank | N | 2009-08-21 12:00 | N | 1990-05-15 12:00
330602 | 10B | 1990-05-15 | Currently In Use | New Oil | 1000 | Composite Double Walled | Fiberglass Reinforced Plastic | Suction: No Valve At The Tank | N | 2012-07-17 12:00 | N | 2012-06-21 12:00
330602 | 11 | 1990-05-15 | Currently In Use | Used Oil | 1000 | Composite Double Walled | Fiberglass Reinforced Plastic | Gravity Fed | Y | 2012-07-17 12:00 | Y | 2012-06-21 12:00
330602 | 2 | 1990-04-01 | Removed From Ground | Gas | 8086 | Bare Steel | Galvanized Steel | Not Marked
330602 | 3 | 1990-04-01 | Removed From Ground | Diesel | 8086 | Bare Steel | Galvanized Steel | Not Marked
330602 | 5 | 1990-05-15 | Currently In Use | Diesel | 10000 | Composite Double Walled | Fiberglass Reinforced Plastic | Pressure |  | 1990-05-15 12:00 |  | 1990-05-15 12:00
330602 | 6 | 1990-05-15 | Currently In Use | Gas | 10000 | Composite Double Walled | Fiberglass Reinforced Plastic | Pressure |  | 1990-05-15 12:00 |  | 1990-05-15 12:00
330602 | 7 | 1990-10-30 | Currently In Use | Diesel | 20000 | Composite Double Walled | Fiberglass Reinforced Plastic | Pressure |  | 1990-10-30 12:00 |  | 1990-10-30 12:00
330602 | 8 | 1990-10-30 | Currently In Use | New Oil | 10000 | Composite Double Walled | Fiberglass Reinforced Plastic | Suction: No Valve At The Tank |  | 1990-10-30 12:00 |  | 1990-10-30 12:00
330602 | 9 | 1990-05-15 | Currently In Use | Used Oil | 1000 | Composite Double Walled | Fiberglass Reinforced Plastic | Gravity Fed | Y | 2009-08-21 12:00 | Y | 2009-08-21 12:00
330602 | OIL##1 | 1990-04-01 | Removed From Ground | Used Oil | 1000 | Bare Steel | Bare Steel | Not Marked | Y |  | Y
330602 | OIL##2 | 1990-04-01 | Removed From Ground | Used Oil | 1000 | Bare Steel | Bare Steel | Not Marked | Y |  | Y
330604 | 1 | 1997-10-01 | Removed From Ground | Gas | 12000 | Cathodically Protected Steel | Galvanized Steel | Not Marked
330604 | 10 |  | Removed From Ground Date Unknown | Other | 2000 | Bare Steel | Galvanized Steel | Not Marked
330604 | 2 | 1997-10-01 | Removed From Ground | Gas | 4000 | Cathodically Protected Steel | Galvanized Steel | Not Marked
330604 | 3 |  | Removed From Ground Date Unknown | Gas | 1000 | Cathodically Protected Steel | Galvanized Steel | Not Marked
330604 | 4 | 1991-02-01 | Removed From Ground | Other | 1000 | Bare Steel | Galvanized Steel | Not Marked
330604 | 5 | 1991-02-01 | Removed From Ground | Other | 2000 | Bare Steel | Galvanized Steel | Not Marked
330604 | 6 | 1991-02-01 | Removed From Ground | Other | 2000 | Bare Steel | Galvanized Steel | Not Marked
330604 | 7 | 1991-02-01 | Removed From Ground | Used Oil | 2000 | Bare Steel | Galvanized Steel | Not Marked | Y |  | Y
330604 | 8 |  | Removed From Ground Date Unknown | Other | 2000 | Bare Steel | Galvanized Steel | Not Marked
330604 | 9 |  | Removed From Ground Date Unknown | Other | 2000 | Bare Steel | Galvanized Steel | Not Marked
330604 | MILLO51 | 1997-11-20 | Currently In Use | Gas | 10000 | Fiberglass Double Walled | Fiberglass/Double Walled | Pressure |  | 1997-11-20 |  | 1997-11-20
330605 | 1 | 1999-11-22 | Removed From Ground | Gas | 2000 | Bare Steel | Galvanized Steel | Suction: Valve At The Tank
330607 | 1 | 1996-08-26 | Removed From Ground | Gas | 10000 | Bare Steel | Bare Steel | Not Marked
330607 | 2 | 1996-08-26 | Removed From Ground | Diesel | 10000 | Bare Steel | Bare Steel | Not Marked
330607 | 3 | 1996-08-26 | Removed From Ground | Other | 550 | Bare Steel | Bare Steel | Not Marked
330607 | 4 | 1996-08-26 | Removed From Ground | Used Oil | 550 | Bare Steel | Bare Steel | Not Marked | Y |  | Y
330607 | MISS1 |  | Currently In Use | Empty |  | Not Marked/Unknown | Not Marked | Not Marked
330608 | 1 | 2013-04-10 | Removed From Ground | Gas | 10000 | Steel-Impressed Current | Impressed Current | Suction: No Valve At The Tank |  | 1997-07-08 |  | 1997-07-08
330609 | 1 | 1998-07-01 | Removed From Ground | Empty | 6110 | Bare Steel | Galvanized Steel | Not Marked
330609 | 2 | 1998-07-01 | Removed From Ground | Empty | 6110 | Bare Steel | Galvanized Steel | Not Marked
330610 | 1 | 1998-08-03 | Removed From Ground | Gas | 8000 | Bare Steel | Unknown | Not Marked
330610 | 2 | 1998-08-03 | Removed From Ground | Gas | 8000 | Bare Steel | Unknown | Not Marked
330610 | 3 | 1998-08-04 | Removed From Ground | Diesel | 8000 | Bare Steel | Unknown | Not Marked
330610 | 4 | 1998-02-01 | Removed From Ground | Used Oil | 550 | Not Marked/Unknown | Not Marked | Not Marked | Y |  | Y
330610 | 5 | 1998-02-01 | Removed From Ground | Used Oil | 550 | Not Marked/Unknown | Not Marked | Not Marked | Y |  | Y
330611 | 1 |  | Permanently Out Of Use | Other | 360 | Bare Steel | Copper | Not Marked
330611 | 2 |  | Permanently Out Of Use | Other | 550 | Bare Steel | Copper | Not Marked
330612 | 1 | 1990-08-01 | Removed From Ground | Gas | 4000 | Bare Steel | Unknown | Not Marked
330613 | 1 | 1988-09-01 | Removed From Ground | Gas | 10000 | Bare Steel | Galvanized Steel | Not Marked
330613 | 2 | 1988-09-01 | Removed From Ground | Gas | 10000 | Bare Steel | Galvanized Steel | Not Marked
330613 | 3 |  | Removed From Ground Date Unknown | Gas | 10000 | Bare Steel | Galvanized Steel | Not Marked
330614 | 1 | 1996-06-21 | Removed From Ground | Diesel | 10000 | Bare Steel | Galvanized Steel | Not Marked
330615 | 1 | 1998-12-01 | Removed From Ground | Gas | 990 | Cathodically Protected Steel | Galvanized Steel | Suction: Valve At The Tank
330616 | 1 | 2005-09-14 | Removed From Ground | Diesel | 1060 | Cathodically Protected Steel | Cathodically Protected | Suction: No Valve At The Tank |  | 1998-02-01 |  | 1998-02-01
330616 | 2 | 2005-08-25 | Removed From Ground | Gas | 1060 | Steel-Impressed Current | Cathodically Protected | Suction: No Valve At The Tank |  | 1998-02-01 |  | 1998-02-01
330618 | 1 | 2011-11-16 | Removed From Ground | Used Oil | 1000 | Cathodically Protected Steel | Cathodically Protected | Gravity Fed | Y |  | Y
330618 | 2 | 2011-11-16 | Removed From Ground | New Oil | 1000 | Cathodically Protected Steel | Cathodically Protected | Suction: Valve At The Tank | Y | 1998-12-22 12:00 | Y | 1998-12-22 12:00
330618 | 3 | 2011-11-16 | Removed From Ground | Used Oil | 1000 | Cathodically Protected Steel | Cathodically Protected | Suction: Valve At The Tank | Y | 1998-12-22 12:00 | Y | 1998-12-22 12:00
330623 | 1 |  | Currently In Use | Gas | 10000 | Bare Steel | Galvanized Steel | Not Marked
330623 | 2 |  | Currently In Use | Gas | 10000 | Bare Steel | Galvanized Steel | Not Marked
330623 | 3 |  | Currently In Use | Gas | 10000 | Bare Steel | Galvanized Steel | Not Marked
330624 | 1 | 1989-07-01 | Removed From Ground | Gas | 10000 | Bare Steel | Galvanized Steel | Suction: Valve At The Tank
330624 | 2 | 1997-12-17 | Removed From Ground | Used Oil | 1011 | Bare Steel | Bare Steel | Gravity Fed | Y |  | Y
330624 | 3 | 1997-12-17 | Removed From Ground | Other | 1011 | Bare Steel | Bare Steel | Suction: Valve At The Tank
330624 | 4 | 1997-12-17 | Removed From Ground | Other | 1011 | Bare Steel | Galvanized Steel | Suction: Valve At The Tank
330624 | 5 | 2002-04-25 | Removed From Ground | Gas | 8000 | Composite | Fiberglass Reinforced Plastic | Suction: Valve At The Tank |  | 1989-07-01 |  | 1989-07-01
330626 | 1 | 1995-09-19 | Removed From Ground | Gas | 1000 | Bare Steel | Bare Steel | Suction: Valve At The Tank
330626 | 2 | 1995-09-19 | Removed From Ground | Gas | 1000 | Bare Steel | Bare Steel | Suction: Valve At The Tank
330626 | 3 | 2004-01-13 | Removed From Ground | Gas | 4000 | Double Walled | Fiberglass Reinforced Plastic | Suction: Valve At The Tank |  | 1995-11-27 |  | 1995-11-27
330626 | 4 | 1999-07-19 | Closed In Ground | Diesel | 550 | Not Marked/Unknown | Not Marked | Not Marked
330627 | 1 |  | Removed From Ground Date Unknown | Empty | 1 | Not Marked/Unknown | Unknown | Not Marked
330627 | 1D16 | 2012-07-23 | Removed From Ground | Diesel | 10000 | Steel-Impressed Current | Impressed Current | Pressure |  | 1995-08-01 |  | 1995-08-01
330627 | 2 | 2013-07-23 | Removed From Ground | Gas | 10000 | Steel-Impressed Current | Impressed Current | Pressure |  | 1995-08-01 |  | 1995-08-01
330627 | 3 | 2013-07-23 | Removed From Ground | Diesel | 10000 | Steel-Impressed Current | Impressed Current | Pressure |  | 1995-08-01 |  | 1995-08-01
330627 | 4 | 2013-07-23 | Removed From Ground | Gas | 10000 | Steel-Impressed Current | Impressed Current | Pressure |  | 1995-08-01 |  | 1995-08-01
330627 | 5K1 | 2013-07-23 | Removed From Ground | Kerosene | 10000 | Steel-Impressed Current | Impressed Current | Pressure |  | 1995-08-01 |  | 1995-08-01
330628 | 1 | 1993-07-02 | Removed From Ground | Gas | 2000 | Bare Steel | Not Marked | Not Marked
330628 | 2 | 1993-07-02 | Removed From Ground | Gas | 2000 | Bare Steel | Not Marked | Not Marked
330628 | 3 | 1993-07-02 | Removed From Ground | Gas | 2000 | Bare Steel | Not Marked | Not Marked
330628 | 4 | 1993-07-02 | Removed From Ground | Gas | 2000 | Bare Steel | Not Marked | Not Marked
330628 | 5 | 1993-07-02 | Removed From Ground | Gas | 4000 | Bare Steel | Not Marked | Not Marked
330628 | 6 | 1993-07-02 | Removed From Ground | Used Oil | 500 | Bare Steel | Not Marked | Not Marked | Y |  | Y
330628 | 7 | 1993-07-02 | Removed From Ground | Used Oil | 500 | Bare Steel | Not Marked | Not Marked | Y |  | Y
330629 | 1 | 1992-07-17 | Removed From Ground | Gas | 10000 | Bare Steel | Galvanized Steel | Suction: Valve At The Tank
330629 | 2 | 1992-07-17 | Removed From Ground | Gas | 10000 | Bare Steel | Galvanized Steel | Suction: Valve At The Tank
330629 | 3 | 1992-07-17 | Removed From Ground | Gas | 15000 | Bare Steel | Galvanized Steel | Suction: Valve At The Tank
330629 | 4 | 1992-11-01 | Currently In Use | Diesel | 10000 | Steel-Galvanic | Fiberglass Reinforced Plastic | Pressure |  | 1992-10-05 |  | 1992-10-05
330629 | 5 | 1992-11-01 | Currently In Use | Gas | 10000 | Steel-Galvanic | Fiberglass Reinforced Plastic | Pressure |  | 1992-10-05 |  | 1992-10-05
330629 | 6 | 2000-05-01 | Currently In Use | Gas | 12000 | Steel-Galvanic | Fiberglass Reinforced Plastic | Pressure | N | 2000-05-01 | N | 2000-05-01
330630 | T-1 | 1991-07-23 | Removed From Ground | Gas | 10000 | Bare Steel | Bare Steel | Not Marked
330630 | T-2 | 1991-07-23 | Removed From Ground | Gas | 10000 | Bare Steel | Bare Steel | Not Marked
330630 | T-3 | 1991-07-23 | Removed From Ground | Gas | 15000 | Bare Steel | Bare Steel | Not Marked
330631 | 1 |  | Permanently Out Of Use | Gas | 8021 | Bare Steel | Galvanized Steel | Not Marked
330631 | 2 |  | Permanently Out Of Use | Gas | 10153 | Bare Steel | Galvanized Steel | Not Marked
330631 | 3 |  | Permanently Out Of Use | Gas | 10153 | Bare Steel | Galvanized Steel | Not Marked
330632 | 1 | 1991-12-15 | Removed From Ground | Gas | 10000 | Bare Steel | Galvanized Steel | Suction: No Valve At The Tank
330632 | 2 | 1991-12-15 | Removed From Ground | Gas | 10000 | Bare Steel | Galvanized Steel | Suction: No Valve At The Tank
330632 | 3 | 1991-12-15 | Removed From Ground | Gas | 10000 | Bare Steel | Galvanized Steel | Suction: No Valve At The Tank
330633 | 1 | 1994-05-19 | Removed From Ground | Gas | 10027 | Bare Steel | Galvanized Steel | Not Marked
330633 | 2 | 1994-05-19 | Removed From Ground | Gas | 10027 | Bare Steel | Galvanized Steel | Not Marked
330633 | 3 | 1994-05-19 | Removed From Ground | Gas | 10027 | Bare Steel | Galvanized Steel | Not Marked
330633 | 4 | 1994-06-10 | Currently In Use | Gas | 10000 | Composite | Double Walled Flex | Pressure |  | 1994-06-01 |  | 1994-06-01
330633 | 5 | 1994-06-10 | Currently In Use | Gas | 10000 | Composite | Double Walled Flex | Pressure |  | 1994-06-01 |  | 1994-06-01
330633 | 6 | 1994-06-10 | Currently In Use | Diesel | 10000 | Composite | Double Walled Flex | Pressure |  | 1994-06-01 |  | 1994-06-01
330635 | 1 | 1994-05-01 | Currently In Use | Diesel | 10000 | Steel-Impressed Current | Fiberglass Reinforced Plastic | Suction: No Valve At The Tank |  | 1994-01-01 |  | 1994-01-01
330635 | 2 | 1975-01-01 | Currently In Use | Gas | 5000 | Steel-Impressed Current | Fiberglass Reinforced Plastic | Suction: No Valve At The Tank |  | 1994-01-01 |  | 1994-01-01
330636 | 1 | 1986-01-15 | Removed From Ground | Diesel |  | Bare Steel | Galvanized Steel | Not Marked
330636 | 2 | 1986-01-15 | Removed From Ground | Diesel |  | Bare Steel | Galvanized Steel | Not Marked
330636 | 3 | 1986-01-15 | Removed From Ground | Gas |  | Bare Steel | Galvanized Steel | Not Marked
330638 | 1 | 1992-12-30 | Removed From Ground | Hazardous Substance | 2000 | Bare Steel | Unknown | Not Marked
330639 | 1 | 1990-06-01 | Removed From Ground | Gas | 10000 | Bare Steel | Unknown | Not Marked
330639 | 2 | 1992-09-03 | Removed From Ground | Used Oil | 560 | Bare Steel | Galvanized Steel | Gravity Fed | Y |  | Y
330639 | 3 | 1993-07-14 | Removed From Ground | Diesel | 10000 | Bare Steel | Bare Steel | Pressure
330639 | 6 | 1993-07-29 | Currently In Use | Diesel | 6000 | Fiberglass | Fiberglass Reinforced Plastic | Pressure |  | 1993-07-29 |  | 1993-07-29
330640 | 1 | 1989-03-08 | Removed From Ground | Gas | 10000 | Bare Steel | Unknown | Not Marked
330640 | 3 | 1993-01-14 | Removed From Ground | Used Oil | 500 | Not Marked/Unknown | Not Marked | Not Marked | Y |  | Y
330640 | B | 1981-05-08 | Currently In Use | Diesel | 10000 | Tank Jacket | Fiberglass/Double Walled | Pressure |  | 1989-02-15 |  | 1989-02-15
330640 | G | 1989-02-15 | Currently In Use | Gas | 10000 | EPOXY/DOUBLE WALLED | Fiberglass/Double Walled | Pressure |  | 1989-02-15 |  | 1989-02-15
330641 | 1 | 1985-01-03 | Currently In Use | Gas | 10000 | Fiberglass | Fiberglass/Double Walled | Pressure |  | 1993-10-28 |  | 1993-10-28
330641 | 2 | 1985-01-03 | Currently In Use | Gas | 10000 | Fiberglass | Fiberglass/Double Walled | Pressure |  | 1993-10-28 |  | 1993-10-28
330641 | 3 | 1985-01-03 | Currently In Use | Gas | 10000 | Fiberglass | Fiberglass/Double Walled | Pressure |  | 1993-10-28 |  | 1993-10-28
330642 | 1 | 1997-03-01 | Removed From Ground | Empty | 6000 | Bare Steel | Galvanized Steel | Not Marked
330642 | 2 | 1997-03-01 | Removed From Ground | Empty | 4000 | Bare Steel | Galvanized Steel | Not Marked
330642 | 3 | 1997-03-01 | Removed From Ground | Empty | 3000 | Bare Steel | Galvanized Steel | Not Marked
330642 | 4 | 1997-03-01 | Removed From Ground | Empty | 1000 | Bare Steel | Galvanized Steel | Not Marked
330642 | 5 | 1997-03-01 | Removed From Ground | Empty | 1000 | Bare Steel | Galvanized Steel | Not Marked
330642 | 6 | 1990-03-01 | Removed From Ground | Gas | 6000 | Not Marked/Unknown | Not Marked | Not Marked
330644 | 1 |  | Temporarily Out Of Use | Gas | 8000 | Cathodically Protected Steel | Fiberglass Reinforced Plastic | Pressure |  | 1995-01-01 |  | 1995-01-01
330644 | 2 |  | Temporarily Out Of Use | Gas | 8000 | Cathodically Protected Steel | Fiberglass Reinforced Plastic | Pressure |  | 1995-01-01 |  | 1995-01-01
330644 | 3 |  | Temporarily Out Of Use | Gas | 8000 | Cathodically Protected Steel | Fiberglass Reinforced Plastic | Pressure |  | 1995-01-01 |  | 1995-01-01
330644 | 4 | 1988-01-01 | Currently In Use | Gas | 8000 | Steel-Galvanic | Fiberglass Reinforced Plastic | Not Marked |  | 1995-01-01 |  | 1995-01-01
330644 | 5 | 1988-01-01 | Currently In Use | Gas | 8000 | Steel-Galvanic | Fiberglass Reinforced Plastic | Not Marked |  | 1995-01-01 |  | 1995-01-01
330644 | 6 | 1988-01-01 | Currently In Use | Gas | 8000 | Steel-Galvanic | Fiberglass Reinforced Plastic | Not Marked |  | 1995-01-01 |  | 1995-01-01
330645 | 1 | 2015-01-20 | Currently In Use | Gas | 8000 | Steel-Impressed Current | Impressed Current | Pressure |  | 1998-08-01 |  | 1998-08-01
330645 | 2 | 2015-01-20 | Currently In Use | Gas | 8000 | Steel-Impressed Current | Impressed Current | Pressure |  | 1998-08-01 |  | 1998-08-01
330645 | 3 | 2015-01-20 | Currently In Use | Gas | 8000 | Steel-Impressed Current | Impressed Current | Pressure |  | 1998-08-01 |  | 1998-08-01
330645 | 4A | 2014-12-15 | Currently In Use | E85 | 12000 | Fiberglass Double Walled | Double Walled Flex | Pressure | N | 2014-12-15 | N | 2014-12-15
330645 | 4B | 2014-12-15 | Currently In Use | B20 | 3000 | Fiberglass Double Walled | Double Walled Flex | Pressure | N | 2014-12-15 | N | 2014-12-15
330650 | 1 | 1998-06-01 | Removed From Ground | Other | 1000 | Fiberglass | Galvanized Steel | Suction: Valve At The Tank
330650 | 2 | 1998-06-01 | Removed From Ground | Other | 2000 | Fiberglass | Galvanized Steel | Suction: Valve At The Tank
330650 | 3 | 1998-06-01 | Removed From Ground | Other | 3000 | Fiberglass | Galvanized Steel | Suction: Valve At The Tank
330653 | 1 | 2015-12-18 | Currently In Use | Gas | 10000 | STIP-3 | Fiberglass Reinforced Plastic | Pressure |  | 1994-04-01 |  | 1994-04-01
330653 | 2 | 2015-12-18 | Currently In Use | Gas | 10000 | STIP-3 | Fiberglass Reinforced Plastic | Pressure |  | 1994-04-01 |  | 1994-04-01
330653 | 3 | 2015-12-18 | Currently In Use | Gas | 10000 | STIP-3 | Fiberglass Reinforced Plastic | Pressure |  | 1994-04-01 |  | 1994-04-01
330653 | 4 | 2015-12-18 | Currently In Use | Diesel | 10000 | STIP-3 | Fiberglass Reinforced Plastic | Pressure |  | 1994-04-01 |  | 1994-04-01
330654 | 1 | 2016-02-18 | Temporarily Out Of Use | Gas | 10000 | Cathodically Protected Steel | Fiberglass Reinforced Plastic | Pressure |  | 1990-08-01 |  | 1990-08-01
330654 | 2 | 2016-02-18 | Temporarily Out Of Use | Gas | 10000 | Cathodically Protected Steel | Fiberglass Reinforced Plastic | Pressure |  | 1990-08-01 |  | 1990-08-01
330654 | 3 | 2016-02-18 | Temporarily Out Of Use | Gas | 10000 | Cathodically Protected Steel | Fiberglass Reinforced Plastic | Pressure |  | 1990-08-01 |  | 1990-08-01
330654 | 4 | 2016-02-18 | Temporarily Out Of Use | Diesel | 10000 | Cathodically Protected Steel | Fiberglass Reinforced Plastic | Pressure |  | 1990-08-01 |  | 1990-08-01
330655 | 1 | 2011-09-01 | Currently In Use | Gas | 8000 | Fiberglass | Fiberglass/Double Walled | Pressure |  | 1998-07-20 |  | 1998-07-20
330655 | 2 | 2011-09-01 | Currently In Use | Gas | 8000 | Fiberglass | Fiberglass/Double Walled | Pressure |  | 1998-07-20 |  | 1998-07-20
330655 | 3 | 2011-09-01 | Currently In Use | Gas | 8000 | Fiberglass | Fiberglass/Double Walled | Pressure |  | 1998-07-20 |  | 1998-07-20
330656 | J-452605 | 1999-08-01 | Closed In Ground | Other | 550 | Cathodically Protected Steel | Cathodically Protected | Suction: Valve At The Tank |  |  |  | 1993-09-01
330656 | J-452606 | 1999-08-01 | Closed In Ground | Other | 550 | Cathodically Protected Steel | Cathodically Protected | Suction: Valve At The Tank |  |  |  | 1993-09-01
330656 | J-452607 | 1999-08-01 | Closed In Ground | Empty | 550 | Cathodically Protected Steel | Cathodically Protected | Gravity Fed | Y |  | Y | 1993-09-01
330656 | J-452776 | 1999-08-01 | Closed In Ground | Other | 1000 | Cathodically Protected Steel | Cathodically Protected | Suction: Valve At The Tank |  |  |  | 1993-09-01
330657 | 1 | 1987-01-01 | Currently In Use | Gas | 2000 | Steel-Impressed Current | Impressed Current | Suction: No Valve At The Tank |  | 1991-09-24 |  | 1991-09-24
330657 | 10 | 1991-05-16 | Removed From Ground | Empty | 2000 | Bare Steel | Not Marked | Not Marked
330657 | 2 | 1987-01-01 | Currently In Use | Diesel | 1000 | Steel-Impressed Current | Impressed Current | Suction: No Valve At The Tank |  | 1991-09-24 |  | 1991-09-24
330657 | 3 | 1991-05-16 | Removed From Ground | Propane | 1000 | Bare Steel | Galvanized Steel | Not Marked
330657 | 4 | 1991-05-16 | Removed From Ground | Empty | 3000 | Bare Steel | Not Marked | Not Marked
330659 | 1 | 1993-11-17 | Removed From Ground | Other | 500 | Bare Steel | Galvanized Steel | Not Marked
330659 | 2 | 1993-11-17 | Removed From Ground | Other | 500 | Bare Steel | Galvanized Steel | Not Marked
330659 | 3 | 1993-11-17 | Removed From Ground | Used Oil | 500 | Bare Steel | Galvanized Steel | Not Marked | Y |  | Y
330661 | 1 | 2015-04-01 | Removed From Ground | Gas | 12000 | Fiberglass | Impressed Current | Pressure |  | 1993-04-01 |  | 1993-04-01
330661 | 2 | 2015-04-01 | Removed From Ground | Gas | 12000 | Fiberglass | Impressed Current | Pressure |  | 1993-04-01 |  | 1993-04-01
330661 | 3 | 2015-04-01 | Removed From Ground | Gas | 12000 | Fiberglass | Impressed Current | Pressure |  | 1993-04-01 |  | 1993-04-01
330662 | 1 | 1987-05-01 | Currently In Use | Gas | 10000 | Fiberglass Double Walled | Fiberglass Reinforced Plastic | Pressure |  | 1994-06-11 |  | 1994-06-11
330662 | 2 | 1987-05-01 | Currently In Use | Gas | 10000 | Fiberglass Double Walled | Fiberglass Reinforced Plastic | Pressure |  | 1994-06-11 |  | 1994-06-11
330662 | 3 | 1987-05-01 | Currently In Use | Gas | 10000 | Fiberglass Double Walled | Fiberglass Reinforced Plastic | Pressure |  | 1994-06-11 |  | 1994-06-11
330664 | 1 | 1986-01-01 | Currently In Use | Gas | 10000 | Fiberglass | Fiberglass Reinforced Plastic | Pressure |  | 1998-04-21 |  | 1998-04-21
330664 | 2 | 1986-01-01 | Currently In Use | Diesel | 10000 | Fiberglass | Fiberglass Reinforced Plastic | Pressure |  | 1998-04-21 |  | 1998-04-21
330664 | 3 | 1986-01-01 | Currently In Use | Diesel | 10000 | Fiberglass | Fiberglass Reinforced Plastic | Pressure |  | 1998-04-21 |  | 1998-04-21
330664 | 4 | 2007-12-11 | Removed From Ground | New Oil | 2000 | Fiberglass | Impressed Current | Suction: No Valve At The Tank |  | 1998-04-21 |  | 1998-04-21
330664 | 5 | 1986-01-01 | Currently In Use | Used Oil | 1000 | Fiberglass | Impressed Current | Gravity Fed | Y | 1998-04-21 12:00 | Y | 1998-04-21 12:00
330666 | 1 | 1998-06-01 | Removed From Ground | Diesel | 3000 | Bare Steel | Galvanized Steel | Suction: Valve At The Tank
330666 | 2 | 1998-06-01 | Removed From Ground | Diesel | 2000 | Bare Steel | Galvanized Steel | Suction: Valve At The Tank
330666 | 3 | 1998-06-01 | Removed From Ground | Used Oil | 1000 | Bare Steel | Galvanized Steel | Suction: Valve At The Tank | Y |  | Y
330668 | 1 | 2015-05-05 | Removed From Ground | Gas | 8000 | STIP-3 | Fiberglass Reinforced Plastic | Pressure |  | 1987-01-01 |  | 1987-01-01
330668 | 2 | 2015-05-05 | Removed From Ground | Gas | 8000 | STIP-3 | Fiberglass Reinforced Plastic | Pressure |  | 1987-01-01 |  | 1987-01-01
330668 | 3 | 2015-05-05 | Removed From Ground | Gas | 8000 | STIP-3 | Fiberglass Reinforced Plastic | Pressure |  | 1987-01-01 |  | 1987-01-01
330672 | 1 | 1987-12-01 | Removed From Ground | Gas | 2000 | Bare Steel | Galvanized Steel | Not Marked
332000 | 1 | 1987-11-04 | Currently In Use | Gas | 10000 | Fiberglass Double Walled | Fiberglass Reinforced Plastic | Pressure |  | 1995-09-19 12:00 | Y | 1995-09-19 12:00
332000 | 2 | 1987-11-04 | Currently In Use | Diesel | 10000 | Fiberglass Double Walled | Fiberglass Reinforced Plastic | Pressure |  | 1995-09-19 12:00 | Y | 1995-09-19 12:00
332001 | 1 | 1987-11-04 | Currently In Use | Gas | 10000 | Fiberglass | Fiberglass Reinforced Plastic | Pressure |  | 1997-11-04 |  | 1997-11-04
332001 | 2 | 1987-11-04 | Currently In Use | Gas | 10000 | Fiberglass | Fiberglass Reinforced Plastic | Pressure |  | 1997-11-04 |  | 1997-11-04
332001 | 3 | 1987-11-04 | Currently In Use | Gas | 10000 | Fiberglass | Fiberglass Reinforced Plastic | Pressure |  | 1997-11-04 |  | 1997-11-04
332001 | 4 | 1987-11-04 | Currently In Use | Diesel | 4000 | Fiberglass | Fiberglass Reinforced Plastic | Pressure |  | 1997-11-04 |  | 1997-11-04
332001 | 5 | 1987-11-04 | Currently In Use | Kerosene | 2000 | Fiberglass | Fiberglass Reinforced Plastic | Pressure |  | 1997-11-04 |  | 1997-11-04
332002 | 1 | 1992-03-06 | Removed From Ground | Diesel | 550 | Bare Steel | Galvanized Steel | Not Marked
332003 | 1 | 1987-11-04 | Currently In Use | Kerosene | 1000 | Fiberglass | Double Walled Flex | Suction: No Valve At The Tank |  | 1996-05-01 |  | 1996-05-01
332003 | 2 | 1987-11-04 | Currently In Use | Gas | 10000 | Fiberglass | Double Walled Flex | Pressure |  | 1996-05-01 |  | 1996-05-01
332003 | 3 | 1987-11-04 | Currently In Use | Gas | 10000 | Fiberglass | Double Walled Flex | Pressure |  | 1996-05-01 |  | 1996-05-01
332003 | 4 | 1996-05-01 | Currently In Use | Gas | 10000 | Fiberglass | Double Walled Flex | Pressure |  | 1996-05-01 |  | 1996-05-01
332003 | 5 | 1996-05-01 | Currently In Use | Diesel | 6000 | Fiberglass | Double Walled Flex | Suction: No Valve At The Tank |  | 1996-05-01 |  | 1996-05-01
332005 | 1 | 2003-09-18 | Temporarily Out Of Use | Gas | 10000 | Cathodically Protected Steel | Fiberglass Reinforced Plastic | Pressure |  | 1987-11-01 |  | 1987-11-01
332005 | 2 | 2003-09-18 | Temporarily Out Of Use | Gas | 8000 | Cathodically Protected Steel | Fiberglass Reinforced Plastic | Pressure |  | 1987-11-01 |  | 1987-11-01
332005 | 3 | 2003-09-18 | Temporarily Out Of Use | Gas | 8000 | Cathodically Protected Steel | Fiberglass Reinforced Plastic | Pressure |  | 1987-11-01 |  | 1987-11-01
332006 | 1 | 1987-11-04 | Currently In Use | Gas | 10000 | STIP-3 | Fiberglass Reinforced Plastic | Pressure |  | 1998-09-01 |  | 1998-09-01
332006 | 2 | 1987-11-04 | Currently In Use | Diesel | 8000 | STIP-3 | Fiberglass Reinforced Plastic | Pressure |  | 1998-09-01 |  | 1998-09-01
332006 | 3 | 1987-11-04 | Currently In Use | Gas | 8000 | STIP-3 | Fiberglass Reinforced Plastic | Pressure |  | 1998-09-01 |  | 1998-09-01
332007 | 1 | 1998-09-01 | Removed From Ground | Other | 3000 | Composite | Galvanized Steel | Suction: Valve At The Tank
332007 | 2 | 1998-09-01 | Removed From Ground | Other | 2000 | Composite | Galvanized Steel | Suction: Valve At The Tank
332007 | 3 | 1998-09-01 | Removed From Ground | Used Oil | 1000 | Composite | Galvanized Steel | Suction: Valve At The Tank | Y |  | Y
332008 | 1 | 2005-06-07 | Removed From Ground | Used Oil | 550 | Double Walled | Cathodically Protected | Gravity Fed | Y |  | Y | 1998-06-01
332008 | 2 | 2000-06-14 | Removed From Ground | Used Oil | 550 | Fiberglass | Cathodically Protected | Gravity Fed | Y |  | Y | 1998-06-01
332009 | 1 | 1987-11-04 | Currently In Use | Gas | 10000 | Composite | Fiberglass Reinforced Plastic | Not Marked |  | 1988-11-01 12:00 | Y | 1988-11-01 12:00
332009 | 2 | 1987-11-04 | Currently In Use | Gas | 8000 | Composite | Fiberglass Reinforced Plastic | Not Marked |  | 1988-11-01 12:00 | Y | 1988-11-01 12:00
332009 | 3 | 1987-11-04 | Currently In Use | Gas | 8000 | Composite | Fiberglass Reinforced Plastic | Not Marked |  | 1988-11-01 12:00 | Y | 1988-11-01 12:00
332010 | 1 | 1998-08-04 | Removed From Ground | Diesel | 10000 | Fiberglass | Fiberglass Reinforced Plastic | Pressure |  | 1994-09-01 |  | 1994-09-01
340001 | 1 | 1997-09-21 | Removed From Ground | Gas | 3000 | Bare Steel | Fiberglass Reinforced Plastic | Suction: Valve At The Tank
340001 | 2 | 1997-09-21 | Removed From Ground | Gas | 3000 | Bare Steel | Fiberglass Reinforced Plastic | Suction: Valve At The Tank
340001 | 3 | 1997-09-21 | Removed From Ground | Gas | 3000 | Bare Steel | Fiberglass Reinforced Plastic | Suction: Valve At The Tank
340001 | 4 | 1997-09-21 | Removed From Ground | Diesel | 3000 | Bare Steel | Galvanized Steel | Suction: Valve At The Tank
340001 | 5 | 1992-07-24 | Removed From Ground | Used Oil | 1000 | Fiberglass | Fiberglass Reinforced Plastic | Gravity Fed | Y |  | Y
340004 | 1 | 1997-08-01 | Removed From Ground | Diesel | 10000 | Bare Steel | Galvanized Steel | Not Marked
340008 | 1 | 2004-12-08 | Removed From Ground | Gas | 3000 | Bare Steel | Unknown | Not Marked
340009 | 1 | 1976-02-27 | Currently In Use | Gas | 8000 | Steel-Impressed Current | Impressed Current | Suction: Valve At The Tank |  | 1998-09-01 |  | 1997-01-28
340009 | 2 | 1976-02-27 | Currently In Use | Gas | 6000 | Steel-Impressed Current | Impressed Current | Suction: Valve At The Tank |  | 1998-09-01 |  | 1997-01-28
340009 | 3 | 1976-02-27 | Currently In Use | Gas | 6000 | Steel-Impressed Current | Impressed Current | Suction: Valve At The Tank |  | 1998-09-01 |  | 1997-01-28
340010 | 1 |  | Currently In Use | Heating Oil | 8000 | STIP-3 | Unknown | Not Marked
340010 | 2 | 1985-01-01 | Removed From Ground | Gas | 560 | Bare Steel | Galvanized Steel | Not Marked
340010 | 3 | 1985-01-01 | Removed From Ground | Gas | 560 | Bare Steel | Galvanized Steel | Not Marked
340015 | 1 | 1988-01-01 | Removed From Ground | Diesel | 8000 | Bare Steel | Galvanized Steel | Not Marked
340015 | 2 | 1988-01-01 | Removed From Ground | Gas | 8000 | Bare Steel | Galvanized Steel | Not Marked
340015 | 3 | 1988-09-01 | Removed From Ground | Used Oil | 1000 | Bare Steel | Galvanized Steel | Not Marked | Y |  | Y
340015 | 4 | 1988-09-01 | Removed From Ground | Other | 2000 | Bare Steel | Galvanized Steel | Not Marked
340017 | 1 |  | Removed From Ground Date Unknown | Gas | 10000 | Bare Steel | Not Marked | Not Marked
340018 | 1 | 1990-02-01 | Removed From Ground | Gas | 1000 | Bare Steel | Galvanized Steel | Not Marked
340019 | 1 | 1993-07-20 | Removed From Ground | Diesel | 10000 | Bare Steel | Galvanized Steel | Not Marked
340019 | 2 | 1993-07-20 | Removed From Ground | Diesel | 10000 | Bare Steel | Galvanized Steel | Not Marked
340019 | 3 | 1993-07-20 | Removed From Ground | Other | 4000 | Bare Steel | Galvanized Steel | Not Marked
340019 | 4 | 1993-09-19 | Removed From Ground | Used Oil | 500 | Bare Steel | Galvanized Steel | Not Marked | Y |  | Y
340019 | 5 | 1993-08-02 | Removed From Ground | Used Oil | 1000 | Bare Steel | Galvanized Steel | Not Marked | Y |  | Y
340020 | 1 | 1994-05-25 | Removed From Ground | Diesel | 500 | Bare Steel | Bare Steel | Not Marked
340022 | 1 | 1994-05-11 | Removed From Ground | Gas | 2000 | Bare Steel | Galvanized Steel | Suction: No Valve At The Tank
340022 | 2 | 1994-05-11 | Removed From Ground | Diesel | 560 | Bare Steel | Galvanized Steel | Suction: No Valve At The Tank
340022 | 3 | 1994-05-11 | Removed From Ground | Diesel | 560 | Bare Steel | Galvanized Steel | Suction: No Valve At The Tank
340022 | 4 | 2008-03-11 | Removed From Ground | Gas | 1000 | Steel-Galvanic | Cathodically Protected | Suction: No Valve At The Tank |  | 1994-05-10 |  | 1994-05-10
340022 | 5 | 2008-03-11 | Removed From Ground | Diesel | 1000 | Steel-Galvanic | Cathodically Protected | Suction: No Valve At The Tank |  | 1994-05-10 |  | 1994-05-10
340023 | 1 | 1958-04-17 | Currently In Use | Other | 1000 | Bare Steel | Bare Steel | Pressure
340023 | 2 |  | Removed From Ground Date Unknown | Gas | 4000 | Not Marked/Unknown | Not Marked | Not Marked
340024 | 1 |  | Removed From Ground Date Unknown | Other | 1000 | Not Marked/Unknown | Not Marked | Not Marked
340024 | 2 |  | Removed From Ground Date Unknown | Gas | 4000 | Not Marked/Unknown | Not Marked | Not Marked
340025 | 1 |  | Currently In Use | Other | 1000 | Bare Steel | Bare Steel | Not Marked
340025 | 2 |  | Permanently Out Of Use | Diesel | 1000 | Bare Steel | Bare Steel | Not Marked
340026 | 1 |  | Closed In Ground Date Unknown | Empty | 1000 | Bare Steel | Galvanized Steel | Not Marked
340026 | 2 |  | Closed In Ground Date Unknown | Empty | 560 | Bare Steel | Galvanized Steel | Not Marked
340026 | 3 |  | Permanently Out Of Use | Gas | 1000 | Not Marked/Unknown | Not Marked | Not Marked
340027 | 1 | 1997-10-21 | Removed From Ground | Diesel | 2000 | Bare Steel | Bare Steel | Not Marked
340027 | 2 | 1997-10-21 | Removed From Ground | Gas | 1000 | Bare Steel | Galvanized Steel | Not Marked
340027 | 3 |  | Removed From Ground Date Unknown | Gas | 1000 | Not Marked/Unknown | Not Marked | Not Marked
340031 | 1 | 1997-10-07 | Removed From Ground | Gas | 1000 | Bare Steel | Bare Steel | Suction: Valve At The Tank
340031 | 2 | 1997-10-01 | Removed From Ground | Empty | 1000 | Bare Steel | Bare Steel | Suction: Valve At The Tank
340031 | 3 | 1997-10-01 | Removed From Ground | Empty | 1000 | Bare Steel | Bare Steel | Not Marked
340031 | 4 | 1997-10-01 | Removed From Ground | Empty | 1000 | Bare Steel | Bare Steel | Not Marked
340033 | 1 |  | Removed From Ground Date Unknown | Empty | 1000 | Bare Steel | Bare Steel | Not Marked
340033 | 2 |  | Removed From Ground Date Unknown | Empty | 4000 | Bare Steel | Bare Steel | Not Marked
340037 | 10415-2 | 1986-06-01 | Removed From Ground | Gas | 1000 | Bare Steel | Galvanized Steel | Not Marked
340037 | 10415-3 | 1993-05-06 | Removed From Ground | Diesel | 500 | Bare Steel | Galvanized Steel | Not Marked
340037 | 415G1 | 2002-06-25 | Removed From Ground | Gas | 1048 | Cathodically Protected Steel | Galvanized Steel | Suction: No Valve At The Tank |  | 1990-02-20 |  | 1990-02-20
340037 | 415G1 |  | Temporarily Out Of Use | Gas | 1048 | Cathodically Protected Steel | Galvanized Steel | Suction: No Valve At The Tank |  | 1990-02-20 |  | 1990-02-20
340038 | 10479-1 | 1993-05-05 | Removed From Ground | Other | 500 | Marked Unknown | Unknown | Not Marked
340038 | 10479-2 | 1993-05-05 | Removed From Ground | Other | 1000 | Marked Unknown | Unknown | Not Marked
340038 | 10479-3 | 1993-05-05 | Removed From Ground | Other | 500 | Marked Unknown | Unknown | Not Marked
340040 | 1 | 1988-01-01 | Removed From Ground | Diesel | 520 | Bare Steel | Unknown | Not Marked
340041 | 1 | 2015-10-23 | Temporarily Out Of Use | Diesel | 10000 | Steel-Impressed Current | Cathodically Protected | Suction: No Valve At The Tank |  | 1997-01-19 |  | 1997-01-19
340043 | 1 | 1984-01-01 | Removed From Ground | Gas | 4000 | Bare Steel | Galvanized Steel | Not Marked
340043 | 10 | 2003-07-29 | Currently In Use | Gas | 12000 | Composite Double Walled | Double Walled Flex | Pressure | N | 2003-09-22 | N | 2003-09-22
340043 | 11 | 2003-07-29 | Currently In Use | Diesel | 8000 | Composite Double Walled | Double Walled Flex | Pressure | N | 2003-09-22 | N | 2003-09-22
340043 | 2 | 1984-01-01 | Removed From Ground | Gas | 3000 | Bare Steel | Galvanized Steel | Not Marked
340043 | 3 | 1984-01-01 | Removed From Ground | Gas | 2000 | Bare Steel | Galvanized Steel | Not Marked
340043 | 4 | 1984-01-01 | Removed From Ground | Gas | 4000 | Bare Steel | Galvanized Steel | Not Marked
340043 | 5 | 2003-07-23 | Removed From Ground | Gas | 8000 | Steel-Impressed Current | Galvanized Steel | Pressure |  | 1995-01-31 |  | 1995-01-31
340043 | 6 | 2003-07-23 | Removed From Ground | Gas | 8000 | Steel-Impressed Current | Galvanized Steel | Pressure |  | 1995-01-31 |  | 1995-01-31
340043 | 7 | 2003-07-23 | Removed From Ground | Gas | 8000 | Steel-Impressed Current | Galvanized Steel | Pressure |  | 1995-01-31 |  | 1995-01-31
340043 | 8 | 2003-07-23 | Removed From Ground | Diesel | 8000 | Steel-Impressed Current | Galvanized Steel | Pressure |  | 1995-01-31 |  | 1995-01-31
340043 | 9 | 2003-07-29 | Currently In Use | Gas | 15000 | Composite Double Walled | Double Walled Flex | Pressure | N | 2003-09-22 | N | 2003-09-22
340044 | 1 | 1988-06-10 | Removed From Ground | Gas | 4000 | Bare Steel | Galvanized Steel | Not Marked
340044 | 2 | 1988-06-10 | Removed From Ground | Gas | 3000 | Bare Steel | Galvanized Steel | Not Marked
340044 | 3 | 1988-06-10 | Removed From Ground | Gas | 2000 | Bare Steel | Galvanized Steel | Not Marked
340044 | 4 | 1988-06-10 | Removed From Ground | Diesel | 4000 | Bare Steel | Galvanized Steel | Not Marked
340044 | 5 | 2016-11-08 | Temporarily Out Of Use | Gas | 6000 | Composite | Fiberglass Reinforced Plastic | Pressure |  | 1997-08-26 |  | 1988-06-11
340044 | 6 | 2016-11-08 | Temporarily Out Of Use | Gas | 6000 | Composite | Fiberglass Reinforced Plastic | Pressure |  | 1997-08-26 |  | 1988-06-11
340046 | 1 | 1992-07-14 | Removed From Ground | Diesel | 3000 | Bare Steel | Copper | Suction: Valve At The Tank
340048 | 1 | 1992-04-29 | Removed From Ground | Diesel | 2000 | Cathodically Protected Steel | Copper | Not Marked
340051 | 1 |  | Removed From Ground Date Unknown | Gas | 1000 | Bare Steel | Galvanized Steel | Not Marked
340051 | 2 |  | Removed From Ground Date Unknown | Gas | 1000 | Bare Steel | Galvanized Steel | Not Marked
340051 | 3 |  | Removed From Ground Date Unknown | Gas | 500 | Bare Steel | Galvanized Steel | Not Marked
340052 | 1 | 1992-05-01 | Currently In Use | Gas | 4000 | Steel-Galvanic | Fiberglass Reinforced Plastic | Suction: No Valve At The Tank |  | 1992-05-01 |  | 1992-05-01
340052 | 2 | 1992-05-01 | Currently In Use | Gas | 4000 | Steel-Galvanic | Fiberglass Reinforced Plastic | Suction: No Valve At The Tank |  | 1992-05-01 |  | 1992-05-01
340052 | 3 | 1992-05-01 | Currently In Use | Gas | 3000 | Steel-Galvanic | Fiberglass Reinforced Plastic | Suction: No Valve At The Tank |  | 1992-05-01 |  | 1992-05-01
340052 | 4 | 1995-09-01 | Currently In Use | Diesel | 4000 | Steel-Galvanic | Fiberglass Reinforced Plastic | Suction: No Valve At The Tank |  | 1995-09-01 |  | 1995-09-01
340053 | 1 | 2000-12-13 | Removed From Ground | Gas | 2000 | Bare Steel | Galvanized Steel | Not Marked
340053 | 2 | 2000-12-13 | Removed From Ground | Gas | 1000 | Bare Steel | Galvanized Steel | Not Marked
340055 | 1 | 1999-05-01 | Removed From Ground | Gas | 1000 | Bare Steel | Galvanized Steel | Suction: Valve At The Tank
340055 | 2 | 1999-05-01 | Removed From Ground | Gas | 1000 | Bare Steel | Galvanized Steel | Suction: Valve At The Tank
340057 | 1 | 1996-06-24 | Removed From Ground | Gas | 2000 | Bare Steel | Galvanized Steel | Not Marked
340057 | 2 | 1996-06-24 | Removed From Ground | Gas | 2000 | Not Marked/Unknown | Not Marked | Not Marked
340058 | 2 | 1996-06-24 | Removed From Ground | Diesel | 1000 | Bare Steel | Galvanized Steel | Not Marked
340059 | 1 |  | Permanently Out Of Use | Gas | 2000 | Bare Steel | Galvanized Steel | Not Marked
340059 | 2 |  | Permanently Out Of Use | Gas | 1000 | Bare Steel | Galvanized Steel | Not Marked
340059 | 3 |  | Permanently Out Of Use | Gas | 1000 | Bare Steel | Galvanized Steel | Not Marked
340060 | 1 | 2001-05-09 | Removed From Ground | Diesel | 10000 | Fiberglass | Fiberglass Reinforced Plastic | Pressure |  | 1997-09-16 |  | 1996-01-01
340060 | 2 | 2001-05-09 | Removed From Ground | Diesel | 10000 | Fiberglass | Fiberglass Reinforced Plastic | Pressure |  | 1997-09-16 |  | 1996-01-01
340060 | 3 | 2001-05-09 | Removed From Ground | Diesel | 10000 | Fiberglass | Fiberglass Reinforced Plastic | Pressure |  | 1997-09-16 |  | 1996-01-01
340060 | 4 | 2001-05-09 | Removed From Ground | Diesel | 10000 | Fiberglass | Fiberglass Reinforced Plastic | Pressure |  | 1997-09-16 |  | 1996-01-01
340060 | 5 | 1985-05-08 | Currently In Use | New Oil | 6000 | Fiberglass | Fiberglass Reinforced Plastic | Suction: No Valve At The Tank |  | 1998-11-15 |  | 1998-11-15
340060 | 6 | 2014-10-31 | Removed From Ground | Used Oil | 2000 | Fiberglass | Fiberglass Reinforced Plastic | Gravity Fed | Y | 2007-02-02 12:00 | Y | 2007-02-02 12:00
340060 | 7 | 2001-06-13 | Currently In Use | Diesel | 20000 | Double Walled | Fiberglass Reinforced Plastic | Pressure |  | 2001-06-13 |  | 2001-06-13
340060 | 8 | 2001-06-13 | Currently In Use | Diesel | 20000 | Fiberglass | Fiberglass Reinforced Plastic | Pressure |  | 2001-06-13 |  | 2001-06-13
340062 | 1 | 1978-05-10 | Currently In Use | Gas | 4000 | Steel-Impressed Current | Fiberglass Reinforced Plastic | Pressure |  | 1996-12-12 |  | 1996-12-12
340062 | 2 | 1978-05-10 | Currently In Use | Gas | 4000 | Steel-Impressed Current | Fiberglass Reinforced Plastic | Pressure |  | 1996-12-12 |  | 1996-12-12
340062 | 3 | 1978-05-10 | Currently In Use | Gas | 4000 | Steel-Impressed Current | Fiberglass Reinforced Plastic | Suction: Valve At The Tank |  | 1996-12-12 |  | 1996-12-12
340062 | 4 | 1978-05-10 | Currently In Use | Diesel | 2000 | Steel-Impressed Current | Fiberglass Reinforced Plastic | Pressure |  | 1996-12-12 |  | 1996-12-12
340064 | 1 | 2002-03-23 | Removed From Ground | Gas | 12000 | Bare Steel | Unknown | Not Marked
340064 | 2 | 2001-03-23 | Removed From Ground | Gas | 12000 | Bare Steel | Unknown | Not Marked
340064 | 3 | 2001-03-23 | Removed From Ground | Gas | 4000 | Bare Steel | Galvanized Steel | Not Marked
340064 | 4 | 2001-03-23 | Removed From Ground | Diesel | 3000 | Bare Steel | Bare Steel | Not Marked
340064 | 5 | 2001-03-23 | Removed From Ground | Diesel | 3000 | Bare Steel | Bare Steel | Not Marked
340064 | 6 | 2001-03-23 | Removed From Ground | Diesel | 3000 | Bare Steel | Bare Steel | Not Marked
340066 | 1 | 1991-10-01 | Removed From Ground | Gas | 4000 | Bare Steel | Galvanized Steel | Not Marked
340066 | 2 | 1991-10-01 | Removed From Ground | Gas | 2000 | Bare Steel | Galvanized Steel | Not Marked
340066 | 3 | 1991-10-01 | Removed From Ground | Gas | 2000 | Bare Steel | Galvanized Steel | Not Marked
340068 | 1 |  | Removed From Ground Date Unknown | Gas | 1000 | Bare Steel | Galvanized Steel | Suction: No Valve At The Tank
340068 | 2 |  | Removed From Ground Date Unknown | Gas | 4000 | Bare Steel | Galvanized Steel | Suction: No Valve At The Tank
340068 | 3 |  | Removed From Ground Date Unknown | Gas | 4000 | Bare Steel | Galvanized Steel | Suction: No Valve At The Tank
340070 | 1 | 1999-12-02 | Removed From Ground | Gas | 4000 | Bare Steel | Galvanized Steel | Not Marked
340070 | 2 | 1999-12-02 | Removed From Ground | Gas | 3000 | Bare Steel | Galvanized Steel | Not Marked
340070 | 3 | 1999-12-02 | Removed From Ground | Gas | 1000 | Bare Steel | Galvanized Steel | Not Marked
340071 | 1 | 1999-11-30 | Removed From Ground | Diesel | 2000 | Bare Steel | Galvanized Steel | Not Marked
340071 | 3 | 1999-11-30 | Removed From Ground | Gas | 560 | Bare Steel | Galvanized Steel | Not Marked
340071 | 4 | 1999-11-30 | Removed From Ground | Used Oil | 560 | Bare Steel | Galvanized Steel | Not Marked | Y |  | Y
340072 | 1 | 1988-06-01 | Removed From Ground | Gas | 1000 | Bare Steel | Galvanized Steel | Not Marked
340073 | 1 | 2000-09-20 | Removed From Ground | Gas | 1060 | Bare Steel | Galvanized Steel | Not Marked
340073 | 2 | 2000-09-20 | Removed From Ground | Gas | 1060 | Bare Steel | Galvanized Steel | Not Marked
340073 | 3 | 2000-09-20 | Removed From Ground | Gas | 950 | Bare Steel | Galvanized Steel | Not Marked
340074 | 1 | 1994-11-04 | Removed From Ground | Diesel | 4000 | Bare Steel | Galvanized Steel | Suction: No Valve At The Tank
340074 | 2 | 1994-11-04 | Removed From Ground | Gas | 4000 | Bare Steel | Galvanized Steel | Suction: No Valve At The Tank
340075 | 1 | 1994-11-04 | Removed From Ground | Diesel | 4000 | Bare Steel | Galvanized Steel | Suction: No Valve At The Tank
340075 | 2 | 1994-11-04 | Removed From Ground | Gas | 4000 | Bare Steel | Galvanized Steel | Suction: No Valve At The Tank
340076 | 1 | 1999-11-30 | Removed From Ground | Gas | 2000 | Bare Steel | Galvanized Steel | Not Marked
340076 | 2 | 1999-11-30 | Removed From Ground | Gas | 2000 | Bare Steel | Galvanized Steel | Not Marked
340077 | 1 | 1994-11-04 | Removed From Ground | Diesel | 4000 | Bare Steel | Galvanized Steel | Suction: No Valve At The Tank
340078 | D | 1985-05-08 | Currently In Use | Diesel | 6000 | Composite | Fiberglass Reinforced Plastic | Pressure |  | 1995-01-12 |  | 1995-01-12
340078 | RU | 1985-05-08 | Currently In Use | Gas | 6000 | Composite | Fiberglass Reinforced Plastic | Pressure |  | 1995-01-12 |  | 1995-01-12
340078 | SR | 1985-05-08 | Currently In Use | Gas | 4000 | Composite | Fiberglass Reinforced Plastic | Pressure |  | 1995-01-12 |  | 1995-01-12
340078 | SU | 1985-05-08 | Currently In Use | Gas | 4000 | Composite | Fiberglass Reinforced Plastic | Pressure |  | 1995-01-12 |  | 1995-01-12
340079 | 1 | 1981-05-09 | Currently In Use | Gas | 4000 | Steel-Impressed Current | Cathodically Protected | Suction: Valve At The Tank |  | 1998-12-01 |  | 1992-06-10
340079 | 2 | 1981-05-09 | Currently In Use | Gas | 4000 | Steel-Impressed Current | Cathodically Protected | Suction: Valve At The Tank |  | 1998-12-01 |  | 1992-06-10
340079 | 3 | 1981-05-09 | Currently In Use | Gas | 4000 | Steel-Impressed Current | Cathodically Protected | Suction: Valve At The Tank |  | 1998-12-01 |  | 1992-06-10
340080 | 1 | 1996-09-01 | Removed From Ground | Gas | 4000 | Bare Steel | Galvanized Steel | Suction: No Valve At The Tank
340080 | 2 | 1996-09-06 | Removed From Ground | Gas | 4000 | Bare Steel | Galvanized Steel | Suction: No Valve At The Tank
340080 | 3 | 1996-09-01 | Removed From Ground | Gas | 4000 | Bare Steel | Galvanized Steel | Suction: No Valve At The Tank
340080 | 4A | 1996-09-12 | Currently In Use | Gas | 10000 | Composite | Fiberglass Reinforced Plastic | Pressure |  | 1996-09-17 |  | 1996-09-17
340080 | 4B | 1996-09-17 | Currently In Use | Gas | 5000 | Composite | Fiberglass Reinforced Plastic | Pressure | N | 1996-09-17 | N | 1996-09-17
340081 | 1 | 1976-05-10 | Currently In Use | Gas | 4000 | Steel-Impressed Current | Impressed Current | Suction: Valve At The Tank |  | 1998-10-08 |  | 1998-09-01
340081 | 2 | 1976-05-10 | Currently In Use | Gas | 4000 | Steel-Impressed Current | Impressed Current | Suction: Valve At The Tank |  | 1998-10-08 |  | 1998-09-01
340082 | 1 | 1985-05-08 | Currently In Use | Gas | 4000 | Steel-Impressed Current | Fiberglass Reinforced Plastic | Pressure |  | 1995-09-13 |  | 1995-09-13
340082 | 2 | 1985-05-08 | Currently In Use | Gas | 4000 | Steel-Impressed Current | Fiberglass Reinforced Plastic | Pressure |  | 1995-09-13 |  | 1995-09-13
340082 | 3 | 1985-05-08 | Currently In Use | Gas | 6000 | Steel-Impressed Current | Fiberglass Reinforced Plastic | Pressure |  | 1995-09-13 |  | 1995-09-13
340082 | 4 | 1985-05-08 | Currently In Use | Diesel | 6000 | Steel-Impressed Current | Cathodically Protected | Pressure |  | 1995-09-13 |  | 1995-09-13
340083 | 1 | 1994-02-23 | Removed From Ground | Diesel | 500 | Bare Steel | Galvanized Steel | Suction: No Valve At The Tank
340083 | 2 | 1994-02-23 | Removed From Ground | Gas | 2000 | Bare Steel | Galvanized Steel | Suction: No Valve At The Tank
340084 | 1 | 1978-05-10 | Temporarily Out Of Use | Gas | 6000 | Steel-Impressed Current | Cathodically Protected | Suction: No Valve At The Tank |  | 1998-11-01 |  | 1998-11-01
340084 | 2 | 1974-05-11 | Temporarily Out Of Use | Gas | 1000 | Steel-Impressed Current | Cathodically Protected | Suction: No Valve At The Tank |  | 1998-11-01 |  | 1998-11-01
340084 | 3 | 1974-05-11 | Temporarily Out Of Use | Gas | 1000 | Steel-Impressed Current | Cathodically Protected | Suction: No Valve At The Tank |  | 1998-11-01 |  | 1998-11-01
340085 | 1 | 1978-05-10 | Currently In Use | Gas | 4000 | Steel-Impressed Current | Fiberglass Reinforced Plastic | Pressure |  | 1998-10-15 |  | 1998-10-15
340085 | 2 | 1978-05-10 | Currently In Use | Gas | 4000 | Steel-Impressed Current | Fiberglass Reinforced Plastic | Pressure |  | 1998-10-15 |  | 1998-10-15
340085 | 3 | 1978-05-10 | Currently In Use | Gas | 6000 | Steel-Impressed Current | Fiberglass Reinforced Plastic | Pressure |  | 1998-10-15 |  | 1998-10-15
340085 | 4 | 1978-05-10 | Currently In Use | Diesel | 4000 | Steel-Impressed Current | Fiberglass Reinforced Plastic | Suction: Valve At The Tank |  | 1998-10-15 |  | 1998-10-15
340087 | 1 | 1974-05-11 | Currently In Use | Gas | 3000 | Steel-Impressed Current | Cathodically Protected | Pressure |  | 1998-10-01 |  | 1998-10-01
340087 | 2 | 1974-05-11 | Currently In Use | Gas | 4000 | Steel-Impressed Current | Cathodically Protected | Pressure |  | 1998-10-01 |  | 1998-10-01
340087 | 3 | 1985-03-01 | Currently In Use | Gas | 4000 | Steel-Impressed Current | Cathodically Protected | Pressure |  | 1998-10-01 |  | 1998-10-01
340088 | 1 | 2002-02-19 | Removed From Ground | Gas | 2000 | Bare Steel | Galvanized Steel | Not Marked
340088 | 2 | 2002-02-19 | Removed From Ground | Gas | 2000 | Bare Steel | Galvanized Steel | Not Marked
340088 | 3 | 2002-02-19 | Removed From Ground | Gas | 2000 | Bare Steel | Galvanized Steel | Not Marked
340088 | 4 | 2002-02-19 | Removed From Ground | Used Oil | 500 | Marked Unknown | Unknown | Not Marked
340088 | 5 | 2002-02-19 | Removed From Ground | Used Oil | 280 | Marked Unknown | Unknown | Not Marked
340089 | 1 | 1989-01-01 | Removed From Ground | Gas | 1000 | Bare Steel | Galvanized Steel | Not Marked
340089 | 2 | 1989-01-01 | Removed From Ground | Gas | 1000 | Bare Steel | Galvanized Steel | Not Marked
340089 | 3 | 1989-01-01 | Removed From Ground | Gas | 1000 | Bare Steel | Galvanized Steel | Not Marked
340094 | 1 | 1999-01-01 | Removed From Ground | Gas | 1000 | Epoxy | Galvanized Steel | Suction: No Valve At The Tank
340094 | 2 | 1999-01-01 | Removed From Ground | Diesel | 6000 | Epoxy | Galvanized Steel | Suction: No Valve At The Tank
340094 | 3 | 1999-01-01 | Removed From Ground | Diesel | 6000 | Epoxy | Galvanized Steel | Suction: No Valve At The Tank
340094 | 4 |  | Removed From Ground Date Unknown | Used Oil | 400 | Bare Steel | Not Marked | Gravity Fed | Y |  | Y
340096 | 1 |  | Removed From Ground Date Unknown | Gas | 2000 | Bare Steel | Galvanized Steel | Not Marked
340096 | 2 |  | Removed From Ground Date Unknown | Gas | 2000 | Bare Steel | Galvanized Steel | Not Marked
340096 | 3 |  | Removed From Ground Date Unknown | Gas | 2000 | Bare Steel | Galvanized Steel | Not Marked
340098 | 1 | 1997-07-01 | Removed From Ground | Diesel | 20000 | Bare Steel | Galvanized Steel | Not Marked
340098 | 10 | 1997-07-01 | Removed From Ground | Diesel | 6000 | Bare Steel | Galvanized Steel | Not Marked
340098 | 2 | 1997-07-01 | Removed From Ground | Diesel | 12000 | Bare Steel | Galvanized Steel | Not Marked
340098 | 3 | 1997-07-01 | Removed From Ground | Diesel | 12000 | Bare Steel | Galvanized Steel | Not Marked
340098 | 4 | 1997-07-01 | Removed From Ground | Gas | 12000 | Bare Steel | Galvanized Steel | Not Marked
340098 | 5 | 1997-07-01 | Removed From Ground | Gas | 4000 | Bare Steel | Galvanized Steel | Not Marked
340098 | 6 | 1997-07-01 | Removed From Ground | Gas | 6000 | Bare Steel | Galvanized Steel | Not Marked
340098 | 7 | 1997-07-01 | Removed From Ground | Gas | 6000 | Bare Steel | Galvanized Steel | Not Marked
340098 | 8 | 1997-07-01 | Removed From Ground | Diesel | 3000 | Bare Steel | Galvanized Steel | Not Marked
340098 | 9 | 1997-07-01 | Removed From Ground | Diesel | 6000 | Bare Steel | Galvanized Steel | Not Marked
340100 | 1 | 1998-04-02 | Removed From Ground | Gas | 6000 | Bare Steel | Galvanized Steel | Not Marked
340100 | 2 | 1998-04-02 | Removed From Ground | Gas | 4000 | Bare Steel | Galvanized Steel | Not Marked
340100 | 3 | 1998-04-02 | Removed From Ground | Gas | 4000 | Bare Steel | Galvanized Steel | Not Marked
340101 | 1 | 1998-12-22 | Temporarily Out Of Use | Gas | 6000 | Bare Steel | Galvanized Steel | Not Marked
340101 | 2 | 1998-12-22 | Temporarily Out Of Use | Gas | 6000 | Bare Steel | Galvanized Steel | Not Marked
340101 | 3 | 1998-12-22 | Temporarily Out Of Use | Gas | 6000 | Bare Steel | Galvanized Steel | Not Marked
340102 | 1-A | 1985-05-08 | Currently In Use | Gas | 6000 | Steel-Galvanic | Double Walled | Pressure |  | 1996-12-01 |  | 1996-12-01
340102 | 1-B | 1985-05-08 | Currently In Use | Gas | 6000 | Steel-Galvanic | Double Walled | Pressure |  | 1996-12-01 |  | 1996-12-01
340102 | 2 | 1985-05-08 | Currently In Use | Gas | 6000 | Steel-Galvanic | Double Walled | Pressure |  | 1996-12-01 |  | 1996-12-01
340102 | 3A | 2015-06-16 | Currently In Use | Diesel | 3000 | Composite Double Walled | Double Walled Flex | Pressure | N | 2015-06-16 | N | 2015-06-16
340102 | 3B | 2015-06-16 | Currently In Use | Gas | 5000 | Composite Double Walled | Double Walled Flex | Pressure | N | 2015-06-16 | N | 2015-06-16
340105 | 1 | 1990-06-29 | Removed From Ground | Gas | 1500 | Bare Steel | Galvanized Steel | Not Marked
340105 | 2 | 1990-06-29 | Removed From Ground | Diesel | 500 | Bare Steel | Galvanized Steel | Not Marked
340108 | 1 | 1976-06-01 | Permanently Out Of Use | Other | 2000 | Bare Steel | Galvanized Steel | Not Marked
340108 | 2 | 1992-05-27 | Removed From Ground | Gas | 2000 | Bare Steel | Galvanized Steel | Not Marked
340108 | 3 | 1992-05-27 | Closed In Ground | Other | 2000 | Bare Steel | Galvanized Steel | Not Marked
340108 | 4 | 1992-05-27 | Removed From Ground | Other | 11000 | Bare Steel | Galvanized Steel | Pressure
340108 | 5 | 1992-05-27 | Removed From Ground | Gas | 4000 | Bare Steel | Galvanized Steel | Suction: No Valve At The Tank
340108 | GAS1 | 2014-08-06 | Closed In Ground | Gas | 12000 | Cathodically Protected Steel | Cathodically Protected | Suction: Valve At The Tank |  | 1998-12-01 |  | 1998-12-01
340108 | JET2 | 2014-08-06 | Closed In Ground | Other | 12000 | Double Walled | Cathodically Protected | Suction: Valve At The Tank |  | 1988-12-01 |  | 1988-12-01
340109 | 1 | 2008-01-23 | Temporarily Out Of Use | Gas | 6000 | Steel-Impressed Current | Cathodically Protected | Suction: Valve At The Tank |  | 1995-01-06 |  | 1995-01-06
340109 | 2 | 2008-01-23 | Temporarily Out Of Use | Gas | 6000 | Steel-Impressed Current | Cathodically Protected | Suction: Valve At The Tank |  | 1995-01-06 |  | 1995-01-06
340109 | 3 | 1983-05-06 | Temporarily Out Of Use | Gas | 6000 | Steel-Impressed Current | Cathodically Protected | Suction: Valve At The Tank |  | 1995-01-06 |  | 1995-01-06
340110 | 1 | 1999-01-06 | Removed From Ground | Gas | 4000 | Bare Steel | Galvanized Steel | Not Marked
340110 | 2 | 1999-01-06 | Removed From Ground | Gas | 4000 | Bare Steel | Galvanized Steel | Not Marked
340110 | 3 | 1999-01-01 | Removed From Ground | Empty | 2000 | Bare Steel | Galvanized Steel | Not Marked
340113 | 1 | 1995-03-27 | Removed From Ground | Gas | 1000 | Bare Steel | Galvanized Steel | Not Marked
340117 | 1 | 2005-02-25 | Temporarily Out Of Use | Diesel | 10000 | Steel-Impressed Current | Cathodically Protected | Suction: Valve At The Tank |  | 1998-06-15 |  | 1998-06-15
340117 | 2 | 2005-02-25 | Temporarily Out Of Use | Gas | 2000 | Steel-Impressed Current | Cathodically Protected | Suction: Valve At The Tank |  | 1998-06-15 |  | 1998-06-15
340117 | 3 | 1997-10-22 | Removed From Ground | Gas | 0 | Bare Steel | Galvanized Steel | Suction: Valve At The Tank
340117 | 4 | 1997-10-22 | Removed From Ground | Empty | 2000 | Bare Steel | Galvanized Steel | Not Marked
340118 | 1 | 1997-10-21 | Removed From Ground | Gas | 1000 | Bare Steel | Galvanized Steel | Not Marked
340118 | 2 | 1997-10-21 | Removed From Ground | Empty | 1000 | Bare Steel | Galvanized Steel | Not Marked
340119 | 1 | 1996-05-06 | Removed From Ground | Gas | 1000 | Bare Steel | Galvanized Steel | Not Marked
340119 | 2 | 1996-06-06 | Removed From Ground | Empty | 2000 | Bare Steel | Galvanized Steel | Not Marked
340120 | 1 | 1991-04-01 | Removed From Ground | Other | 3000 | Bare Steel | Galvanized Steel | Not Marked
340120 | 2 | 1991-04-01 | Removed From Ground | Gas | 1000 | Bare Steel | Galvanized Steel | Not Marked
340121 | 1 | 1996-04-10 | Removed From Ground | Gas | 6000 | Bare Steel | Fiberglass Reinforced Plastic | Pressure |  | 1993-04-14 |  | 1993-04-14
340121 | 2 | 1996-04-10 | Removed From Ground | Gas | 6000 | Bare Steel | Fiberglass Reinforced Plastic | Pressure |  | 1993-04-14 |  | 1993-04-14
340121 | 3 | 1996-04-10 | Removed From Ground | Gas | 6000 | Bare Steel | Fiberglass Reinforced Plastic | Pressure |  | 1993-04-14 |  | 1993-04-14
340121 | 4 | 1996-04-10 | Currently In Use | Gas | 10000 | Composite Double Walled | Double Walled Flex | Pressure |  | 1996-04-10 |  | 1996-04-10
340121 | 5 | 1996-04-10 | Currently In Use | Gas | 10000 | Composite Double Walled | Double Walled Flex | Pressure |  | 1996-04-10 |  | 1996-04-10
340123 | 1 | 1995-03-02 | Removed From Ground | Gas | 6000 | Bare Steel | Galvanized Steel | Not Marked
340123 | 2 | 1995-03-02 | Removed From Ground | Gas | 6000 | Bare Steel | Galvanized Steel | Not Marked
340123 | 3 | 1995-03-02 | Removed From Ground | Gas | 6000 | Bare Steel | Galvanized Steel | Not Marked
340123 | 4 | 1997-11-25 | Currently In Use | Gas | 10000 | Composite | Double Walled Flex | Pressure |  | 1997-11-25 |  | 1997-11-25
340123 | 5A | 1997-11-25 | Currently In Use | Gas | 5000 | Composite | Double Walled Flex | Pressure |  | 1997-11-25 |  | 1997-11-25
340123 | 5B | 1997-11-25 | Currently In Use | Gas | 5000 | Composite | Double Walled Flex | Pressure |  | 1997-11-25 |  | 1997-11-25
342001 | 1 | 1998-03-02 | Removed From Ground | Gas | 4000 | Cathodically Protected Steel | Galvanized Steel | Not Marked
342001 | 2 | 1998-03-02 | Removed From Ground | Diesel | 4000 | Cathodically Protected Steel | Galvanized Steel | Not Marked
350001 | 1 | 1988-09-12 | Removed From Ground | Used Oil | 5220 | Bare Steel | Not Marked | Not Marked | Y |  | Y
350001 | 2 | 1988-09-12 | Removed From Ground | Hazardous Substance | 7500 | Bare Steel | Not Marked | Not Marked
350011 | 1 | 2004-12-31 | Removed From Ground | Diesel | 12000 | Cathodically Protected Steel | Copper | Suction: No Valve At The Tank |  | 1998-05-27 |  | 1998-05-27
350012 | 1 | 1988-05-01 | Removed From Ground | Gas | 4000 | Bare Steel | Galvanized Steel | Suction: No Valve At The Tank
350012 | 2 | 1988-05-01 | Removed From Ground | Gas | 3000 | Bare Steel | Galvanized Steel | Suction: No Valve At The Tank
350012 | 3 | 1988-05-01 | Removed From Ground | Empty | 2000 | Bare Steel | Galvanized Steel | Suction: No Valve At The Tank
350013 | 1 | 1989-01-01 | Removed From Ground | Diesel | 1000 | Bare Steel | Unknown | Not Marked
350013 | 2 | 1989-01-01 | Removed From Ground | Gas | 1000 | Bare Steel | Unknown | Not Marked
350013 | 3 | 1989-01-01 | Closed In Ground | Other | 1 | Bare Steel | Unknown | Not Marked
350015 | 1 | 1994-10-04 | Removed From Ground | Other | 5500 | Bare Steel | Galvanized Steel | Suction: Valve At The Tank
350016 | 1 | 1991-10-16 | Closed In Ground | Gas | 2000 | Bare Steel | Galvanized Steel | Not Marked
350016 | 2 | 1991-10-16 | Closed In Ground | Gas | 4000 | Bare Steel | Galvanized Steel | Not Marked
350016 | 3 | 1991-10-16 | Removed From Ground | Gas | 6000 | Bare Steel | Galvanized Steel | Not Marked
350016 | 4 | 1991-10-16 | Removed From Ground | Gas | 6000 | Bare Steel | Galvanized Steel | Not Marked
350016 | 5A | 1992-05-15 | Currently In Use | Gas | 9000 | Composite Double Walled | Fiberglass/Double Walled | Pressure |  | 1992-05-15 |  | 1992-05-15
350016 | 5B | 1992-05-15 | Currently In Use | Gas | 3000 | Composite Double Walled | Fiberglass/Double Walled | Pressure | N | 1992-05-15 | N | 1992-05-15
350016 | 5C | 1992-05-15 | Currently In Use | Gas | 3000 | Composite Double Walled | Fiberglass/Double Walled | Pressure | N | 1992-05-15 | N | 1992-05-15
350017 | 1 | 1966-01-18 | Currently In Use | Diesel | 6000 | Steel-Impressed Current | Cathodically Protected | Pressure |  | 1999-01-05 |  | 1999-01-05
350017 | 2 | 1966-01-18 | Currently In Use | Gas | 6000 | Steel-Impressed Current | Cathodically Protected | Pressure |  | 1999-01-05 |  | 1999-01-05
350017 | 3 | 2009-01-16 | Temporarily Out Of Use | Gas | 6000 | Steel-Impressed Current | Cathodically Protected | Pressure |  | 1999-01-05 |  | 1999-01-05
350020 | 1 | 1996-06-20 | Removed From Ground | Gas | 10000 | Bare Steel | Unknown | Suction: Valve At The Tank
350020 | 2 | 1996-06-20 | Removed From Ground | Gas | 10000 | Bare Steel | Unknown | Suction: Valve At The Tank
350020 | 3 | 1996-06-25 | Currently In Use | Aviation Gas/AV Gas | 10000 | Epoxy | Fiberglass Reinforced Plastic | Pressure |  | 1996-06-25 |  | 1996-06-25
350020 | 4 | 2006-07-01 | Currently In Use | Jet Fuel | 12000 | Composite | Fiberglass Reinforced Plastic | Suction: No Valve At The Tank | N | 2006-07-01 | N | 2006-07-01
350022 | 1 | 1987-01-01 | Removed From Ground | Gas | 3000 | Bare Steel | Galvanized Steel | Not Marked
350022 | 2 |  | Removed From Ground Date Unknown | Gas | 6000 | Bare Steel | Galvanized Steel | Not Marked
350025 | 1 | 1986-08-01 | Removed From Ground | Diesel |  | Bare Steel | Galvanized Steel | Not Marked
350025 | 2 | 1986-08-01 | Removed From Ground | Diesel |  | Bare Steel | Galvanized Steel | Not Marked
350030 | 1 | 1986-07-26 | Removed From Ground | Other | 1000 | Bare Steel | Unknown | Not Marked
350030 | 2 | 1986-07-26 | Removed From Ground | Other | 1000 | Bare Steel | Unknown | Not Marked
350031 | 1 | 1990-01-31 | Currently In Use | Diesel | 12000 | STIP-3 | Fiberglass Reinforced Plastic | Pressure |  | 1990-01-31 |  | 1990-01-31
350031 | 2 | 1990-01-31 | Currently In Use | Gas | 12000 | STIP-3 | Fiberglass Reinforced Plastic | Pressure |  | 1990-01-31 |  | 1990-01-31
350033 | 1 | 1981-04-16 | Currently In Use | Gas | 10000 | Steel-Impressed Current | Cathodically Protected | Pressure |  | 1998-08-01 |  | 1998-08-01
350033 | 2 | 1981-04-16 | Currently In Use | Gas | 12000 | Steel-Impressed Current | Cathodically Protected | Pressure |  | 1998-08-01 |  | 1998-08-01
350033 | 3 | 1981-04-16 | Currently In Use | Gas | 12000 | Steel-Impressed Current | Cathodically Protected | Pressure |  | 1998-08-01 |  | 1998-08-01
350036 | 1 | 2005-07-08 | Removed From Ground | Gas | 2000 | Steel-Impressed Current | Cathodically Protected | Pressure |  | 1998-05-18 |  | 1998-05-18
350036 | 2 | 2005-07-08 | Removed From Ground | Gas | 8000 | Steel-Impressed Current | Cathodically Protected | Pressure |  | 1998-05-18 |  | 1998-05-18
350036 | 3 | 2005-07-08 | Removed From Ground | Gas | 8000 | Steel-Impressed Current | Cathodically Protected | Pressure |  | 1998-05-18 |  | 1998-05-18
350036 | 4 | 2005-07-27 | Currently In Use | Gas | 12000 | Composite | Fiberglass Reinforced Plastic | Pressure | N | 2005-07-27 | N | 2005-07-27
350036 | 5A | 2005-07-27 | Currently In Use | Gas | 4000 | Composite | Fiberglass Reinforced Plastic | Pressure | N | 2005-07-27 | N | 2005-07-27
350036 | 5B | 2005-07-27 | Currently In Use | Diesel | 6000 | Composite | Fiberglass Reinforced Plastic | Pressure | N | 2005-07-27 | N | 2005-07-27
350037 | 1 |  | Removed From Ground Date Unknown | Gas | 8068 | Bare Steel | Galvanized Steel | Suction: Valve At The Tank
350037 | 2 |  | Removed From Ground Date Unknown | Gas | 8068 | Bare Steel | Galvanized Steel | Suction: Valve At The Tank
350037 | 3A | 1996-06-06 | Currently In Use | Gas | 12000 | Composite Double Walled | Double Walled Flex | Pressure |  | 1996-06-06 |  | 1996-06-06
350037 | 3B | 1996-06-06 | Currently In Use | Gas | 8000 | Composite Double Walled | Double Walled Flex | Pressure |  | 1996-06-06 |  | 1996-06-06
350038 | 1 |  | Removed From Ground Date Unknown | Diesel | 12000 | Bare Steel | Bare Steel | Not Marked
350038 | 2 |  | Removed From Ground Date Unknown | Diesel | 25000 | Bare Steel | Bare Steel | Not Marked
350040 | 1 | 2003-08-13 | Removed From Ground | Gas | 10000 | Steel-Impressed Current | Cathodically Protected | Pressure |  | 1998-12-01 |  | 1998-12-01
350040 | 2 | 2003-08-13 | Removed From Ground | Diesel | 3000 | Steel-Impressed Current | Cathodically Protected | Pressure |  | 1998-12-01 |  | 1998-12-01
350040 | 3 | 2003-08-13 | Removed From Ground | Gas | 4000 | Steel-Impressed Current | Cathodically Protected | Pressure |  | 1998-12-01 |  | 1998-12-01
350040 | 4 | 2003-08-13 | Removed From Ground | Gas | 6000 | Steel-Impressed Current | Cathodically Protected | Pressure |  | 1998-12-01 |  | 1998-12-01
350040 | 5A | 2003-08-13 | Currently In Use | Gas | 6000 | Composite | Fiberglass/Double Walled | Pressure | N | 2003-08-13 | N | 2003-08-13
350040 | 5B | 2003-08-13 | Currently In Use | Diesel | 6000 | Composite | Fiberglass/Double Walled | Pressure | N | 2003-08-13 | N | 2003-08-13
350040 | 6 | 2003-08-13 | Currently In Use | Gas | 6000 | Composite | Fiberglass/Double Walled | Pressure | N | 2003-08-13 | N | 2003-08-13
350043 | 1 | 1996-12-12 | Removed From Ground | Gas | 10000 | Bare Steel | Galvanized Steel | Not Marked
350043 | 2 | 1996-12-12 | Removed From Ground | Gas | 10000 | Bare Steel | Galvanized Steel | Not Marked
350043 | 3 | 1996-12-12 | Removed From Ground | Gas | 5000 | Bare Steel | Galvanized Steel | Not Marked
350043 | 4 | 1996-12-12 | Removed From Ground | Used Oil | 550 | Bare Steel | Galvanized Steel | Not Marked | Y |  | Y
350044 | 1 | 2010-08-20 | Removed From Ground | Gas | 10000 | Cathodically Protected Steel | Cathodically Protected | Pressure |  | 1998-11-01 |  | 1998-11-01
350044 | 2 | 2010-08-20 | Removed From Ground | Gas | 10000 | Cathodically Protected Steel | Cathodically Protected | Pressure |  | 1998-11-01 |  | 1998-11-01
350044 | 3 | 2010-08-20 | Removed From Ground | Gas | 6000 | Cathodically Protected Steel | Cathodically Protected | Pressure |  | 1998-11-01 |  | 1998-11-01
350044 | 4 | 2010-08-20 | Removed From Ground | Used Oil | 550 | Cathodically Protected Steel | Cathodically Protected | Gravity Fed | Y |  | Y
350045 | 1 | 1992-04-13 | Removed From Ground | Gas | 2000 | Bare Steel | Galvanized Steel | Not Marked
350045 | 2 | 1992-04-13 | Removed From Ground | Diesel | 560 | Bare Steel | Galvanized Steel | Not Marked
350045 | 3 | 1996-11-02 | Removed From Ground | Gas | 1000 | Cathodically Protected Steel | Cathodically Protected | Suction: No Valve At The Tank |  | 1992-04-15 |  | 1992-04-15
350045 | 4 | 1996-11-02 | Removed From Ground | Diesel | 1000 | Cathodically Protected Steel | Cathodically Protected | Suction: No Valve At The Tank
350046 | 1 | 1991-05-31 | Removed From Ground | Used Oil | 1000 | Bare Steel | Galvanized Steel | Not Marked | Y |  | Y
350047 | 10417-2 | 1993-04-06 | Removed From Ground | Gas | 500 | Bare Steel | Galvanized Steel | Not Marked
350047 | 10417-3 | 1993-04-06 | Removed From Ground | Diesel | 500 | Bare Steel | Galvanized Steel | Not Marked
350047 | 417G1 | 2004-03-23 | Removed From Ground | Gas | 480 | Bare Steel | Galvanized Steel | Not Marked
350048 | 1 | 1983-05-01 | Removed From Ground | Other | 5000 | Bare Steel | Bare Steel | Not Marked
350049 | 1 | 1977-04-25 | Currently In Use | Gas | 10000 | Steel-Impressed Current | Impressed Current | Pressure |  | 1997-03-01 |  | 1997-03-01
350049 | 2 | 1977-04-25 | Currently In Use | Diesel | 10000 | Steel-Impressed Current | Impressed Current | Pressure |  | 1997-03-01 |  | 1997-03-01
350049 | 4 | 1996-03-01 | Removed From Ground | Diesel | 4000 | Not Marked/Unknown | Not Marked | Not Marked
350049 | 5 | 1996-03-01 | Removed From Ground | Gas | 2500 | Not Marked/Unknown | Not Marked | Not Marked
350050 | 1 | 1990-01-31 | Removed From Ground | Gas | 8000 | Bare Steel | Galvanized Steel | Not Marked
350050 | 2 | 1990-01-31 | Removed From Ground | Gas | 6000 | Bare Steel | Galvanized Steel | Not Marked
350050 | 3 | 1990-01-31 | Removed From Ground | Gas | 2000 | Bare Steel | Galvanized Steel | Not Marked
350050 | 4 | 1990-01-31 | Removed From Ground | Kerosene | 1000 | Bare Steel | Galvanized Steel | Not Marked
350050 | 5 | 1990-01-31 | Removed From Ground | Used Oil | 500 | Bare Steel | Galvanized Steel | Not Marked | Y |  | Y
350052 | 1 | 1978-05-01 | Currently In Use | Gas | 6000 | Steel-Impressed Current | Fiberglass Reinforced Plastic | Pressure |  | 1995-10-01 |  | 1995-10-01
350052 | 2 | 1978-05-01 | Currently In Use | Gas | 4000 | Steel-Impressed Current | Fiberglass Reinforced Plastic | Pressure |  | 1995-10-01 |  | 1995-10-01
350052 | 3 | 1978-05-01 | Currently In Use | Gas | 4000 | Steel-Impressed Current | Fiberglass Reinforced Plastic | Pressure |  | 1995-10-01 |  | 1995-10-01
350053 | 1 | 1979-03-09 | Currently In Use | Gas | 8000 | Steel-Impressed Current | Fiberglass Reinforced Plastic | Pressure |  | 1996-10-01 |  | 1996-10-01
350053 | 2 | 1979-03-09 | Currently In Use | Gas | 8000 | Steel-Impressed Current | Fiberglass Reinforced Plastic | Pressure |  | 1996-10-01 |  | 1996-10-01
350054 | 1 |  | Closed In Ground Date Unknown | Gas | 4000 | Bare Steel | Galvanized Steel | Suction: No Valve At The Tank
350054 | 2 |  | Closed In Ground Date Unknown | Gas | 2500 | Bare Steel | Galvanized Steel | Suction: No Valve At The Tank
350057 | 1 |  | Permanently Out Of Use | Other | 6000 | Bare Steel | Unknown | Not Marked
350057 | 2 |  | Permanently Out Of Use | Other | 550 | Bare Steel | Unknown | Not Marked
350057 | 3 |  | Permanently Out Of Use | Other | 9811 | Bare Steel | Unknown | Not Marked
350057 | 4 |  | Permanently Out Of Use | Other | 9811 | Bare Steel | Unknown | Not Marked
350057 | 5 |  | Permanently Out Of Use | Other | 12142 | Bare Steel | Unknown | Not Marked
350058 | 1 | 1982-03-05 | Currently In Use | Gas | 10000 | Steel-Impressed Current | Impressed Current | Pressure |  | 1998-07-17 |  | 1998-07-17
350058 | 2 | 1982-05-06 | Currently In Use | Gas | 10000 | Steel-Impressed Current | Impressed Current | Pressure |  | 1998-08-01 |  | 1998-08-01
350058 | 3 | 2007-11-20 | Currently In Use | Diesel | 5000 | Epoxy | Fiberglass Reinforced Plastic | Pressure | N | 2007-11-21 | N | 2007-11-21
350060 | 1 | 2009-10-14 | Currently In Use | Gas | 10000 | Steel-Impressed Current | Impressed Current | Suction: Valve At The Tank |  | 1997-02-10 |  | 1997-02-10
350060 | 2 | 2009-10-14 | Currently In Use | Diesel | 10000 | Steel-Impressed Current | Impressed Current | Suction: Valve At The Tank |  | 1997-02-10 |  | 1997-02-10
350061 | 1 | 1990-04-16 | Removed From Ground | Diesel | 6000 | Bare Steel | Galvanized Steel | Not Marked
350062 | 1 | 1985-05-07 | Currently In Use | Gas | 6000 | Composite | Fiberglass Reinforced Plastic | Pressure |  | 1994-12-08 |  | 1994-12-08
350062 | 2 | 1985-05-07 | Currently In Use | Gas | 8000 | Composite | Fiberglass Reinforced Plastic | Pressure |  | 1994-12-08 |  | 1994-12-08
350062 | 3 | 1985-05-07 | Currently In Use | Gas | 6000 | Composite | Fiberglass Reinforced Plastic | Pressure |  | 1994-12-08 |  | 1994-12-08
350064 | 1 | 2004-11-01 | Removed From Ground | Gas | 6000 | Steel-Impressed Current | Double Walled | Pressure |  | 1992-02-01 |  | 1992-02-01
350064 | 1 |  | Currently In Use | Gas | 6000 | Steel-Impressed Current | Double Walled | Pressure |  | 1992-02-01 |  | 1992-02-01
350064 | 2 | 2004-11-01 | Removed From Ground | Gas | 8000 | Steel-Impressed Current | Double Walled | Pressure |  | 1992-02-01 |  | 1992-02-01
350064 | 2 |  | Currently In Use | Gas | 8000 | Steel-Impressed Current | Double Walled | Pressure |  | 1992-02-01 |  | 1992-02-01
350064 | 3 | 2004-11-01 | Removed From Ground | Gas | 6000 | Steel-Impressed Current | Double Walled | Pressure |  | 1992-02-01 |  | 1992-02-01
350064 | 3 |  | Currently In Use | Gas | 6000 | Steel-Impressed Current | Double Walled | Pressure |  | 1992-02-01 |  | 1992-02-01
350064 | 4 | 1993-01-06 | Removed From Ground | Diesel | 6000 | Cathodically Protected Steel | Galvanized Steel | Pressure
350064 | 5 | 1992-10-10 | Removed From Ground | Used Oil | 550 | Bare Steel | Galvanized Steel | Not Marked | Y |  | Y
350066 | 1 | 1986-06-01 | Removed From Ground | Gas | 4000 | Bare Steel | Galvanized Steel | Not Marked
350066 | 2 | 1986-06-01 | Removed From Ground | Gas | 6000 | Bare Steel | Galvanized Steel | Not Marked
350066 | 3 | 1986-06-01 | Removed From Ground | Gas | 6000 | Bare Steel | Galvanized Steel | Not Marked
350066 | 4 | 1986-06-01 | Removed From Ground | Used Oil | 560 | Bare Steel | Galvanized Steel | Not Marked | Y |  | Y
350066 | 5 | 1986-06-01 | Removed From Ground | Diesel | 560 | Bare Steel | Galvanized Steel | Not Marked
350067 | 1 | 1986-05-08 | Currently In Use | Gas | 8000 | Steel-Galvanic | Fiberglass Reinforced Plastic | Pressure |  | 1986-05-08 |  | 1986-05-08
350067 | 2 | 2015-06-18 | Temporarily Out Of Use | Gas | 8000 | Steel-Galvanic | Fiberglass Reinforced Plastic | Pressure |  | 1986-05-08 |  | 1986-05-08
350067 | 3 | 2003-10-29 | Closed In Ground Date Unknown | Gas | 8000 | Steel-Galvanic | Fiberglass Reinforced Plastic | Pressure |  | 1986-05-08 |  | 1986-05-08
350067 | 4 | 1986-05-08 | Currently In Use | Diesel | 8000 | Steel-Galvanic | Fiberglass Reinforced Plastic | Pressure |  | 1986-05-08 |  | 1986-05-08
350067 | 5 | 1986-05-08 | Currently In Use | Diesel | 4000 | Steel-Galvanic | Fiberglass Reinforced Plastic | Pressure |  | 1986-05-08 |  | 1986-05-08
350068 | T1 | 1998-04-06 | Removed From Ground | Gas | 1000 | Bare Steel | Galvanized Steel | Suction: Valve At The Tank
350068 | T3 | 1998-04-06 | Removed From Ground | Gas | 1000 | Bare Steel | Galvanized Steel | Suction: Valve At The Tank
350069 | 1 | 1990-09-24 | Removed From Ground | Gas | 560 | Bare Steel | Galvanized Steel | Not Marked
350070 | 1 | 1992-08-10 | Removed From Ground | Gas | 1000 | Bare Steel | Galvanized Steel | Not Marked
350070 | 2 | 1992-08-10 | Removed From Ground | Gas | 1000 | Bare Steel | Galvanized Steel | Not Marked
350070 | 3 | 1992-08-10 | Removed From Ground | Gas | 1000 | Bare Steel | Galvanized Steel | Not Marked
350070 | 4 | 1992-08-01 | Currently In Use | Gas | 1500 | Cathodically Protected Steel | Fiberglass Reinforced Plastic | Suction: Valve At The Tank |  | 1998-06-01 |  | 1992-08-01
350070 | 4 |  | Removed From Ground Date Unknown | Gas | 1500 | Cathodically Protected Steel | Fiberglass Reinforced Plastic | Suction: Valve At The Tank |  | 1998-06-01 |  | 1992-08-01
350070 | 4A | 1992-08-01 | Currently In Use | Gas | 2500 | Cathodically Protected Steel | Fiberglass Reinforced Plastic | Suction: Valve At The Tank |  | 1998-06-01 |  | 1992-08-01
350070 | 4A |  | Removed From Ground Date Unknown | Gas | 2500 | Cathodically Protected Steel | Fiberglass Reinforced Plastic | Suction: Valve At The Tank |  | 1998-06-01 |  | 1992-08-01
350070 | 5 | 1999-05-17 | Removed From Ground | Gas | 3000 | Bare Steel | Bare Steel | Suction: Valve At The Tank
350070 | 6 | 1999-04-27 | Permanently Out Of Use | Gas | 3000 | Bare Steel | Bare Steel | Suction: Valve At The Tank
350071 | 1 | 1993-11-09 | Removed From Ground | Gas | 1000 | Bare Steel | Galvanized Steel | Not Marked
350071 | 2 | 1993-11-09 | Removed From Ground | Gas | 1000 | Bare Steel | Galvanized Steel | Not Marked
350072 | 1 | 1994-06-17 | Removed From Ground | Gas | 2000 | Bare Steel | Galvanized Steel | Not Marked
350075 | 1 | 1988-06-01 | Removed From Ground | Gas | 560 | Bare Steel | Galvanized Steel | Not Marked
350075 | 2 | 1988-06-01 | Removed From Ground | Gas | 560 | Bare Steel | Galvanized Steel | Not Marked
350075 | 3 | 1985-12-01 | Removed From Ground | Gas | 560 | Bare Steel | Galvanized Steel | Not Marked
350076 | 1 | 1996-08-07 | Removed From Ground | Gas | 1000 | Bare Steel | Galvanized Steel | Suction: Valve At The Tank
350076 | 2 | 1996-08-07 | Removed From Ground | Gas | 1000 | Bare Steel | Galvanized Steel | Suction: Valve At The Tank
350077 | 1 | 1988-06-01 | Removed From Ground | Gas | 1000 | Bare Steel | Galvanized Steel | Not Marked
350079 | 1 | 1999-12-12 | Removed From Ground | Gas | 2000 | Steel-Impressed Current | Cathodically Protected | Suction: Valve At The Tank |  | 1998-08-01 |  | 1998-08-01
350079 | 2 | 1999-12-12 | Removed From Ground | Gas | 3000 | Bare Steel | Galvanized Steel | Suction: Valve At The Tank
350079 | 3 | 1999-12-12 | Removed From Ground | Gas | 1500 | Bare Steel | Galvanized Steel | Suction: Valve At The Tank
350079 | 4 | 1983-05-09 | Currently In Use | Gas | 6000 | Steel-Impressed Current | Cathodically Protected | Suction: Valve At The Tank |  | 1998-08-01 |  | 1998-08-01
350079 | 5 | 2010-11-01 | Removed From Ground | Gas | 3000 | Epoxy | Fiberglass Reinforced Plastic | Suction: Valve At The Tank |  | 1996-04-04 |  | 1996-04-04
350079 | 6 | 1996-04-04 | Currently In Use | Diesel | 1500 | Epoxy | Fiberglass Reinforced Plastic | Suction: Valve At The Tank |  | 1996-04-04 |  | 1996-04-04
350079 | 7 | 2010-11-01 | Removed From Ground | Not Marked/Tank Removed | 1000 | Unknown | Unknown |  | N |  | N
350080 | 1 | 1976-12-01 | Removed From Ground | Gas | 5201 | Bare Steel | Galvanized Steel | Not Marked
350080 | 2 | 1976-12-01 | Removed From Ground | Gas | 5201 | Bare Steel | Galvanized Steel | Not Marked
350080 | 3 | 1988-12-01 | Removed From Ground | Diesel | 8317 | Bare Steel | Galvanized Steel | Not Marked
350080 | 4 | 1976-12-01 | Removed From Ground | Gas | 2000 | Bare Steel | Galvanized Steel | Not Marked
350081 | 1 | 1999-04-28 | Removed From Ground | Gas | 2000 | Bare Steel | Galvanized Steel | Suction: Valve At The Tank
350081 | 2 | 1999-04-28 | Removed From Ground | Gas | 2000 | Bare Steel | Galvanized Steel | Suction: Valve At The Tank
350081 | 3 | 1999-04-19 | Removed From Ground | Gas | 4000 | Cathodically Protected Steel | Fiberglass Reinforced Plastic | Suction: Valve At The Tank |  | 1999-05-04 |  | 1999-05-04
350081 | 4A | 2011-07-19 | Temporarily Out Of Use | Gas | 2000 | Cathodically Protected Steel | Fiberglass Reinforced Plastic | Suction: No Valve At The Tank |  | 1999-04-19 |  | 1999-04-19
350081 | 4B | 2011-07-19 | Temporarily Out Of Use | Gas | 2000 | Cathodically Protected Steel | Fiberglass Reinforced Plastic | Suction: No Valve At The Tank | N | 1999-04-19 | N | 1999-04-19
350082 | 1 | 1988-05-21 | Removed From Ground | Gas | 560 | Bare Steel | Galvanized Steel | Not Marked
350082 | 2 | 1988-05-21 | Removed From Ground | Gas | 560 | Bare Steel | Galvanized Steel | Not Marked
350083 | 1 | 1988-12-01 | Removed From Ground | Gas | 1065 | Bare Steel | Galvanized Steel | Not Marked
350083 | 2 | 1988-12-01 | Removed From Ground | Gas | 1065 | Bare Steel | Galvanized Steel | Not Marked
350083 | 3 | 1987-12-01 | Removed From Ground | Gas | 2000 | Bare Steel | Galvanized Steel | Not Marked
350084 | 1 | 1978-08-01 | Removed From Ground | Gas | 1065 | Bare Steel | Galvanized Steel | Not Marked
350084 | 2 | 1978-08-01 | Removed From Ground | Gas | 1065 | Bare Steel | Galvanized Steel | Not Marked
350084 | 3 | 1978-08-01 | Removed From Ground | Gas | 560 | Bare Steel | Galvanized Steel | Not Marked
350085 | 1 | 1978-06-01 | Removed From Ground | Gas | 1065 | Bare Steel | Galvanized Steel | Not Marked
350085 | 2 | 1978-06-01 | Removed From Ground | Gas | 1065 | Bare Steel | Galvanized Steel | Not Marked
350086 | 1 | 1985-10-01 | Removed From Ground | Gas | 3000 | Bare Steel | Galvanized Steel | Not Marked
350086 | 2 | 1985-10-01 | Removed From Ground | Gas | 1000 | Bare Steel | Galvanized Steel | Not Marked
350086 | 3 | 1985-10-01 | Removed From Ground | Gas | 1000 | Bare Steel | Galvanized Steel | Not Marked
350087 | 1 | 1982-08-01 | Removed From Ground | Gas | 2000 | Bare Steel | Galvanized Steel | Not Marked
350087 | 2 | 1982-08-01 | Removed From Ground | Gas | 2000 | Bare Steel | Galvanized Steel | Not Marked
350087 | 3 | 1982-08-01 | Removed From Ground | Gas | 2000 | Bare Steel | Galvanized Steel | Not Marked
350088 | 1 | 1980-01-01 | Removed From Ground | Gas | 2000 | Bare Steel | Galvanized Steel | Not Marked
350089 | 1 | 1990-09-02 | Removed From Ground | Gas | 2000 | Bare Steel | Galvanic | Suction: Valve At The Tank
350089 | 2 | 1980-05-09 | Currently In Use | Gas | 4000 | Steel-Impressed Current | Impressed Current | Suction: Valve At The Tank |  | 1998-06-01 |  | 1998-06-01
350089 | 3 | 1981-05-09 | Currently In Use | Gas | 6000 | Steel-Impressed Current | Impressed Current | Suction: Valve At The Tank |  | 1998-06-01 |  | 1998-06-01
350089 | 4 | 1988-04-01 | Removed From Ground | Gas | 1065 | Bare Steel | Galvanized Steel | Suction: Valve At The Tank
350089 | 5 | 1988-04-01 | Removed From Ground | Gas | 1065 | Bare Steel | Galvanized Steel | Not Marked
350090 | 1 | 2013-01-24 | Currently In Use | Gas | 8000 | Steel-Impressed Current | Cathodically Protected | Suction: No Valve At The Tank |  | 1998-12-01 |  | 1998-12-01
350090 | 2 | 2013-01-24 | Currently In Use | Gas | 4000 | Steel-Impressed Current | Cathodically Protected | Suction: No Valve At The Tank |  | 1998-12-01 |  | 1998-12-01
350090 | 3 | 2013-01-24 | Currently In Use | Gas | 4000 | Steel-Impressed Current | Cathodically Protected | Suction: No Valve At The Tank |  | 1998-12-01 |  | 1998-12-01
350091 | 1 | 2014-05-20 | Removed From Ground | Gas | 8000 | Steel-Impressed Current | Impressed Current | Suction: No Valve At The Tank |  | 1998-04-01 |  | 1998-04-01
350091 | 2 | 2014-05-20 | Removed From Ground | Gas | 4000 | Steel-Impressed Current | Cathodically Protected | Suction: Valve At The Tank |  | 1998-04-01 |  | 1998-04-01
350091 | 3 | 2014-05-20 | Removed From Ground | Gas | 4000 | Steel-Impressed Current | Impressed Current | Suction: No Valve At The Tank |  | 1998-04-01 |  | 1998-04-01
350091 | 4 | 2014-08-07 | Currently In Use | Gas | 8000 | Tank Jacket | Fiberglass/Double Walled | Pressure | N | 2014-08-07 | N | 2014-08-07
350091 | 5 | 2014-08-07 | Currently In Use | Not Marked | 4000 | Tank Jacket | Fiberglass/Double Walled | Pressure | N | 2014-08-07 | N | 2014-08-07
350092 | 1 | 1998-06-01 | Removed From Ground | Gas | 8000 | Bare Steel | Galvanized Steel | Suction: Valve At The Tank
350092 | 2 | 1998-06-01 | Removed From Ground | Diesel | 4000 | Bare Steel | Galvanized Steel | Suction: Valve At The Tank
350092 | 3 | 1998-06-01 | Removed From Ground | Gas | 4000 | Bare Steel | Galvanized Steel | Suction: Valve At The Tank
350092 | 4A | 2001-06-01 | Currently In Use | Gas | 8000 | Composite | Fiberglass Reinforced Plastic | Pressure | N | 2001-06-01 | N | 2001-06-01
350092 | 4B | 2001-06-01 | Currently In Use | Gas | 4000 | Composite | Fiberglass Reinforced Plastic | Pressure | N | 2001-06-01 | N | 2001-06-01
350092 | 5 | 2003-06-01 | Currently In Use | Diesel | 4000 | Composite | Fiberglass Reinforced Plastic | Pressure | N | 2003-06-01 | N | 2003-06-01
350093 | 1 | 1996-07-24 | Removed From Ground | Gas | 8000 | Bare Steel | Galvanized Steel | Suction: Valve At The Tank
350093 | 2 | 1996-07-24 | Removed From Ground | Gas | 4000 | Bare Steel | Galvanized Steel | Suction: Valve At The Tank
350093 | 3 | 1996-07-24 | Removed From Ground | Gas | 4000 | Bare Steel | Galvanized Steel | Suction: Valve At The Tank
350094 | 1 | 1988-12-01 | Removed From Ground | Gas | 3000 | Bare Steel | Galvanized Steel | Not Marked
350094 | 2 | 1988-12-01 | Removed From Ground | Gas | 3000 | Bare Steel | Galvanized Steel | Not Marked
350095 | 1 | 1984-01-01 | Removed From Ground | Gas | 4000 | Bare Steel | Galvanized Steel | Not Marked
350095 | 2 | 1984-01-01 | Removed From Ground | Gas | 4000 | Bare Steel | Galvanized Steel | Not Marked
350096 | 1 | 1997-09-01 | Removed From Ground | Gas | 8000 | Bare Steel | Galvanized Steel | Suction: Valve At The Tank |  | 1981-01-01 |  | 1981-01-01
350096 | 2 | 1997-09-01 | Removed From Ground | Gas | 4000 | Bare Steel | Galvanized Steel | Suction: Valve At The Tank |  | 1981-01-01 |  | 1981-01-01
350096 | 3 | 1997-09-01 | Removed From Ground | Gas | 4000 | Bare Steel | Galvanized Steel | Suction: Valve At The Tank |  | 1981-01-01 |  | 1981-01-01
350096 | 4 | 1997-01-01 | Currently In Use | Gas | 8000 | Epoxy | Double Walled Flex | Pressure |  | 1997-10-01 |  | 1997-10-01
350096 | 5 | 1997-01-01 | Currently In Use | Gas | 12000 | Epoxy | Double Walled Flex | Pressure |  | 1997-10-01 |  | 1997-10-01
350099 | 1 | 1990-06-28 | Removed From Ground | Gas |  | Bare Steel | Galvanized Steel | Not Marked
350101 | 1 | 1973-12-01 | Permanently Out Of Use | Diesel | 1500 | Bare Steel | Galvanized Steel | Not Marked
350101 | 2 | 1973-12-01 | Permanently Out Of Use | Diesel | 1500 | Bare Steel | Galvanized Steel | Not Marked
350101 | 3 | 1973-12-01 | Permanently Out Of Use | Diesel | 3000 | Bare Steel | Galvanized Steel | Not Marked
350101 | 4 | 1973-12-01 | Permanently Out Of Use | Diesel | 3000 | Bare Steel | Galvanized Steel | Not Marked
350104 | 1 | 1994-10-17 | Removed From Ground | Diesel | 10000 | Bare Steel | Galvanized Steel | Not Marked
350104 | 2 | 1994-10-17 | Removed From Ground | Diesel | 8000 | Bare Steel | Galvanized Steel | Not Marked
350104 | 3 | 1992-06-30 | Removed From Ground | Gas | 600 | Bare Steel | Galvanized Steel | Not Marked
350104 | 4 | 1996-09-30 | Removed From Ground | Used Oil | 250 | Bare Steel | Not Marked | Not Marked | Y |  | Y
350104 | 5 | 1994-10-01 | Currently In Use | Diesel | 10000 | Composite | Fiberglass Reinforced Plastic | Suction: No Valve At The Tank |  | 1994-10-01 |  | 1994-10-01
350105 | 1 | 2012-11-06 | Temporarily Out Of Use | Gas | 2000 | Steel-Impressed Current | Fiberglass Reinforced Plastic | Suction: Valve At The Tank |  | 1998-10-22 |  | 1998-10-22
350105 | 2 | 2012-11-06 | Currently In Use | Gas | 2000 | Steel-Impressed Current | Fiberglass Reinforced Plastic | Suction: Valve At The Tank |  | 1998-10-22 |  | 1998-10-22
350107 | 1 | 1988-05-01 | Removed From Ground | Other | 1 | Marked Unknown | Unknown | Not Marked
350107 | 2 | 1988-05-01 | Removed From Ground | Other | 1 | Marked Unknown | Unknown | Not Marked
350107 | 3 | 1988-05-01 | Removed From Ground | Other | 1 | Marked Unknown | Unknown | Not Marked
350107 | 4 | 1999-06-28 | Removed From Ground | Gas | 6000 | Cathodically Protected Steel | Fiberglass Reinforced Plastic | Pressure |  | 1990-05-01 |  | 1990-05-01
350107 | 5 | 1999-06-28 | Removed From Ground | Gas | 6000 | Cathodically Protected Steel | Fiberglass Reinforced Plastic | Pressure |  | 1990-05-01 |  | 1990-05-01
350107 | 6 | 2001-11-01 | Currently In Use | Gas | 8000 | STIP-3 | Fiberglass Reinforced Plastic | Pressure |  | 2001-11-01 |  | 2001-11-01
350107 | 7 | 2001-11-01 | Currently In Use | Diesel | 8000 | STIP-3 | Fiberglass Reinforced Plastic | Pressure |  | 2001-11-01 |  | 2001-11-01
350107 | 8 | 2001-11-01 | Currently In Use | Gas | 3000 | STIP-3 | Fiberglass Reinforced Plastic | Pressure |  | 2001-11-01 |  | 2001-11-01
350108 | 1 | 1991-11-01 | Removed From Ground | Gas | 10000 | Bare Steel | Unknown | Not Marked
350108 | 2 | 1991-11-01 | Removed From Ground | Diesel | 4000 | Bare Steel | Unknown | Not Marked
350109 | 1 | 1993-05-18 | Removed From Ground | Gas | 10000 | Bare Steel | Galvanized Steel | Pressure
350109 | 2 | 1993-05-18 | Removed From Ground | Gas | 10000 | Bare Steel | Galvanized Steel | Pressure
350110 | 1 | 1995-12-06 | Currently In Use | Gas | 8000 | Steel-Impressed Current | Cathodically Protected | Pressure |  | 1995-12-06 |  | 1995-12-06
350110 | 2 | 1969-05-11 | Currently In Use | Gas | 6000 | Steel-Impressed Current | Cathodically Protected | Pressure |  | 1995-12-06 |  | 1995-12-06
350110 | 3 | 1969-05-11 | Currently In Use | Gas | 6000 | Steel-Impressed Current | Cathodically Protected | Pressure |  | 1995-12-06 |  | 1995-12-06
350110 | 4 | 1969-05-11 | Currently In Use | Diesel | 8000 | Steel-Impressed Current | Cathodically Protected | Pressure |  | 1995-12-06 |  | 1995-12-06
350113 | 1 | 1998-05-20 | Removed From Ground | Gas | 4000 | Bare Steel | Galvanized Steel | Not Marked
350113 | 2 | 1998-05-20 | Removed From Ground | Gas | 6000 | Bare Steel | Galvanized Steel | Not Marked
350113 | 3 | 1998-05-20 | Removed From Ground | Gas | 6000 | Bare Steel | Galvanized Steel | Not Marked
350113 | 4 | 1998-05-20 | Removed From Ground | Kerosene | 1000 | Bare Steel | Galvanized Steel | Not Marked
350115 | 1 | 1999-02-01 | Removed From Ground | Gas | 2000 | Bare Steel | Galvanized Steel | Not Marked
350115 | 2 | 1999-02-01 | Removed From Ground | Gas | 2000 | Bare Steel | Galvanized Steel | Not Marked
350115 | 3 | 1999-02-01 | Removed From Ground | Diesel | 2000 | Bare Steel | Galvanized Steel | Not Marked
350115 | 4 | 1999-02-01 | Removed From Ground | Kerosene | 550 | Bare Steel | Galvanized Steel | Not Marked
350115 | 5 | 1999-02-01 | Removed From Ground | Used Oil | 550 | Bare Steel | Not Marked | Not Marked | Y |  | Y
350119 | 1 | 1999-02-01 | Removed From Ground | Gas | 550 | Bare Steel | Galvanized Steel | Not Marked
350119 | 2 | 1999-02-01 | Removed From Ground | Gas | 550 | Bare Steel | Galvanized Steel | Not Marked
350119 | 3 | 1999-02-01 | Removed From Ground | Gas | 1000 | Bare Steel | Galvanized Steel | Not Marked
350122 | 1 | 1999-02-01 | Removed From Ground | Gas | 550 | Bare Steel | Galvanized Steel | Not Marked
350122 | 2 | 1999-02-01 | Removed From Ground | Gas | 550 | Bare Steel | Galvanized Steel | Not Marked
350123 | 1 | 1999-02-01 | Removed From Ground | Gas | 1000 | Bare Steel | Galvanized Steel | Not Marked
350123 | 2 | 1999-02-01 | Removed From Ground | Gas | 1000 | Bare Steel | Galvanized Steel | Not Marked
350123 | 3 | 1999-02-01 | Removed From Ground | Gas | 1000 | Bare Steel | Galvanized Steel | Not Marked
350124 | 1 | 1998-10-01 | Closed In Ground | Gas | 3000 | Epoxy | Galvanized Steel | Suction: Valve At The Tank
350124 | 2 | 1998-10-01 | Closed In Ground | Gas | 3000 | Bare Steel | Galvanized Steel | Not Marked
350124 | 3 | 1998-10-01 | Closed In Ground | Gas | 3000 | Bare Steel | Galvanized Steel | Not Marked
350124 | 4 | 1998-10-01 | Closed In Ground | Gas | 3000 | Bare Steel | Galvanized Steel | Not Marked
350124 | 5 | 1998-10-01 | Closed In Ground | Gas | 3000 | Bare Steel | Galvanized Steel | Not Marked
350124 | 6 | 1998-10-01 | Closed In Ground | Used Oil | 550 | Bare Steel | Not Marked | Not Marked | Y |  | Y
350124 | 7 | 1998-10-01 | Closed In Ground | Empty | 550 | Bare Steel | Not Marked | Not Marked
350124 | 8 | 1998-10-01 | Closed In Ground | Empty | 260 | Bare Steel | Galvanized Steel | Not Marked
350125 | 1 | 1999-02-01 | Removed From Ground | Gas | 3000 | Bare Steel | Galvanized Steel | Not Marked
350125 | 2 | 1999-02-01 | Removed From Ground | Gas | 3000 | Bare Steel | Galvanized Steel | Pressure
350125 | 3 | 1999-02-01 | Removed From Ground | Gas | 3000 | Bare Steel | Galvanized Steel | Pressure
350125 | 4 | 1999-02-01 | Removed From Ground | Gas | 3000 | Bare Steel | Galvanized Steel | Pressure
350125 | 5 | 1999-02-01 | Removed From Ground | Gas | 3000 | Bare Steel | Galvanized Steel | Not Marked
350125 | 6 | 1992-01-01 | Removed From Ground | Used Oil | 550 | Bare Steel | Not Marked | Not Marked | Y |  | Y
350125 | 8 |  | Removed From Ground Date Unknown | Other | 260 | Bare Steel | Galvanized Steel | Not Marked
350125 | 8 |  | Temporarily Out Of Use | Other | 260 | Bare Steel | Galvanized Steel | Not Marked
350126 | 360054-1 | 1992-07-30 | Removed From Ground | Gas | 12000 | Fiberglass | Not Marked | Not Marked
350126 | 360054-2 | 1992-07-30 | Removed From Ground | Diesel | 2000 | Bare Steel | Not Marked | Not Marked
350127 | 1 |  | Permanently Out Of Use | Diesel | 1000 | Bare Steel | Copper | Not Marked
350129 | 1 | 1987-11-18 | Removed From Ground | Gas | 550 | Bare Steel | Galvanized Steel | Not Marked
350129 | 2 | 1987-11-18 | Removed From Ground | Gas | 550 | Bare Steel | Galvanized Steel | Not Marked
350129 | RU1 | 1987-12-04 | Currently In Use | Gas | 550 | STIP-3 | Cathodically Protected | Suction: Valve At The Tank |  | 1998-09-09 |  | 1998-09-09
350129 | UP1 | 1987-12-04 | Currently In Use | Gas | 550 | STIP-3 | Cathodically Protected | Suction: Valve At The Tank |  | 1998-09-09 |  | 1998-09-09
350130 | 1 | 2002-01-01 | Removed From Ground | Gas | 8000 | Steel-Impressed Current | Cathodically Protected | Pressure |  | 1998-06-11 |  | 1983-04-22
350130 | 2 | 2002-01-01 | Removed From Ground | Gas | 4000 | Steel-Impressed Current | Cathodically Protected | Pressure |  | 1998-06-11 |  | 1983-04-22
350130 | 3 | 2002-01-01 | Removed From Ground | Gas | 4000 | Steel-Impressed Current | Cathodically Protected | Pressure |  | 1998-06-11 |  | 1983-04-22
350130 | 4 | 2002-01-02 | Removed From Ground | Diesel | 4000 | Steel-Impressed Current | Cathodically Protected | Pressure |  | 1998-06-11 |  | 1983-04-22
350131 | 1 | 1990-11-01 | Removed From Ground | Gas | 1000 | Bare Steel | Galvanized Steel | Not Marked
350131 | 2 | 1990-11-01 | Removed From Ground | Gas | 550 | Bare Steel | Galvanized Steel | Not Marked
350133 | 1 | 1989-06-15 | Removed From Ground | Gas | 1000 | Bare Steel | Galvanized Steel | Not Marked
350133 | 2 | 1989-06-15 | Removed From Ground | Diesel | 550 | Bare Steel | Galvanized Steel | Not Marked
350134 | 1 | 1983-04-22 | Currently In Use | Gas | 15000 | Cathodically Protected Steel | Cathodically Protected | Pressure |  | 1995-04-20 |  | 1983-04-22
350134 | 2 | 1982-04-22 | Currently In Use | Gas | 15000 | Cathodically Protected Steel | Cathodically Protected | Pressure |  | 1995-04-20 |  | 1983-04-22
350134 | 3 | 1982-04-22 | Currently In Use | Gas | 12000 | Cathodically Protected Steel | Cathodically Protected | Pressure |  | 1995-04-20 |  | 1983-04-22
350134 | 4 | 1982-04-22 | Currently In Use | Diesel | 15000 | Cathodically Protected Steel | Cathodically Protected | Pressure |  | 1995-04-20 |  | 1983-04-22
350134 | 5 | 1982-04-22 | Temporarily Out Of Use | Empty | 6000 | Cathodically Protected Steel | Cathodically Protected | Pressure |  | 1995-04-20 |  | 1983-04-22
350134 | 6 | 1982-04-22 | Temporarily Out Of Use | Empty | 3000 | Cathodically Protected Steel | Cathodically Protected | Not Marked |  | 1995-04-20 |  | 1983-04-22
350135 | 1 |  | Removed From Ground Date Unknown | Gas | 1060 | Bare Steel | Galvanized Steel | Suction: Valve At The Tank
350136 | 1 | 1994-03-26 | Removed From Ground | Diesel | 10000 | Bare Steel | Galvanized Steel | Not Marked
350136 | 2 | 1994-03-26 | Removed From Ground | Diesel | 10000 | Bare Steel | Galvanized Steel | Not Marked
350137 | 1 | 1989-10-01 | Removed From Ground | Gas | 550 | Bare Steel | Galvanized Steel | Not Marked
350138 | 1 | 1987-10-29 | Removed From Ground | Kerosene | 4000 | Bare Steel | Galvanized Steel | Not Marked
350138 | 2 | 1987-10-29 | Removed From Ground | Kerosene | 4000 | Bare Steel | Galvanized Steel | Not Marked
350138 | 3 | 1987-10-29 | Removed From Ground | Kerosene | 2000 | Bare Steel | Galvanized Steel | Not Marked
350139 | 1 |  | Removed From Ground Date Unknown | Diesel | 10000 | Bare Steel | Unknown | Not Marked
350140 | 1 |  | Removed From Ground Date Unknown | Diesel | 6000 | Bare Steel | Bare Steel | Not Marked
350141 | 1 |  | Removed From Ground Date Unknown | Heating Oil | 1500 | Bare Steel | Galvanized Steel | Not Marked
350143 | 1 | 1974-05-10 | Currently In Use | Gas | 10000 | Steel-Impressed Current | Fiberglass Reinforced Plastic | Pressure |  | 1997-05-20 |  | 1997-05-20
350143 | 2 | 1974-05-10 | Currently In Use | Gas | 10000 | Steel-Impressed Current | Fiberglass Reinforced Plastic | Pressure |  | 1997-05-20 |  | 1997-05-20
350144 | 459D1 | 2004-03-24 | Removed From Ground | Diesel | 1130 | Bare Steel | Galvanized Steel | Suction: Valve At The Tank
350144 | 459G1 | 2004-03-24 | Removed From Ground | Gas | 1080 | Bare Steel | Galvanized Steel | Suction: Valve At The Tank
350144 | 459G2 | 2004-03-24 | Removed From Ground | Gas | 1080 | Bare Steel | Galvanized Steel | Suction: Valve At The Tank
350146 | 1 | 1982-05-09 | Currently In Use | Diesel | 10000 | Bare Steel | Galvanized Steel | Not Marked
350146 | 2 | 1982-05-09 | Currently In Use | Gas | 10000 | Bare Steel | Galvanized Steel | Not Marked
350146 | 3 | 1982-05-09 | Currently In Use | Gas | 10000 | Bare Steel | Galvanized Steel | Not Marked
350146 | 4 | 1982-05-09 | Currently In Use | Gas | 10000 | Bare Steel | Galvanized Steel | Not Marked
350147 | 1 | 1986-01-01 | Currently In Use | Gas | 8000 | Epoxy | Fiberglass Reinforced Plastic | Pressure |  | 1986-01-01 |  | 1986-01-01
350147 | 2 | 2009-04-16 | Temporarily Out Of Use | Gas | 6000 | Epoxy | Fiberglass Reinforced Plastic | Pressure |  | 1986-01-01 |  | 1986-01-01
350147 | 3 | 2009-04-16 | Temporarily Out Of Use | Gas | 6000 | Epoxy | Fiberglass Reinforced Plastic | Pressure |  | 1986-01-01 |  | 1986-01-01
350149 | 1 |  | Removed From Ground Date Unknown | Gas | 1000 | Bare Steel | Galvanized Steel | Not Marked
350151 | 1 | 1998-06-04 | Closed In Ground | Gas | 2000 | Bare Steel | Galvanized Steel | Suction: No Valve At The Tank
350151 | 2 | 1998-06-04 | Closed In Ground | Gas | 4000 | Bare Steel | Galvanized Steel | Suction: No Valve At The Tank
350151 | 3 | 1998-06-04 | Closed In Ground | Diesel | 10000 | Bare Steel | Galvanized Steel | Suction: No Valve At The Tank
350154 | 1 |  | Removed From Ground Date Unknown | Gas |  | Bare Steel | Galvanized Steel | Not Marked
350154 | 2 |  | Removed From Ground Date Unknown | Gas |  | Bare Steel | Galvanized Steel | Not Marked
350155 | 1 | 2010-09-28 | Removed From Ground | Gas | 3000 | Cathodically Protected Steel | Cathodically Protected | Suction: Valve At The Tank |  | 1989-08-01 |  | 1989-08-01
350155 | 2 | 2010-09-28 | Removed From Ground | Gas | 3000 | Cathodically Protected Steel | Cathodically Protected | Suction: Valve At The Tank |  | 1989-08-01 |  | 1989-08-01
350155 | 3 | 2010-09-28 | Removed From Ground | Gas | 3000 | Cathodically Protected Steel | Cathodically Protected | Suction: Valve At The Tank |  | 1989-08-01 |  | 1989-08-01
350155 | 4 | 2010-09-28 | Removed From Ground | Gas | 3000 | Cathodically Protected Steel | Cathodically Protected | Suction: Valve At The Tank |  | 1989-08-01 |  | 1989-08-01
350155 | 5 | 1998-06-23 | Removed From Ground | Empty | 500 | Bare Steel | Galvanized Steel | Not Marked
350155 | 6 | 1998-06-23 | Removed From Ground | Used Oil | 500 | Bare Steel | Galvanized Steel | Not Marked | Y |  | Y
350156 | 1 | 1998-08-14 | Closed In Ground | Diesel | 10000 | Bare Steel | Galvanized Steel | Not Marked
350156 | 2 | 1998-08-14 | Removed From Ground | Gas | 1000 | Bare Steel | Galvanized Steel | Not Marked
350156 | 3 | 1998-08-14 | Removed From Ground | Gas | 1000 | Bare Steel | Galvanized Steel | Not Marked
350156 | 4 | 1998-08-14 | Removed From Ground | Gas | 1000 | Bare Steel | Galvanized Steel | Not Marked
350159 | 53578 | 1987-01-01 | Currently In Use | Gas | 6000 | Steel-Galvanic | Fiberglass Reinforced Plastic | Pressure |  | 1987-01-01 |  | 1987-01-01
350159 | 53580 | 1987-01-01 | Currently In Use | Gas | 6000 | Steel-Galvanic | Fiberglass Reinforced Plastic | Pressure |  | 1987-01-01 |  | 1987-01-01
350159 | 53581 | 1987-01-01 | Currently In Use | Gas | 6000 | Steel-Galvanic | Fiberglass Reinforced Plastic | Pressure |  | 1987-01-01 |  | 1987-01-01
360002 | 1 | 2016-02-09 | Temporarily Out Of Use | Gas | 8084 | Steel-Impressed Current | Cathodically Protected | Pressure |  | 1998-01-01 |  | 1998-01-01
360002 | 2 | 2016-02-09 | Temporarily Out Of Use | Gas | 8084 | Steel-Impressed Current | Cathodically Protected | Pressure |  | 1998-01-01 |  | 1998-01-01
360002 | 3 | 2016-02-09 | Temporarily Out Of Use | Gas | 8000 | Steel-Impressed Current | Cathodically Protected | Pressure |  | 1998-01-01 |  | 1998-01-01
360003 | 1 | 2000-10-01 | Removed From Ground | Diesel | 10000 | Steel-Impressed Current | Cathodically Protected | Pressure |  | 1998-07-01 |  | 1998-07-01
360003 | 10 | 2015-07-13 | Currently In Use | Gas | 4000 | Fiberglass | Secondary Containment | Pressure |  | 2000-11-03 |  | 2000-11-03
360003 | 2 | 2000-10-01 | Removed From Ground | Gas | 10000 | Steel-Impressed Current | Cathodically Protected | Pressure |  | 1998-07-01 |  | 1998-07-01
360003 | 3 | 2000-10-01 | Removed From Ground | Gas | 10000 | Steel-Impressed Current | Cathodically Protected | Pressure |  | 1998-07-01 |  | 1998-07-01
360003 | 4 | 2000-10-01 | Removed From Ground | Gas | 10000 | Steel-Impressed Current | Cathodically Protected | Pressure |  | 1998-07-01 |  | 1998-07-01
360003 | 5 | 2000-10-01 | Removed From Ground | Kerosene | 4000 | Steel-Impressed Current | Cathodically Protected | Pressure |  | 1998-01-01 |  | 1998-01-01
360003 | 6 | 2000-10-30 | Currently In Use | Gas | 12000 | Fiberglass | Secondary Containment | Pressure |  | 2000-11-03 |  | 2000-11-03
360003 | 7 | 2000-10-30 | Currently In Use | Gas | 12000 | Fiberglass | Secondary Containment | Pressure |  | 2000-11-03 |  | 2000-11-03
360003 | 8 | 2000-10-30 | Currently In Use | Gas | 12000 | Fiberglass | Secondary Containment | Pressure |  | 2000-11-03 |  | 2000-11-03
360003 | 9 | 2000-10-30 | Currently In Use | Diesel | 8000 | Fiberglass | Secondary Containment | Pressure |  | 2000-11-03 |  | 2000-11-03
360004 | 1 | 2010-08-24 | Temporarily Out Of Use | Gas | 6000 | Steel-Impressed Current | Double Walled Flex | Pressure |  | 1999-01-12 |  | 1999-01-12
360004 | 2 | 1971-03-28 | Currently In Use | Gas | 6000 | Steel-Impressed Current | Double Walled Flex | Pressure |  | 1999-01-12 |  | 1999-01-12
360004 | 3 | 1971-03-28 | Currently In Use | Gas | 4000 | Steel-Impressed Current | Double Walled Flex | Pressure |  | 1999-01-12 |  | 1999-01-12
360004 | 4 | 1997-06-01 | Removed From Ground | Gas | 10000 | Bare Steel | Galvanized Steel | Suction: No Valve At The Tank
360008 | 1 |  | Removed From Ground Date Unknown | Gas | 1000 | Bare Steel | Galvanized Steel | Not Marked
360009 | 1 | 1990-11-05 | Removed From Ground | Hazardous Substance | 20000 | Cathodically Protected Steel | Bare Steel | Not Marked
360009 | 2 | 1990-11-05 | Removed From Ground | Hazardous Substance | 20000 | Cathodically Protected Steel | Bare Steel | Not Marked
360009 | 3 | 1990-11-05 | Removed From Ground | Hazardous Substance | 20000 | Cathodically Protected Steel | Bare Steel | Not Marked
360009 | 4 | 1990-11-05 | Removed From Ground | Hazardous Substance | 20000 | Cathodically Protected Steel | Bare Steel | Not Marked
360009 | 5 | 1996-08-02 | Removed From Ground | Diesel | 1000 | Not Marked/Unknown | Not Marked | Not Marked
360010 | 1 | 1997-07-02 | Removed From Ground | Diesel | 1000 | Bare Steel | Galvanized Steel | Suction: No Valve At The Tank
360010 | 2 | 1997-07-02 | Removed From Ground | Gas | 1000 | Bare Steel | Galvanized Steel | Suction: No Valve At The Tank
360011 | 1 | 1999-04-01 | Removed From Ground | Gas | 1000 | Marked Unknown | Galvanized Steel | Suction: Valve At The Tank
360011 | 2 | 1999-04-01 | Removed From Ground | Diesel | 500 | Marked Unknown | Unknown | Suction: Valve At The Tank
360011 | 626808 | 2013-03-20 | Temporarily Out Of Use | Gas | 2500 | Fiberglass Double Walled | Fiberglass Reinforced Plastic | Suction: Valve At The Tank |  | 2000-08-21 |  | 2000-08-21
360012 | 1 | 1992-04-23 | Removed From Ground | Gas | 10000 | Bare Steel | Galvanized Steel | Not Marked
360012 | 2 | 1992-04-23 | Removed From Ground | Diesel | 10000 | Bare Steel | Galvanized Steel | Not Marked
360012 | 3 | 1991-07-11 | Currently In Use | Diesel | 10000 | Steel-Galvanic | Fiberglass/Double Walled | Pressure |  | 1991-07-11 |  | 1991-07-11
360012 | 4 | 1991-07-11 | Currently In Use | Diesel | 10000 | Steel-Galvanic | Fiberglass/Double Walled | Pressure |  | 1991-07-11 |  | 1991-07-11
360012 | 5 | 1991-07-11 | Currently In Use | Gas | 10000 | Steel-Galvanic | Fiberglass/Double Walled | Pressure |  | 1991-07-11 |  | 1991-07-11
360014 | 1 | 2000-11-01 | Removed From Ground | Gas | 10000 | Cathodically Protected Steel | Fiberglass Reinforced Plastic | Pressure |  | 1992-01-05 |  | 1992-01-05
360014 | 2 | 2000-11-01 | Removed From Ground | Gas | 6000 | Cathodically Protected Steel | Fiberglass Reinforced Plastic | Pressure |  | 1992-01-05 |  | 1992-01-05
360014 | 3 | 2000-11-01 | Removed From Ground | Gas | 10000 | Cathodically Protected Steel | Fiberglass Reinforced Plastic | Pressure |  | 1992-01-05 |  | 1992-01-01
360014 | 4 | 1997-05-14 | Removed From Ground | Kerosene | 2682 | Cathodically Protected Steel | Cathodically Protected | Suction: Valve At The Tank
360017 | 1 | 1988-01-01 | Removed From Ground | Gas | 8000 | Bare Steel | Unknown | Not Marked
360017 | 2 | 1988-01-01 | Removed From Ground | Gas | 5000 | Bare Steel | Unknown | Not Marked
360017 | 3 | 1988-01-01 | Removed From Ground | Gas | 5000 | Bare Steel | Unknown | Not Marked
360017 | 4 | 1988-01-01 | Removed From Ground | Gas | 6000 | Bare Steel | Unknown | Not Marked
360017 | 5 | 1997-10-29 | Removed From Ground | Used Oil | 560 | Bare Steel | Unknown | Gravity Fed | Y |  | Y
360017 | 6 | 1998-03-01 | Temporarily Out Of Use | Gas | 10000 | STIP-3 | Fiberglass Reinforced Plastic | Pressure |  | 1988-02-01 |  | 1988-02-01
360017 | 7 | 1998-03-01 | Temporarily Out Of Use | Gas | 8000 | STIP-3 | Fiberglass Reinforced Plastic | Pressure |  | 1988-02-01 |  | 1988-02-01
360017 | 8 | 1998-03-01 | Temporarily Out Of Use | Gas | 6000 | STIP-3 | Fiberglass Reinforced Plastic | Pressure |  | 1988-02-01 |  | 1988-02-01
360020 | 1 |  | Removed From Ground Date Unknown | Gas | 3000 | Bare Steel | Galvanized Steel | Not Marked
360020 | 2 |  | Removed From Ground Date Unknown | Gas | 250 | Bare Steel | Galvanized Steel | Not Marked
360021 | 1 |  | Removed From Ground Date Unknown | Diesel | 150 | Bare Steel | Copper | Not Marked
360022 | 1 | 1991-02-01 | Closed In Ground | Kerosene | 2000 | Bare Steel | Galvanized Steel | Not Marked
360022 | 2 | 1991-02-01 | Closed In Ground | Diesel | 560 | Bare Steel | Galvanized Steel | Not Marked
360022 | 3 | 1991-04-01 | Removed From Ground | Gas | 2000 | Bare Steel | Galvanized Steel | Not Marked
360022 | 4 | 1991-04-01 | Removed From Ground | Gas | 2000 | Bare Steel | Galvanized Steel | Not Marked
360022 | 5 | 2007-10-30 | Removed From Ground | Gas | 1000 | Steel-Galvanic | Galvanized Steel | Suction: No Valve At The Tank |  | 1991-01-01 |  | 1991-01-01
360022 | 6 | 2007-10-30 | Removed From Ground | Diesel | 1000 | Steel-Galvanic | Cathodically Protected | Suction: No Valve At The Tank |  | 1991-01-01 |  | 1991-01-01
360024 | 10207-1 | 1991-06-01 | Removed From Ground | Gas | 1000 | Bare Steel | Galvanized Steel | Not Marked
360024 | 207D1 | 2003-01-22 | Removed From Ground | Diesel | 1000 | Bare Steel | Galvanized Steel | Suction: Valve At The Tank
360024 | 207D1 |  | Temporarily Out Of Use | Diesel | 1000 | Bare Steel | Galvanized Steel | Suction: Valve At The Tank
360024 | 207G1 | 2003-01-22 | Removed From Ground | Gas | 4000 | Cathodically Protected Steel | Galvanized Steel | Suction: Valve At The Tank
360024 | 207G1 |  | Temporarily Out Of Use | Gas | 4000 | Cathodically Protected Steel | Galvanized Steel | Suction: Valve At The Tank
360025 | 1 | 1994-03-25 | Removed From Ground | Gas | 10000 | Cathodically Protected Steel | Galvanized Steel | Not Marked
360025 | 10 | 1994-03-07 | Currently In Use | Diesel | 10215 | Double Walled | Fiberglass Reinforced Plastic | Pressure |  | 1994-03-07 |  | 1994-03-07
360025 | 2 | 1994-03-25 | Removed From Ground | Gas | 10000 | Cathodically Protected Steel | Galvanized Steel | Not Marked
360025 | 3 | 1994-03-25 | Removed From Ground | Gas | 10000 | Cathodically Protected Steel | Galvanized Steel | Not Marked
360025 | 4 | 1994-03-25 | Removed From Ground | Diesel | 10000 | Cathodically Protected Steel | Galvanized Steel | Not Marked
360025 | 5 | 1994-03-25 | Removed From Ground | Kerosene | 4000 | Cathodically Protected Steel | Galvanized Steel | Not Marked
360025 | 6 | 1994-03-07 | Temporarily Out Of Use | Other | 8210 | Double Walled | Fiberglass Reinforced Plastic | Pressure |  | 1994-03-07 |  | 1994-03-07
360025 | 7 | 1994-03-07 | Currently In Use | Gas | 12283 | Double Walled | Fiberglass Reinforced Plastic | Pressure |  | 1994-03-07 |  | 1994-03-07
360025 | 8 | 1994-03-07 | Currently In Use | Gas | 12283 | Double Walled | Fiberglass Reinforced Plastic | Pressure |  | 1994-03-07 |  | 1994-03-07
360025 | 9 | 1994-03-07 | Currently In Use | Gas | 12283 | Double Walled | Fiberglass Reinforced Plastic | Pressure |  | 1994-03-07 |  | 1994-03-07
360026 | 1 | 1994-07-01 | Removed From Ground | Gas | 6000 | Bare Steel | Galvanized Steel | Pressure
360026 | 2 | 1994-07-01 | Removed From Ground | Gas | 8000 | Bare Steel | Galvanized Steel | Pressure
360026 | 3 | 1994-07-01 | Removed From Ground | Gas | 5000 | Bare Steel | Galvanized Steel | Pressure
360026 | 4 | 1994-07-01 | Removed From Ground | Heating Oil | 550 | Not Marked/Unknown | Not Marked | Not Marked
360028 | 1 | 1990-11-01 | Removed From Ground | Gas | 5000 | Bare Steel | Galvanized Steel | Not Marked
360028 | 2 | 1990-11-01 | Removed From Ground | Gas | 3000 | Bare Steel | Galvanized Steel | Not Marked
360028 | 3 | 1990-11-01 | Removed From Ground | Gas | 2000 | Bare Steel | Galvanized Steel | Not Marked
360028 | 4 | 1990-11-01 | Removed From Ground | Kerosene | 285 | Bare Steel | Galvanized Steel | Not Marked
360033 | 1 |  | Removed From Ground Date Unknown | Gas | 4000 | Bare Steel | Galvanized Steel | Not Marked
360033 | 2 |  | Removed From Ground Date Unknown | Gas | 4000 | Bare Steel | Galvanized Steel | Not Marked
360033 | 3 |  | Removed From Ground Date Unknown | Diesel | 4000 | Bare Steel | Galvanized Steel | Not Marked
360033 | 4 | 1993-07-07 | Currently In Use | Gas | 8000 | Cathodically Protected Steel | Fiberglass Reinforced Plastic | Pressure |  | 1993-06-01 |  | 1993-06-01
360033 | 5 | 1993-07-07 | Currently In Use | Gas | 6000 | Cathodically Protected Steel | Fiberglass Reinforced Plastic | Pressure |  | 1993-06-03 |  | 1993-06-03
360033 | 6 | 1993-07-07 | Currently In Use | Gas | 6000 | Cathodically Protected Steel | Fiberglass Reinforced Plastic | Pressure |  | 1993-06-03 |  | 1993-06-03
360033 | 7 | 2016-04-29 | Temporarily Out Of Use | Diesel | 3000 | Steel-Impressed Current | Cathodically Protected | Suction: No Valve At The Tank |  | 1998-09-25 |  | 1998-09-25
360033 | 8 | 2016-04-29 | Temporarily Out Of Use | Kerosene | 1000 | Steel-Impressed Current | Cathodically Protected | Suction: No Valve At The Tank |  | 1998-09-25 |  | 1998-09-25
360035 | 1 | 1995-04-15 | Closed In Ground | Gas | 1060 | Bare Steel | Galvanized Steel | Not Marked
360036 | 1 | 1987-07-30 | Closed In Ground | Gas | 500 | Bare Steel | Unknown | Suction: Valve At The Tank
360037 | 1 | 1993-01-14 | Removed From Ground | Gas | 6000 | Bare Steel | Galvanized Steel | Pressure
360037 | 2 | 1993-01-14 | Removed From Ground | Gas | 6000 | Bare Steel | Galvanized Steel | Pressure
360037 | 3 | 1993-01-14 | Removed From Ground | Gas | 4000 | Bare Steel | Galvanized Steel | Pressure
360037 | 4 | 1993-01-14 | Removed From Ground | Kerosene | 1000 | Bare Steel | Galvanized Steel | Pressure
360037 | 5 | 1993-01-14 | Removed From Ground | Heating Oil | 550 | Bare Steel | Galvanized Steel | Gravity Fed
360038 | 1 | 1982-05-02 | Currently In Use | Gas | 10000 | Cathodically Protected Steel | Cathodically Protected | Pressure |  | 1996-06-01 |  | 1996-06-01
360038 | 2 | 1982-05-02 | Currently In Use | Gas | 10000 | Cathodically Protected Steel | Cathodically Protected | Pressure |  | 1996-06-01 |  | 1996-06-01
360038 | 3 | 1982-05-02 | Currently In Use | Gas | 10000 | Cathodically Protected Steel | Cathodically Protected | Pressure |  | 1996-06-01 |  | 1996-06-01
360038 | 4 | 1982-05-02 | Currently In Use | Diesel | 10000 | Cathodically Protected Steel | Cathodically Protected | Pressure |  | 1996-06-01 |  | 1996-06-01
360039 | 1 | 1995-01-01 | Removed From Ground | Gas | 1000 | Bare Steel | Galvanized Steel | Not Marked
360039 | 2 | 1999-07-13 | Removed From Ground | Diesel | 10000 | Bare Steel | Galvanized Steel | Not Marked
360039 | DL | 1995-01-01 | Currently In Use | Diesel | 10000 | STIP-3 | Fiberglass Reinforced Plastic | Suction: No Valve At The Tank |  | 1995-01-08 |  | 1995-01-08
360039 | RU | 1995-01-01 | Currently In Use | Gas | 1000 | STIP-3 | Fiberglass Reinforced Plastic | Suction: No Valve At The Tank |  | 1995-01-08 |  | 1995-01-08
360040 | 1 | 2000-09-01 | Removed From Ground | Gas | 8000 | Steel-Impressed Current | Cathodically Protected | Pressure |  | 1998-02-01 |  | 1998-02-01
360040 | 2 | 2000-09-01 | Removed From Ground | Gas | 8000 | Steel-Impressed Current | Cathodically Protected | Pressure |  | 1998-02-01 |  | 1998-02-01
360040 | 3 | 2000-09-01 | Removed From Ground | Gas | 8000 | Steel-Impressed Current | Cathodically Protected | Pressure |  | 1998-02-01 |  | 1998-02-01
360040 | 4 | 2000-09-01 | Removed From Ground | Diesel | 4000 | Steel-Impressed Current | Cathodically Protected | Pressure |  | 1998-02-01 |  | 1998-02-01
360041 | DIESEL | 1988-05-01 | Removed From Ground | Diesel | 3000 | Bare Steel | Galvanized Steel | Not Marked
360041 | OIL | 1988-05-01 | Removed From Ground | Used Oil | 550 | Bare Steel | Galvanized Steel | Not Marked | Y |  | Y
360041 | PREM1 | 1988-05-01 | Removed From Ground | Gas | 6000 | Bare Steel | Galvanized Steel | Not Marked
360041 | PREM2 | 1988-05-01 | Removed From Ground | Gas | 6000 | Bare Steel | Galvanized Steel | Not Marked
360041 | REG | 1988-05-01 | Removed From Ground | Gas | 6000 | Bare Steel | Galvanized Steel | Not Marked
360041 | UNLEAD | 1988-05-01 | Removed From Ground | Gas | 6000 | Bare Steel | Galvanized Steel | Not Marked
360042 | 1 | 1997-06-01 | Removed From Ground | Gas | 10000 | Bare Steel | Galvanized Steel | Pressure
360042 | 10 | 1987-05-07 | Currently In Use | Diesel | 12000 | Double Walled | Fiberglass Reinforced Plastic | Pressure |  | 1987-05-07 |  | 1987-05-07
360042 | 11 | 1987-05-07 | Temporarily Out Of Use | Other | 8000 | Double Walled | Fiberglass Reinforced Plastic | Pressure |  | 1987-05-07 |  | 1987-05-07
360042 | 2 | 1997-06-01 | Removed From Ground | Gas | 10000 | Bare Steel | Galvanized Steel | Pressure
360042 | 3 | 1997-06-03 | Removed From Ground | Gas | 10000 | Bare Steel | Galvanized Steel | Pressure
360042 | 4 | 1997-06-03 | Removed From Ground | Diesel | 10000 | Bare Steel | Galvanized Steel | Pressure
360042 | 5 | 1997-06-03 | Removed From Ground | Diesel | 4000 | Bare Steel | Galvanized Steel | Not Marked
360042 | 6 | 1987-09-30 | Removed From Ground | Diesel | 4000 | Bare Steel | Galvanized Steel | Not Marked
360042 | 7 | 1987-05-07 | Currently In Use | Gas | 12000 | Double Walled | Fiberglass Reinforced Plastic | Pressure |  | 1987-05-07 |  | 1987-05-07
360042 | 8 | 1987-05-07 | Currently In Use | Gas | 12000 | Double Walled | Fiberglass Reinforced Plastic | Pressure |  | 1987-05-07 |  | 1987-05-07
360042 | 9 | 1987-05-07 | Currently In Use | Gas | 12000 | Double Walled | Fiberglass Reinforced Plastic | Pressure |  | 1987-05-07 |  | 1987-05-07
360043 | 1 |  | Removed From Ground Date Unknown | Gas | 10000 | Bare Steel | Galvanized Steel | Pressure
360043 | 2 |  | Removed From Ground Date Unknown | Gas | 10000 | Bare Steel | Galvanized Steel | Pressure
360043 | 3 |  | Removed From Ground Date Unknown | Gas | 10000 | Bare Steel | Galvanized Steel | Pressure
360043 | 4 |  | Removed From Ground Date Unknown | Diesel | 10000 | Bare Steel | Galvanized Steel | Pressure
360045 | 1 | 1996-10-28 | Removed From Ground | Gas | 8000 | Bare Steel | Not Marked | Pressure
360045 | 2 | 1996-10-28 | Removed From Ground | Gas | 8000 | Bare Steel | Fiberglass Reinforced Plastic | Pressure
360045 | 3 | 1996-10-28 | Removed From Ground | Gas | 8000 | Bare Steel | Fiberglass Reinforced Plastic | Pressure
360048 | 1 | 1999-09-08 | Permanently Out Of Use | Gas | 2000 | Bare Steel | Galvanized Steel | Suction: Valve At The Tank
360048 | 2 | 1999-09-08 | Permanently Out Of Use | Gas | 2000 | Bare Steel | Galvanized Steel | Suction: Valve At The Tank
360049 | 1 | 1998-10-01 | Removed From Ground | Gas | 3000 | Bare Steel | Galvanized Steel | Pressure
360049 | 2 | 1998-10-01 | Removed From Ground | Gas | 3000 | Bare Steel | Galvanized Steel | Pressure
360049 | 3 | 1998-10-01 | Removed From Ground | Gas | 3000 | Bare Steel | Galvanized Steel | Pressure
360049 | 4 | 1998-10-01 | Removed From Ground | Gas | 3000 | Bare Steel | Galvanized Steel | Not Marked
360049 | 5A | 1998-11-01 | Currently In Use | Gas | 10000 | Fiberglass | Fiberglass Reinforced Plastic | Pressure |  | 1998-11-01 12:00 | Y | 1998-11-01 12:00
360049 | 5B | 1998-11-01 | Currently In Use | Gas | 6000 | Fiberglass | Fiberglass Reinforced Plastic | Pressure |  | 1998-11-01 12:00 | Y | 1998-11-01 12:00
360049 | 5C | 1998-11-01 | Currently In Use | Diesel | 4000 | Fiberglass | Fiberglass Reinforced Plastic | Pressure |  | 1998-11-01 12:00 | Y | 1998-11-01 12:00
360053 | 1 | 1983-12-01 | Closed In Ground | Gas | 15000 | Marked Unknown | Unknown | Not Marked
360053 | 2 | 1983-12-01 | Closed In Ground | Gas | 15000 | Marked Unknown | Unknown | Not Marked
360054 | 1 | 1994-04-11 | Removed From Ground | Diesel | 4000 | Bare Steel | Galvanized Steel | Suction: No Valve At The Tank
360054 | 2 | 1994-04-11 | Removed From Ground | Gas | 10000 | Bare Steel | Galvanized Steel | Suction: No Valve At The Tank
360055 | 1 | 2014-05-14 | Removed From Ground | Other | 2000 | Bare Steel | Galvanized Steel | Not Marked
360055 | 1 |  | Permanently Out Of Use | Other | 2000 | Bare Steel | Galvanized Steel | Not Marked
360055 | 2 | 2014-05-14 | Removed From Ground | Other | 2000 | Bare Steel | Galvanized Steel | Not Marked
360055 | 2 |  | Permanently Out Of Use | Other | 2000 | Bare Steel | Galvanized Steel | Not Marked
360055 | 3 | 2014-05-14 | Removed From Ground | Other | 2000 | Bare Steel | Galvanized Steel | Not Marked
360055 | 3 |  | Permanently Out Of Use | Other | 2000 | Bare Steel | Galvanized Steel | Not Marked
360055 | 4 | 2014-05-15 | Removed From Ground | Gas | 4000 | STIP-3 | Galvanic | Pressure |  | 1988-08-01 |  | 1988-08-01
360055 | 5 | 2014-05-15 | Removed From Ground | Gas | 4000 | STIP-3 | Galvanic | Pressure |  | 1988-08-01 |  | 1988-08-01
360057 | 1 | 1992-05-15 | Removed From Ground | Gas | 10000 | Bare Steel | Galvanized Steel | Not Marked
360057 | 2 | 1992-05-15 | Removed From Ground | Gas | 10000 | Bare Steel | Galvanized Steel | Not Marked
360057 | 3 | 1992-05-15 | Removed From Ground | Gas | 2000 | Bare Steel | Galvanized Steel | Not Marked
360057 | 4 | 1992-05-15 | Removed From Ground | Gas | 560 | Bare Steel | Galvanized Steel | Not Marked
360060 | 1 | 1990-04-16 | Removed From Ground | Diesel | 1000 | Bare Steel | Galvanized Steel | Suction: Valve At The Tank
360060 | 2 | 1997-11-21 | Removed From Ground | Other | 2500 | Double Walled | Copper | Suction: Valve At The Tank |  | 1990-05-22 |  | 1990-05-22
360060 | 3 | 1997-12-11 | Currently In Use | Diesel | 5000 | Fiberglass Double Walled | Copper | Suction: Valve At The Tank |  | 1997-12-11 |  | 1997-12-11
360061 | 1 | 1995-06-01 | Removed From Ground | Gas | 2000 | Bare Steel | Galvanized Steel | Not Marked
360061 | 2 | 1995-06-01 | Removed From Ground | Gas | 550 | Bare Steel | Galvanized Steel | Not Marked
360061 | 3 | 1995-06-01 | Removed From Ground | Gas | 1000 | Bare Steel | Galvanized Steel | Not Marked
360061 | 4A | 2016-12-23 | Closed In Ground | Gas | 6000 | Fiberglass Double Walled | Fiberglass/Double Walled | Suction: No Valve At The Tank |  | 1997-03-15 |  | 1997-03-15
360061 | 4B | 2016-12-23 | Closed In Ground | Gas | 4000 | Fiberglass Double Walled | Fiberglass/Double Walled | Suction: No Valve At The Tank |  | 1997-03-15 |  | 1997-03-15
360062 | 1 | 1989-02-01 | Removed From Ground | Gas | 2000 | Bare Steel | Galvanized Steel | Suction: No Valve At The Tank
360062 | 2 | 1989-02-01 | Removed From Ground | Gas | 1000 | Bare Steel | Galvanized Steel | Suction: No Valve At The Tank
360062 | 3 | 1989-02-01 | Removed From Ground | Gas | 1000 | Bare Steel | Galvanized Steel | Suction: No Valve At The Tank
360062 | 4 | 1989-02-01 | Removed From Ground | Diesel | 2000 | Bare Steel | Galvanized Steel | Suction: No Valve At The Tank
360063 | 1 | 2010-05-21 | Temporarily Out Of Use | Gas | 6000 | Steel-Impressed Current | Cathodically Protected | Suction: Valve At The Tank |  | 1999-09-26 |  | 1999-09-26
360063 | 2 | 2010-05-21 | Temporarily Out Of Use | Gas | 6000 | Steel-Impressed Current | Cathodically Protected | Suction: Valve At The Tank |  | 1999-09-26 |  | 1999-09-26
360064 | 1 | 1987-01-01 | Removed From Ground | Diesel | 3000 | Bare Steel | Galvanized Steel | Not Marked
360064 | 2 | 1987-01-01 | Removed From Ground | Diesel | 4000 | Bare Steel | Galvanized Steel | Not Marked
360065 | 1 |  | Permanently Out Of Use | Gas | 2000 | Bare Steel | Galvanized Steel | Not Marked
360065 | 2 |  | Permanently Out Of Use | Gas | 1050 | Bare Steel | Galvanized Steel | Not Marked
360065 | 3 |  | Permanently Out Of Use | Gas | 1050 | Bare Steel | Galvanized Steel | Not Marked
360068 | 1 | 1990-09-24 | Removed From Ground | Gas | 4000 | Bare Steel | Galvanized Steel | Not Marked
360068 | 2 | 1990-09-24 | Removed From Ground | Gas | 4000 | Bare Steel | Galvanized Steel | Not Marked
360068 | 3 | 1990-09-24 | Removed From Ground | Gas | 4000 | Bare Steel | Galvanized Steel | Not Marked
360068 | 4 | 1990-09-24 | Removed From Ground | Gas | 1000 | Bare Steel | Galvanized Steel | Not Marked
360069 | 1 | 1996-07-10 | Closed In Ground | Used Oil | 1000 | Fiberglass | Galvanized Steel | Not Marked | Y |  | Y
360070 | 1 |  | Removed From Ground Date Unknown | Gas | 8200 | Cathodically Protected Steel | Fiberglass Reinforced Plastic | Pressure
360070 | 2 |  | Removed From Ground Date Unknown | Gas | 8200 | Cathodically Protected Steel | Fiberglass Reinforced Plastic | Pressure
360070 | 3 |  | Removed From Ground Date Unknown | Gas | 8200 | Cathodically Protected Steel | Fiberglass Reinforced Plastic | Pressure
360070 | 4 |  | Removed From Ground Date Unknown | Diesel | 8200 | Cathodically Protected Steel | Fiberglass Reinforced Plastic | Pressure
362000 | 1 | 1990-01-01 | Removed From Ground | Used Oil | 550 | Fiberglass | Galvanized Steel | Gravity Fed | Y |  | Y
370002 | 1 | 1997-04-18 | Removed From Ground | Gas | 560 | Bare Steel | Galvanized Steel | Suction: No Valve At The Tank
370002 | 2 | 1997-05-09 | Removed From Ground | Gas | 1 | Bare Steel | Galvanized Steel | Not Marked
370002 | 3 | 1997-05-09 | Removed From Ground | Diesel | 1 | Bare Steel | Galvanized Steel | Not Marked
370003 | 1 | 1998-08-03 | Removed From Ground | Diesel | 8000 | Bare Steel | Galvanized Steel | Suction: Valve At The Tank
370004 | 1 |  | Removed From Ground Date Unknown | Other | 1 | Bare Steel | Unknown | Not Marked
370004 | 2 |  | Removed From Ground Date Unknown | Other | 1 | Bare Steel | Unknown | Not Marked
370004 | 3 |  | Removed From Ground Date Unknown | Other | 1 | Bare Steel | Unknown | Not Marked
370004 | 4 |  | Removed From Ground Date Unknown | Empty | 1 | Bare Steel | Galvanized Steel | Suction: Valve At The Tank
370004 | 5 |  | Removed From Ground Date Unknown | Empty | 500 | Bare Steel | Galvanized Steel | Not Marked
370006 | 1 |  | Permanently Out Of Use | Empty | 2000 | Bare Steel | Galvanized Steel | Not Marked
370007 | 1 | 1981-03-25 | Currently In Use | Gas | 10000 | Steel-Impressed Current | Impressed Current | Pressure |  | 1997-03-08 |  | 1997-03-08
370007 | 2 | 1981-03-25 | Currently In Use | Gas | 10000 | Steel-Impressed Current | Impressed Current | Pressure |  | 1997-03-08 |  | 1997-03-08
370009 | 1 | 1993-12-10 | Removed From Ground | Gas | 2000 | Bare Steel | Bare Steel | Suction: No Valve At The Tank
370009 | 2 | 1993-12-10 | Removed From Ground | Diesel | 560 | Bare Steel | Bare Steel | Suction: No Valve At The Tank
370009 | 3 | 2007-12-07 | Removed From Ground | Gas | 1000 | Steel-Galvanic | Cathodically Protected | Suction: No Valve At The Tank |  | 1993-12-13 |  | 1993-12-13
370009 | 4 | 2007-12-07 | Removed From Ground | Diesel | 1000 | Steel-Galvanic | Cathodically Protected | Suction: No Valve At The Tank |  | 1993-12-13 |  | 1993-12-13
370009 | 4 |  | Currently In Use | Diesel | 1000 | Steel-Galvanic | Cathodically Protected | Suction: No Valve At The Tank |  | 1993-12-13 |  | 1993-12-13
370010 | 1 | 1995-06-01 | Removed From Ground | Diesel | 500 | Bare Steel | Galvanized Steel | Not Marked
370010 | 2 | 1995-06-09 | Removed From Ground | Gas | 280 | Bare Steel | Galvanized Steel | Not Marked
370013 | 10419-3 | 1993-04-02 | Removed From Ground | Diesel | 1000 | Bare Steel | Galvanized Steel | Not Marked
370013 | 10419-4 | 1993-04-02 | Removed From Ground | Gas | 550 | Bare Steel | Galvanized Steel | Not Marked
370013 | 419G1 | 2004-03-17 | Removed From Ground | Gas | 1030 | Cathodically Protected Steel | Galvanized Steel | Suction: Valve At The Tank |  | 1990-04-17 |  | 1990-04-17
370014 | 1 | 1995-06-01 | Removed From Ground | Gas | 560 | Bare Steel | Galvanized Steel | Not Marked
370015 | 1 | 2008-06-30 | Removed From Ground | Gas | 10000 | Steel-Impressed Current | Cathodically Protected | Pressure |  | 1998-12-29 |  | 1998-12-29
370015 | 2 | 2006-01-01 | Removed From Ground | Gas | 10000 | Steel-Impressed Current | Cathodically Protected | Pressure |  | 1998-12-29 |  | 1998-12-29
370015 | 3 | 2008-06-30 | Removed From Ground | Gas | 10000 | Steel-Impressed Current | Cathodically Protected | Pressure |  | 1998-12-29 |  | 1998-12-29
370015 | 4 | 2008-06-30 | Removed From Ground | Gas | 10000 | Steel-Impressed Current | Cathodically Protected | Pressure |  | 1998-12-29 |  | 1998-12-29
370015 | 5 | 2006-01-01 | Removed From Ground | Diesel | 10000 | Steel-Impressed Current | Cathodically Protected | Pressure |  | 1998-12-29 |  | 1998-12-29
370016 | 1 | 2003-04-28 | Removed From Ground | Gas | 8000 | Steel-Impressed Current | Cathodically Protected | Pressure |  | 1998-12-26 |  | 1998-12-26
370016 | 2 | 2003-04-28 | Removed From Ground | Gas | 8000 | Steel-Impressed Current | Cathodically Protected | Pressure |  | 1998-12-26 |  | 1998-12-26
370016 | 3 | 2003-04-28 | Removed From Ground | Gas | 8000 | Steel-Impressed Current | Cathodically Protected | Pressure |  | 1998-12-26 |  | 1998-12-26
370016 | 4 | 2003-04-28 | Removed From Ground | Gas | 8000 | Steel-Impressed Current | Cathodically Protected | Pressure |  | 1998-12-26 |  | 1998-12-26
370017 | 1 | 1998-01-01 | Removed From Ground | Diesel | 10000 | Bare Steel | Galvanized Steel | Pressure
370017 | 2 | 1998-11-01 | Removed From Ground | Diesel | 10000 | Bare Steel | Galvanized Steel | Pressure
370017 | 3 | 1998-11-01 | Removed From Ground | Diesel | 10000 | Bare Steel | Galvanized Steel | Pressure
370017 | 4 | 1998-11-01 | Removed From Ground | Diesel | 10000 | Bare Steel | Galvanized Steel | Pressure
370017 | 5 | 1998-11-01 | Removed From Ground | Gas | 8000 | Bare Steel | Galvanized Steel | Pressure
370017 | 6 | 1998-11-01 | Removed From Ground | Gas | 8000 | Bare Steel | Galvanized Steel | Pressure
370019 | 1 | 1981-05-06 | Currently In Use | Gas | 10000 | Steel-Impressed Current | Impressed Current | Pressure | Y | 1997-02-07 12:00 |  | 1997-02-07 12:00
370019 | 2 | 1981-05-06 | Currently In Use | Gas | 10000 | Steel-Impressed Current | Impressed Current | Pressure | Y | 1997-02-07 12:00 |  | 1997-02-07 12:00
370020 | 1 | 1980-05-06 | Currently In Use | Gas | 10000 | Steel-Impressed Current | Impressed Current | Pressure |  | 1997-03-04 |  | 1997-03-04
370020 | 2 | 1980-05-06 | Currently In Use | Gas | 10000 | Steel-Impressed Current | Impressed Current | Pressure |  | 1997-03-04 |  | 1997-03-04
370021 | 1 | 1993-05-12 | Removed From Ground | Gas | 3000 | Bare Steel | Galvanized Steel | Not Marked
370021 | 2 | 1993-05-12 | Removed From Ground | Gas | 2000 | Bare Steel | Galvanized Steel | Not Marked
370021 | 3 | 1993-05-12 | Removed From Ground | Gas | 1000 | Bare Steel | Galvanized Steel | Not Marked
370023 | 155263 | 1989-10-06 | Currently In Use | Gas | 10000 | STIP-3 | Fiberglass Reinforced Plastic | Pressure |  | 1989-10-06 |  | 1989-10-06
370023 | 155315 | 1989-10-06 | Currently In Use | Gas | 6000 | STIP-3 | Fiberglass Reinforced Plastic | Pressure |  | 1989-10-06 |  | 1989-10-06
370023 | 155316 | 1989-10-06 | Currently In Use | Diesel | 6000 | STIP-3 | Fiberglass Reinforced Plastic | Pressure |  | 1989-10-06 |  | 1989-10-06
370023 | T1 | 1989-09-26 | Removed From Ground | Gas | 6000 | Bare Steel | Galvanized Steel | Not Marked
370023 | T2 | 1989-09-26 | Removed From Ground | Gas | 6000 | Bare Steel | Galvanized Steel | Not Marked
370023 | T3A | 1989-09-26 | Removed From Ground | Gas | 6000 | Bare Steel | Galvanized Steel | Not Marked
370023 | T3B | 1989-09-26 | Removed From Ground | Gas | 6000 | Bare Steel | Galvanized Steel | Not Marked
370023 | T4 | 1985-05-01 | Removed From Ground | Diesel | 550 | Bare Steel | Galvanized Steel | Not Marked
370023 | T5 | 1991-09-25 | Removed From Ground | Used Oil | 550 | Bare Steel | Galvanized Steel | Not Marked | Y |  | Y
370025 | 1 | 2011-08-22 | Temporarily Out Of Use | Gas | 4000 | Steel-Impressed Current | Fiberglass Reinforced Plastic | Pressure |  | 1998-12-28 |  | 1998-12-28
370025 | 2 | 2011-08-22 | Temporarily Out Of Use | Gas | 4000 | Steel-Impressed Current | Fiberglass Reinforced Plastic | Pressure |  | 1998-12-28 |  | 1998-12-28
370025 | 3 | 2011-08-22 | Temporarily Out Of Use | Gas | 4000 | Steel-Impressed Current | Fiberglass Reinforced Plastic | Pressure |  | 1998-12-28 |  | 1998-12-28
370025 | 4 | 2011-08-22 | Temporarily Out Of Use | Gas | 4000 | Steel-Impressed Current | Fiberglass Reinforced Plastic | Pressure |  | 1998-12-28 |  | 1998-12-28
370025 | 5 | 2011-08-22 | Temporarily Out Of Use | Diesel | 2000 | STIP-3 | Fiberglass Reinforced Plastic | Pressure |  | 1990-07-25 |  | 1990-07-25
370026 | 1 | 1993-09-23 | Removed From Ground | Gas | 2000 | Bare Steel | Galvanized Steel | Suction: No Valve At The Tank
370026 | 2 | 1993-11-01 | Removed From Ground | Gas | 2000 | Bare Steel | Galvanized Steel | Suction: No Valve At The Tank
370027 | 1 | 2000-02-08 | Removed From Ground | Gas | 4000 | Bare Steel | Galvanized Steel | Suction: Valve At The Tank
370027 | 2 | 2000-02-01 | Removed From Ground | Gas | 5000 | Bare Steel | Galvanized Steel | Suction: Valve At The Tank
370027 | 3 | 2000-02-08 | Removed From Ground | Diesel | 6000 | Bare Steel | Galvanized Steel | Suction: No Valve At The Tank
370027 | 4 | 2000-02-08 | Removed From Ground | Used Oil | 6000 | Bare Steel | Galvanized Steel | Suction: No Valve At The Tank | Y |  | Y
370027 | 5 | 2000-02-08 | Removed From Ground | Gas | 6000 | Bare Steel | Galvanized Steel | Suction: No Valve At The Tank
370027 | 6 | 2000-01-01 | Removed From Ground | Gas | 5000 | Bare Steel | Galvanized Steel | Suction: Valve At The Tank
370027 | 7 | 2000-01-01 | Removed From Ground | Kerosene | 4000 | Bare Steel | Galvanized Steel | Suction: Valve At The Tank
370030 | 1 | 1998-03-20 | Removed From Ground | Diesel | 10000 | Bare Steel | Galvanized Steel | Not Marked
370030 | 2 | 1998-03-20 | Removed From Ground | Gas | 1000 | Bare Steel | Galvanized Steel | Not Marked
370030 | 3 | 1998-03-20 | Removed From Ground | Gas | 1000 | Bare Steel | Galvanized Steel | Not Marked
370030 | 4 | 1998-03-20 | Removed From Ground | Used Oil | 1000 | Bare Steel | Galvanized Steel | Not Marked | Y |  | Y
370032 | 1 |  | Permanently Out Of Use | Other | 250 | Bare Steel | Galvanized Steel | Not Marked
370034 | PLUS | 2004-01-15 | Removed From Ground | Gas | 4000 | Cathodically Protected Steel | Galvanized Steel | Suction: No Valve At The Tank
370034 | REG-UL | 2004-01-15 | Removed From Ground | Gas | 6000 | Cathodically Protected Steel | Galvanized Steel | Suction: No Valve At The Tank
370034 | SUPER1 | 2004-01-15 | Removed From Ground | Gas | 3000 | Cathodically Protected Steel | Galvanized Steel | Suction: No Valve At The Tank
370034 | SUPER2 | 2004-01-15 | Removed From Ground | Gas | 3000 | Cathodically Protected Steel | Galvanized Steel | Suction: No Valve At The Tank
370036 | 1 | 2013-03-08 | Removed From Ground | Gas | 12000 | Fiberglass | Fiberglass Reinforced Plastic | Pressure |  | 1995-03-01 |  | 1995-03-01
370036 | 2 | 2013-03-08 | Removed From Ground | Gas | 10000 | Fiberglass | Fiberglass Reinforced Plastic | Pressure |  | 1995-03-01 |  | 1995-03-01
370036 | 3 | 2013-03-08 | Removed From Ground | Gas | 10000 | Fiberglass | Fiberglass Reinforced Plastic | Pressure |  | 1995-03-01 |  | 1995-03-01
370036 | 4 | 2013-03-08 | Removed From Ground | Gas | 8000 | Fiberglass | Fiberglass Reinforced Plastic | Pressure |  | 1995-03-01 |  | 1995-03-01
370036 | A | 1986-01-01 | Removed From Ground | Diesel |  | Not Marked/Unknown | Not Marked | Not Marked
370036 | B | 1986-01-01 | Removed From Ground | Diesel |  | Not Marked/Unknown | Not Marked | Not Marked
370036 | C | 1986-01-01 | Removed From Ground | Gas |  | Not Marked/Unknown | Not Marked | Not Marked
370036 | D | 1986-01-01 | Removed From Ground | Gas |  | Not Marked/Unknown | Not Marked | Not Marked
370037 | 1 | 1994-01-01 | Removed From Ground | Diesel | 4000 | Bare Steel | Galvanized Steel | Not Marked
370037 | 2 | 1986-01-01 | Removed From Ground | Diesel | 4000 | Bare Steel | Galvanized Steel | Not Marked
370037 | 3 | 1994-05-01 | Removed From Ground | Gas | 6000 | Bare Steel | Galvanized Steel | Pressure
370037 | 4 | 1994-05-01 | Removed From Ground | Gas | 6000 | Bare Steel | Galvanized Steel | Pressure
370037 | 5 | 1994-05-01 | Removed From Ground | Gas | 6000 | Bare Steel | Galvanized Steel | Pressure
370037 | 6 | 1994-05-01 | Removed From Ground | Gas | 2000 | Bare Steel | Galvanized Steel | Suction: No Valve At The Tank
370037 | 7 | 1994-05-01 | Removed From Ground | Gas | 2000 | Bare Steel | Galvanized Steel | Suction: No Valve At The Tank
370037 | 8 | 1994-05-01 | Removed From Ground | Used Oil | 280 | Bare Steel | Galvanized Steel | Gravity Fed | Y |  | Y
370038 | 1 | 1966-05-18 | Currently In Use | Gas | 3000 | Steel-Impressed Current | Impressed Current | Suction: No Valve At The Tank |  | 1998-12-07 |  | 1998-12-07
370038 | 2 | 1966-05-18 | Currently In Use | Gas | 3000 | Steel-Impressed Current | Impressed Current | Suction: No Valve At The Tank |  | 1998-12-07 |  | 1998-12-07
370038 | 3 | 1966-05-18 | Currently In Use | Gas | 3000 | Steel-Impressed Current | Impressed Current | Suction: No Valve At The Tank |  | 1998-12-07 |  | 1998-12-07
370038 | 4 | 1966-05-18 | Currently In Use | Gas | 4000 | Steel-Impressed Current | Impressed Current | Suction: No Valve At The Tank |  | 1998-12-07 |  | 1998-12-07
370040 | 1 | 1986-07-25 | Currently In Use | Gas | 8000 | Steel-Impressed Current | Impressed Current | Pressure |  | 1995-10-01 |  | 1995-10-01
370040 | 2 | 1986-07-25 | Currently In Use | Gas | 8000 | Steel-Impressed Current | Impressed Current | Pressure |  | 1995-10-01 |  | 1995-10-01
370040 | 3 | 1986-07-25 | Currently In Use | Gas | 8000 | Steel-Impressed Current | Impressed Current | Pressure |  | 1995-10-01 |  | 1995-10-01
370040 | 4 | 1979-05-15 | Currently In Use | Diesel | 8000 | Steel-Impressed Current | Impressed Current | Suction: No Valve At The Tank |  | 1995-10-01 |  | 1995-10-01
370040 | 5 | 1979-05-15 | Currently In Use | Diesel | 8000 | Steel-Impressed Current | Impressed Current | Suction: No Valve At The Tank |  | 1995-10-01 |  | 1995-10-01
370041 | 1 |  | Removed From Ground Date Unknown | Gas | 4000 | Bare Steel | Galvanized Steel | Suction: No Valve At The Tank
370041 | 2 |  | Removed From Ground Date Unknown | Gas | 4000 | Bare Steel | Galvanized Steel | Suction: No Valve At The Tank
370041 | 3 |  | Removed From Ground Date Unknown | Gas | 4000 | Bare Steel | Galvanized Steel | Suction: No Valve At The Tank
370041 | 4 |  | Removed From Ground Date Unknown | Gas | 4000 | Bare Steel | Galvanized Steel | Suction: No Valve At The Tank
370042 | 1 | 1976-01-04 | Currently In Use | Diesel | 4000 | Cathodically Protected Steel | Galvanized Steel | Not Marked
370042 | 2 | 1976-01-04 | Currently In Use | Kerosene | 4000 | Cathodically Protected Steel | Galvanized Steel | Not Marked
370042 | 3 | 1976-01-04 | Currently In Use | Kerosene | 4000 | Cathodically Protected Steel | Galvanized Steel | Not Marked
370042 | 4 | 1976-01-04 | Currently In Use | Kerosene | 4000 | Cathodically Protected Steel | Galvanized Steel | Not Marked
370043 | 1 | 2015-07-20 | Closed In Ground | Gas | 6000 | Composite | Double Walled Flex | Pressure |  | 1992-12-01 |  | 1992-12-01
370043 | 1 |  | Temporarily Out Of Use | Gas | 6000 | Composite | Double Walled Flex | Pressure |  | 1992-12-01 |  | 1992-12-01
370043 | 2 | 1982-05-09 | Currently In Use | Diesel | 8000 | Composite | Double Walled Flex | Pressure |  | 1992-12-01 |  | 1992-12-01
370043 | 3 | 1982-05-09 | Currently In Use | Gas | 10000 | Composite | Double Walled Flex | Pressure |  | 1992-12-01 |  | 1992-12-01
370043 | 4 | 1998-02-01 | Currently In Use | Diesel | 3000 | Composite | Double Walled Flex | Pressure |  | 1998-02-01 |  | 1998-02-01
372000 | 1 | 1995-03-01 | Removed From Ground | Gas | 8000 | Bare Steel | Galvanized Steel | Suction: No Valve At The Tank
372000 | 2 | 1995-03-01 | Removed From Ground | Gas | 8000 | Bare Steel | Galvanized Steel | Suction: No Valve At The Tank
372000 | 3 | 1995-03-15 | Currently In Use | Gas | 8000 | STIP-3 | Double Walled | Pressure |  | 1995-03-15 |  | 1995-03-15
372000 | 4 | 1995-03-15 | Currently In Use | Gas | 8000 | STIP-3 | Double Walled | Pressure |  | 1995-03-15 |  | 1995-03-15
372000 | 5 | 2016-06-10 | Closed In Ground | Gas | 8000 | STIP-3 | Double Walled | Pressure |  | 1995-03-15 |  | 1995-03-15
380001 | 1 | 1994-06-18 | Removed From Ground | Gas | 500 | Bare Steel | Galvanized Steel | Suction: No Valve At The Tank
380002 | 1 | 1997-11-21 | Removed From Ground | Gas | 20000 | Bare Steel | Galvanized Steel | Suction: Valve At The Tank
380002 | 2 | 1997-11-21 | Removed From Ground | Diesel | 20000 | Bare Steel | Galvanized Steel | Suction: Valve At The Tank
380002 | 3 | 1997-11-01 | Removed From Ground | Gas | 10000 | Bare Steel | Galvanized Steel | Suction: Valve At The Tank
380002 | 4 | 1996-04-24 | Currently In Use | Gas | 20000 | Fiberglass | Fiberglass Reinforced Plastic | Pressure |  | 1996-04-24 |  | 1996-04-24
380002 | 5 | 1996-04-24 | Currently In Use | Diesel | 20000 | Fiberglass | Fiberglass Reinforced Plastic | Pressure |  | 1996-04-24 |  | 1996-04-26
380003 | 1 | 1987-11-03 | Removed From Ground | Gas | 6610 | Not Marked/Unknown | Not Marked | Not Marked
380003 | 2 | 1988-11-07 | Removed From Ground | Gas | 600 | Bare Steel | Not Marked | Not Marked
380003 | 3 | 1993-07-12 | Removed From Ground | Gas | 500 | Not Marked/Unknown | Not Marked | Not Marked
380003 | DIESEL#2 | 2005-02-15 | Removed From Ground | Diesel | 6000 | Cathodically Protected Steel | Galvanized Steel | Pressure |  | 1987-02-14 |  | 1996-10-16
380003 | GAS#1 | 2005-02-15 | Removed From Ground | Gas | 10000 | Cathodically Protected Steel | Galvanized Steel | Pressure |  | 1987-11-03 |  | 1996-10-16
380004 | 1 | 2012-03-20 | Removed From Ground | Gas | 8000 | Steel-Impressed Current | Double Walled | Pressure |  | 1997-10-15 |  | 1997-10-15
380004 | 2 | 1982-02-06 | Currently In Use | Gas | 8000 | Steel-Impressed Current | Double Walled Flex | Pressure |  | 1997-10-15 |  | 1997-10-15
380004 | 3 | 1982-02-06 | Currently In Use | Diesel | 8000 | Steel-Impressed Current | Double Walled Flex | Pressure |  | 1997-10-15 |  | 1997-10-15
380004 | 4 | 2012-03-21 | Currently In Use | Gas | 10000 | Composite Double Walled | Double Walled Flex | Pressure | N | 2012-03-21 | N | 2012-03-21
380005 | 1 | 2008-09-05 | Removed From Ground | Gas | 3000 | Bare Steel | Unknown | Not Marked
380006 | 1 | 1996-05-01 | Removed From Ground | Gas | 3000 | Bare Steel | Bare Steel | Not Marked
380006 | 2 | 1996-05-01 | Removed From Ground | Gas | 3000 | Bare Steel | Bare Steel | Not Marked
380006 | 3 | 1996-05-01 | Removed From Ground | Gas | 1000 | Bare Steel | Bare Steel | Not Marked
380006 | 4 | 1996-05-01 | Removed From Ground | Diesel | 550 | Not Marked/Unknown | Not Marked | Not Marked
380008 | 1 |  | Currently In Use | Heating Oil | 50000 | Bare Steel | Unknown | Not Marked
380008 | 2 |  | Currently In Use | Heating Oil | 100000 | Bare Steel | Unknown | Not Marked
380008 | 3 |  | Currently In Use | Heating Oil | 1000 | Bare Steel | Bare Steel | Not Marked
380010 | 1 |  | Removed From Ground Date Unknown | Diesel | 20000 | Bare Steel | Galvanized Steel | Suction: Valve At The Tank
380010 | 2 |  | Removed From Ground Date Unknown | Gas | 5000 | Bare Steel | Galvanized Steel | Suction: Valve At The Tank
380010 | 3 | 1994-06-01 | Removed From Ground | Gas | 5000 | Bare Steel | Galvanized Steel | Suction: Valve At The Tank
380010 | 4 |  | Removed From Ground Date Unknown | Diesel | 20000 | Bare Steel | Galvanized Steel | Suction: Valve At The Tank
380010 | 5 |  | Removed From Ground Date Unknown | Used Oil | 500 | Bare Steel | Galvanized Steel | Not Marked | Y |  | Y
380010 | 6 |  | Removed From Ground Date Unknown | Diesel | 5000 | Bare Steel | Galvanized Steel | Not Marked
380010 | 7 |  | Removed From Ground Date Unknown | Gas | 1000 | Bare Steel | Galvanized Steel | Not Marked
380010 | 8 |  | Removed From Ground Date Unknown | Gas | 1000 | Bare Steel | Galvanized Steel | Not Marked
380010 | 9 | 2004-07-14 | Temporarily Out Of Use | Diesel | 10000 | Steel-Galvanic | Fiberglass/Double Walled | Pressure |  | 1994-10-28 |  | 1994-10-28
380012 | 1 |  | Currently In Use | Gas | 10673 | Bare Steel | Galvanized Steel | Not Marked
380012 | 2 |  | Currently In Use | Gas | 15177 | Bare Steel | Galvanized Steel | Not Marked
380012 | 3 |  | Currently In Use | Gas | 15177 | Bare Steel | Galvanized Steel | Not Marked
380014 | 1 |  | Permanently Out Of Use | Empty | 560 | Bare Steel | Unknown | Not Marked
380014 | 2 |  | Permanently Out Of Use | Empty | 280 | Bare Steel | Unknown | Not Marked
380015 | 1 |  | Permanently Out Of Use | Gas | 3000 | Bare Steel | Galvanized Steel | Not Marked
380015 | 2 |  | Permanently Out Of Use | Gas | 3000 | Bare Steel | Galvanized Steel | Not Marked
380015 | 3 |  | Permanently Out Of Use | Gas | 6000 | Bare Steel | Galvanized Steel | Not Marked
380015 | 4 |  | Permanently Out Of Use | Diesel | 1000 | Bare Steel | Galvanized Steel | Not Marked
380015 | 5 |  | Permanently Out Of Use | Kerosene | 250 | Bare Steel | Galvanized Steel | Not Marked
380015 | 6 | 1995-10-01 | Currently In Use | Gas | 10000 | Epoxy | Double Walled | Pressure |  | 1995-10-01 |  | 1995-10-01
380015 | 7 | 1995-10-01 | Currently In Use | Gas | 8000 | Epoxy | Double Walled | Pressure |  | 1995-10-01 |  | 1995-10-01
380015 | 8 | 1995-10-01 | Currently In Use | Diesel | 6000 | Epoxy | Double Walled | Pressure |  | 1995-10-01 |  | 1995-10-01
380016 | 1 | 1999-02-24 | Removed From Ground | Gas | 560 | Bare Steel | Galvanized Steel | Suction: Valve At The Tank
380016 | 2 | 1999-02-24 | Removed From Ground | Gas | 560 | Bare Steel | Galvanized Steel | Suction: Valve At The Tank
380018 | 1 | 1995-11-22 | Removed From Ground | Diesel | 10000 | Bare Steel | Galvanized Steel | Not Marked
380018 | 2 | 1995-11-22 | Removed From Ground | Diesel | 10000 | Bare Steel | Galvanized Steel | Not Marked
380018 | 3 | 1995-11-22 | Removed From Ground | Gas | 550 | Bare Steel | Galvanized Steel | Not Marked
380018 | 4 | 1995-11-22 | Removed From Ground | Gas | 2000 | Bare Steel | Galvanized Steel | Not Marked
380018 | 5 | 1994-09-29 | Closed In Ground | Hazardous Substance | 1500 | Concrete | Not Marked | Not Marked
380019 | 1 | 1997-09-01 | Removed From Ground | Gas | 550 | Bare Steel | Bare Steel | Suction: No Valve At The Tank
380019 | 2 | 1997-09-01 | Removed From Ground | Gas | 580 | Bare Steel | Bare Steel | Suction: No Valve At The Tank
380020 | 1 | 1993-03-23 | Removed From Ground | Gas | 15000 | Bare Steel | Galvanized Steel | Not Marked
380020 | 2 | 1993-03-23 | Removed From Ground | Gas | 15000 | Bare Steel | Galvanized Steel | Not Marked
380020 | 3 | 1993-03-23 | Removed From Ground | Gas | 15000 | Bare Steel | Galvanized Steel | Not Marked
380020 | 4 | 1993-03-23 | Removed From Ground | Diesel | 12000 | Bare Steel | Galvanized Steel | Not Marked
380020 | 5 | 1993-03-23 | Removed From Ground | Diesel | 12000 | Bare Steel | Galvanized Steel | Not Marked
380020 | 6 | 1993-03-23 | Removed From Ground | Other | 12000 | Bare Steel | Galvanized Steel | Not Marked
380020 | 7 | 1993-03-23 | Removed From Ground | Used Oil |  | Bare Steel | Galvanized Steel | Not Marked | Y |  | Y
380021 | 1 | 1996-09-30 | Removed From Ground | Diesel | 500 | Bare Steel | Galvanized Steel | Not Marked
380021 | 2 | 1996-09-30 | Removed From Ground | Gas | 10000 | Bare Steel | Galvanized Steel | Not Marked
380021 | 3 | 1997-09-30 | Removed From Ground | Gas | 10000 | Bare Steel | Galvanized Steel | Not Marked
380021 | 4 | 1996-09-30 | Removed From Ground | Diesel | 1000 | Bare Steel | Galvanized Steel | Not Marked
380021 | 5 | 1996-09-30 | Removed From Ground | Gas | 10000 | Bare Steel | Galvanized Steel | Not Marked
380022 | 1 | 1999-06-01 | Removed From Ground | Gas | 10000 | Bare Steel | Galvanized Steel | Suction: Valve At The Tank
380022 | 2 | 1999-06-01 | Removed From Ground | Diesel | 4000 | Bare Steel | Galvanized Steel | Suction: Valve At The Tank
380022 | 3 | 1999-06-01 | Removed From Ground | Diesel | 4000 | Bare Steel | Galvanized Steel | Suction: Valve At The Tank
380022 | 4 | 1999-06-01 | Currently In Use | Gas | 10000 | Fiberglass Double Walled | Single Wall Flex | Pressure |  | 1999-06-01 |  | 1999-06-01
380022 | 5 | 1999-06-01 | Currently In Use | Diesel | 6000 | Fiberglass Double Walled | Single Wall Flex | Pressure |  | 1999-06-01 |  | 1999-06-01
380022 | 6 | 2013-12-31 | Removed From Ground | Diesel | 6000 | Fiberglass Double Walled | Single Wall Flex | Pressure |  | 1999-06-01 |  | 1999-06-01
380023 | 1 | 1990-08-01 | Removed From Ground | Diesel |  | Bare Steel | Galvanized Steel | Not Marked
380023 | 2 | 1990-08-01 | Removed From Ground | Diesel |  | Bare Steel | Galvanized Steel | Not Marked
380023 | 3 | 1983-06-01 | Removed From Ground | Diesel |  | Bare Steel | Galvanized Steel | Not Marked
380024 | 1 | 1990-01-01 | Removed From Ground | Gas | 8000 | Bare Steel | Galvanized Steel | Not Marked
380024 | 2 | 1990-01-01 | Removed From Ground | Gas | 8000 | Bare Steel | Galvanized Steel | Not Marked
380024 | 3 | 1990-01-01 | Removed From Ground | Gas | 8000 | Bare Steel | Galvanized Steel | Not Marked
380024 | 4 | 2012-12-06 | Removed From Ground | Gas | 10000 | Cathodically Protected Steel | Impressed Current | Pressure |  | 1990-01-01 |  | 1990-01-01
380024 | 5 | 2012-12-06 | Removed From Ground | Gas | 10000 | Cathodically Protected Steel | Impressed Current | Pressure |  | 1990-01-01 |  | 1990-01-01
380024 | 6 | 2012-12-06 | Removed From Ground | Gas | 10000 | Cathodically Protected Steel | Impressed Current | Pressure |  | 1990-01-01 |  | 1990-01-01
380025 | 1 | 2006-06-02 | Temporarily Out Of Use | Gas | 5000 | Cathodically Protected Steel | Cathodically Protected | Suction: Valve At The Tank |  | 1998-01-01 |  | 1998-01-01
380025 | 1 |  | Removed From Ground Date Unknown | Gas | 5000 | Cathodically Protected Steel | Cathodically Protected | Suction: Valve At The Tank |  | 1998-01-01 |  | 1998-01-01
380025 | 2 | 2006-06-02 | Temporarily Out Of Use | Gas | 5000 | Cathodically Protected Steel | Cathodically Protected | Suction: Valve At The Tank |  | 1998-01-01 |  | 1998-01-01
380025 | 2 |  | Removed From Ground Date Unknown | Gas | 5000 | Cathodically Protected Steel | Cathodically Protected | Suction: Valve At The Tank |  | 1998-01-01 |  | 1998-01-01
380026 | 1 | 1983-03-21 | Currently In Use | Gas | 6000 | Cathodically Protected Steel | Cathodically Protected | Suction: No Valve At The Tank |  | 1998-01-01 |  | 1998-01-01
380026 | 2 | 1983-03-21 | Currently In Use | Gas | 6000 | Cathodically Protected Steel | Cathodically Protected | Suction: No Valve At The Tank |  | 1998-01-01 |  | 1998-01-01
380026 | 3 | 2004-02-18 | Currently In Use | Diesel | 6000 | Cathodically Protected Steel | Cathodically Protected | Suction: No Valve At The Tank |  | 1998-01-01 |  | 1998-01-01
380027 | 1 | 1999-10-01 | Removed From Ground | Other | 2000 | Bare Steel | Galvanized Steel | Suction: No Valve At The Tank
380027 | 2 | 1999-10-01 | Removed From Ground | Other | 2000 | Bare Steel | Galvanized Steel | Suction: No Valve At The Tank
380027 | 3 | 1999-10-01 | Removed From Ground | Other | 2000 | Bare Steel | Galvanized Steel | Pressure
380028 | 1 | 1999-12-22 | Removed From Ground | Other | 560 | Bare Steel | Galvanized Steel | Suction: No Valve At The Tank
380028 | 2 | 1999-12-22 | Removed From Ground | Other | 560 | Bare Steel | Galvanized Steel | Suction: No Valve At The Tank
380029 | 1 | 1991-01-01 | Removed From Ground | Gas | 5000 | Bare Steel | Galvanized Steel | Not Marked
380029 | 2 | 1991-01-01 | Removed From Ground | Gas | 5000 | Bare Steel | Galvanized Steel | Not Marked
380029 | 3 | 1991-01-01 | Removed From Ground | Gas | 5000 | Bare Steel | Galvanized Steel | Not Marked
380030 | 1 | 1990-01-01 | Removed From Ground | Empty | 4000 | Bare Steel | Galvanized Steel | Not Marked
380030 | 2 | 1990-01-01 | Removed From Ground | Empty | 4000 | Bare Steel | Galvanized Steel | Not Marked
380030 | 3 | 1990-01-01 | Removed From Ground | Empty | 1000 | Bare Steel | Galvanized Steel | Not Marked
380032 | 1 | 1996-06-28 | Removed From Ground | Empty | 4000 | Bare Steel | Galvanized Steel | Not Marked
380032 | 2 | 1996-06-28 | Removed From Ground | Empty | 4000 | Bare Steel | Galvanized Steel | Not Marked
380033 | 1 |  | Removed From Ground Date Unknown | Gas | 1000 | Bare Steel | Galvanized Steel | Not Marked
380033 | 2 |  | Removed From Ground Date Unknown | Diesel | 10000 | Bare Steel | Galvanized Steel | Not Marked
380033 | 3 |  | Removed From Ground Date Unknown | Diesel | 1000 | Bare Steel | Galvanized Steel | Not Marked
380034 | 1 | 2004-07-14 | Removed From Ground | Gas | 560 | Bare Steel | Galvanized Steel | Not Marked
380034 | 1 |  | Permanently Out Of Use | Gas | 560 | Bare Steel | Galvanized Steel | Not Marked
380034 | 2 | 2004-07-14 | Removed From Ground | Gas | 560 | Bare Steel | Galvanized Steel | Not Marked
380034 | 2 |  | Permanently Out Of Use | Gas | 560 | Bare Steel | Galvanized Steel | Not Marked
380035 | 1 | 2004-09-29 | Removed From Ground | Gas | 2000 | Cathodically Protected Steel | Cathodically Protected | Suction: Valve At The Tank |  | 1998-01-01 |  | 1998-01-01
380035 | 2 | 2004-09-29 | Removed From Ground | Gas | 2000 | Cathodically Protected Steel | Cathodically Protected | Suction: Valve At The Tank |  | 1998-01-01 |  | 1998-01-01
380035 | 3 | 2004-09-29 | Removed From Ground | Diesel | 2000 | Cathodically Protected Steel | Cathodically Protected | Suction: Valve At The Tank |  | 1998-01-01 |  | 1998-01-01
380037 | 1 | 1988-01-01 | Removed From Ground | Diesel | 8000 | Bare Steel | Galvanized Steel | Not Marked
380038 | 1 | 1988-09-01 | Removed From Ground | Gas | 1000 | Bare Steel | Galvanized Steel | Not Marked
380038 | 2 | 1988-09-01 | Removed From Ground | Diesel | 1000 | Bare Steel | Galvanized Steel | Not Marked
380040 | 1 | 2010-07-16 | Removed From Ground | Gas | 8000 | Cathodically Protected Steel | Fiberglass Reinforced Plastic | Pressure |  | 1997-11-01 |  | 1997-11-01
380040 | 2 | 2010-07-16 | Removed From Ground | Gas | 8000 | Cathodically Protected Steel | Fiberglass Reinforced Plastic | Pressure |  | 1997-11-01 |  | 1997-11-01
380040 | 3 | 2010-07-16 | Removed From Ground | Diesel | 6000 | Cathodically Protected Steel | Fiberglass Reinforced Plastic | Pressure |  | 1997-11-01 |  | 1997-11-01
380040 | 4 | 2010-09-01 | Currently In Use | Gas | 10000 | Composite Double Walled | Fiberglass Reinforced Plastic | Pressure | N | 2010-09-10 | N | 2010-09-01
380040 | 5A | 2010-09-01 | Currently In Use | Gas | 6000 | Composite Double Walled | Fiberglass Reinforced Plastic | Pressure | N | 2010-09-01 | N | 2010-09-01
380040 | 5B | 2010-09-01 | Currently In Use | Diesel | 4000 | Composite Double Walled | Fiberglass Reinforced Plastic | Pressure | N | 2010-09-01 | N | 2010-09-01
380041 | 1 | 2010-02-24 | Removed From Ground | Gas | 6000 | Cathodically Protected Steel | Cathodically Protected | Pressure |  | 1997-11-01 |  | 1997-11-01
380041 | 2 | 2010-02-24 | Removed From Ground | Gas | 6000 | Cathodically Protected Steel | Cathodically Protected | Pressure |  | 1997-11-01 |  | 1997-11-01
380041 | 3 | 2010-02-24 | Removed From Ground | Gas | 6000 | Cathodically Protected Steel | Cathodically Protected | Pressure |  | 1997-11-01 |  | 1997-11-01
380041 | 4 | 2010-02-24 | Removed From Ground | Diesel | 3000 | Cathodically Protected Steel | Cathodically Protected | Pressure |  | 1997-11-01 |  | 1997-11-01
380042 | 1 | 2002-04-18 | Removed From Ground | Kerosene | 4000 | Steel-Impressed Current | Cathodically Protected | Pressure |  | 1998-09-01 |  | 1998-09-01
380042 | 2 | 2002-04-18 | Removed From Ground | Kerosene | 4000 | Steel-Impressed Current | Cathodically Protected | Pressure |  | 1998-09-01 |  | 1998-09-01
380042 | 3 | 2002-04-18 | Removed From Ground | Other | 4000 | Steel-Impressed Current | Cathodically Protected | Pressure |  | 1998-09-01 |  | 1998-09-01
380042 | 4 | 2002-04-18 | Removed From Ground | Other | 4000 | Steel-Impressed Current | Cathodically Protected | Pressure |  | 1998-09-01 |  | 1998-09-01
380042 | 5 | 1980-03-22 | Currently In Use | Diesel | 20000 | Steel-Impressed Current | Cathodically Protected | Pressure |  | 1998-09-01 |  | 1998-09-01
380042 | 6 | 2002-02-14 | Removed From Ground | Gas | 1000 | Steel-Impressed Current | Cathodically Protected | Suction: Valve At The Tank |  | 1998-12-01 |  | 1998-12-01
380043 | 1 |  | Removed From Ground Date Unknown | Diesel | 5000 | Bare Steel | Galvanized Steel | Not Marked
380043 | 2 | 1995-01-05 | Removed From Ground | Diesel | 1000 | Bare Steel | Galvanized Steel | Not Marked
380043 | 3 |  | Removed From Ground Date Unknown | Gas | 1000 | Bare Steel | Galvanized Steel | Not Marked
380043 | 4 | 1994-01-05 | Removed From Ground | Diesel | 10000 | Bare Steel | Galvanized Steel | Not Marked
380044 | 1 | 1976-03-22 | Currently In Use | Other | 1000 | Steel-Impressed Current | Impressed Current | Suction: No Valve At The Tank |  | 1999-02-15 |  | 1999-02-15
380044 | 2 | 1976-03-22 | Currently In Use | Other | 1000 | Steel-Impressed Current | Impressed Current | Suction: No Valve At The Tank |  | 1999-02-15 |  | 1999-02-15
380045 | 1 | 1986-01-01 | Removed From Ground | Diesel |  | Bare Steel | Galvanized Steel | Not Marked
380047 | 1 | 1999-10-19 | Removed From Ground | Other | 560 | Bare Steel | Galvanized Steel | Suction: Valve At The Tank
380047 | 2 | 1999-10-19 | Removed From Ground | Other | 560 | Bare Steel | Galvanized Steel | Suction: Valve At The Tank
380047 | 3 | 1999-10-19 | Removed From Ground | Gas | 1000 | Bare Steel | Galvanized Steel | Suction: Valve At The Tank
380050 | 1 | 2008-09-30 | Removed From Ground | Gas | 4000 | Cathodically Protected Steel | Cathodically Protected | Suction: Valve At The Tank |  | 1998-10-01 |  | 1998-10-01
380050 | 2 | 2008-09-30 | Removed From Ground | Gas | 4000 | Cathodically Protected Steel | Cathodically Protected | Suction: Valve At The Tank |  | 1998-10-01 |  | 1998-10-01
380050 | 3 | 2008-09-30 | Removed From Ground | Diesel | 4000 | Cathodically Protected Steel | Cathodically Protected | Suction: Valve At The Tank |  | 1998-10-01 |  | 1998-10-01
380050 | 4 | 2008-09-30 | Removed From Ground | Gas | 4000 | Cathodically Protected Steel | Cathodically Protected | Suction: Valve At The Tank |  | 1998-10-01 |  | 1998-10-01
380050 | 5 | 2008-09-30 | Removed From Ground | Diesel | 4000 | Cathodically Protected Steel | Cathodically Protected | Suction: Valve At The Tank |  | 1998-10-01 |  | 1998-10-01
380051 | 1 | 1982-03-21 | Currently In Use | Gas | 5000 | Cathodically Protected Steel | Impressed Current | Suction: No Valve At The Tank |  | 1998-01-01 |  | 1998-01-01
380051 | 2 | 1982-03-21 | Currently In Use | Diesel | 5000 | Cathodically Protected Steel | Impressed Current | Suction: No Valve At The Tank |  | 1998-01-01 |  | 1998-01-01
380051 | 3 | 1982-03-21 | Currently In Use | Gas | 5000 | Cathodically Protected Steel | Impressed Current | Suction: No Valve At The Tank |  | 1998-01-01 |  | 1998-01-01
380051 | 4 | 1982-03-21 | Temporarily Out Of Use | Diesel | 250 | Cathodically Protected Steel | Impressed Current | Suction: No Valve At The Tank |  | 1998-01-01 |  | 1998-01-01
380052 | 1 | 1989-01-01 | Removed From Ground | Gas | 6000 | Bare Steel | Galvanized Steel | Not Marked
380052 | 2 | 1989-01-01 | Removed From Ground | Gas | 6000 | Bare Steel | Galvanized Steel | Not Marked
380052 | 3 | 1989-01-01 | Removed From Ground | Gas | 6000 | Bare Steel | Galvanized Steel | Not Marked
380052 | 4 | 1984-01-01 | Temporarily Out Of Use | Diesel | 1000 | Cathodically Protected Steel | Cathodically Protected | Suction: No Valve At The Tank |  | 1999-04-01 |  | 1999-04-01
380052 | 5 | 1981-03-21 | Temporarily Out Of Use | Kerosene | 560 | Cathodically Protected Steel | Cathodically Protected | Suction: No Valve At The Tank |  | 1999-04-01 |  | 1999-04-01
380052 | 6 | 1989-01-01 | Currently In Use | Gas | 8000 | Steel-Impressed Current | Fiberglass Reinforced Plastic | Pressure |  | 1989-01-01 |  | 1989-01-01
380052 | 7 | 1989-01-01 | Currently In Use | Gas | 8000 | Steel-Impressed Current | Fiberglass Reinforced Plastic | Pressure |  | 1989-01-01 |  | 1989-01-01
380052 | 8 | 1989-01-01 | Currently In Use | Gas | 8000 | Steel-Impressed Current | Fiberglass Reinforced Plastic | Pressure |  | 1989-01-01 |  | 1989-01-01
380053 | 1 | 1996-01-01 | Removed From Ground | Gas | 6000 | Bare Steel | Galvanized Steel | Pressure
380053 | 2 | 1997-01-01 | Removed From Ground | Gas | 8000 | Bare Steel | Galvanized Steel | Pressure
380053 | 3 | 1996-01-01 | Removed From Ground | Empty | 8000 | Bare Steel | Unknown | Not Marked
380053 | 4 | 1996-01-01 | Removed From Ground | Empty | 1 | Bare Steel | Unknown | Not Marked
380053 | 5 | 1996-01-01 | Removed From Ground | Diesel | 6000 | Bare Steel | Galvanized Steel | Pressure
380054 | 1 | 1987-08-01 | Removed From Ground | Gas | 5000 | Bare Steel | Galvanized Steel | Not Marked
380054 | 2 | 1987-08-01 | Removed From Ground | Gas | 5000 | Bare Steel | Galvanized Steel | Not Marked
380054 | 3 | 1987-08-01 | Removed From Ground | Gas | 4000 | Bare Steel | Galvanized Steel | Not Marked
380054 | 4 | 1987-08-01 | Removed From Ground | Other | 1000 | Not Marked/Unknown | Not Marked | Not Marked
380054 | 5 | 1987-08-01 | Removed From Ground | Other | 560 | Not Marked/Unknown | Not Marked | Not Marked
380055 | 1 | 1971-03-24 | Currently In Use | Gas | 7896 | Cathodically Protected Steel | Fiberglass Reinforced Plastic | Pressure |  | 1995-03-20 |  | 1995-03-20
380055 | 2 | 1971-03-24 | Currently In Use | Gas | 7896 | Cathodically Protected Steel | Fiberglass Reinforced Plastic | Pressure |  | 1995-03-20 |  | 1995-03-20
380055 | 3 | 1971-03-24 | Currently In Use | Diesel | 4010 | Cathodically Protected Steel | Fiberglass Reinforced Plastic | Pressure |  | 1995-03-20 |  | 1995-03-20
380056 | 1 | 1987-04-21 | Removed From Ground | Gas | 1 | Bare Steel | Galvanized Steel | Suction: Valve At The Tank
380056 | 2 | 1987-04-21 | Removed From Ground | Gas | 1 | Bare Steel | Galvanized Steel | Suction: Valve At The Tank
380056 | 3 | 1987-04-21 | Removed From Ground | Gas | 1 | Bare Steel | Galvanized Steel | Suction: Valve At The Tank
380056 | 4 | 1987-04-21 | Removed From Ground | Empty | 1 | Bare Steel | Galvanized Steel | Suction: Valve At The Tank
380056 | 5 | 2003-12-09 | Removed From Ground | Gas | 4000 | Cathodically Protected Steel | Fiberglass Reinforced Plastic | Pressure |  | 1994-10-30 |  | 1994-10-30
380056 | 6 | 2003-12-09 | Removed From Ground | Gas | 4000 | Cathodically Protected Steel | Fiberglass Reinforced Plastic | Pressure |  | 1994-10-30 |  | 1994-10-30
380056 | 7 | 2003-12-09 | Removed From Ground | Gas | 4000 | Cathodically Protected Steel | Fiberglass Reinforced Plastic | Pressure |  | 1994-10-30 |  | 1994-10-30
380057 | DUMMY |  | Currently In Use | Diesel | 0 | Not Marked/Unknown | Not Marked | Not Marked
380058 | 1 | 1999-10-25 | Removed From Ground | Gas | 1000 | Bare Steel | Galvanized Steel | Suction: No Valve At The Tank
380058 | 2 | 1999-10-25 | Removed From Ground | Gas | 1000 | Bare Steel | Galvanized Steel | Suction: No Valve At The Tank
380058 | 3 | 1999-10-25 | Removed From Ground | Gas | 1000 | Bare Steel | Galvanized Steel | Suction: No Valve At The Tank
380059 | 1 |  | Currently In Use | Gas |  | Bare Steel | Bare Steel | Not Marked
380059 | 2 |  | Currently In Use | Gas |  | Bare Steel | Bare Steel | Not Marked
380059 | 3 |  | Currently In Use | Gas |  | Bare Steel | Bare Steel | Not Marked
380060 | 1 |  | Currently In Use | Gas | 500 | Bare Steel | Bare Steel | Not Marked
380062 | 1 | 1988-06-01 | Removed From Ground | Kerosene | 10000 | Bare Steel | Unknown | Not Marked
380063 | 1 | 1988-07-01 | Removed From Ground | Gas | 12000 | Bare Steel | Galvanized Steel | Not Marked
380063 | 2 | 1988-07-01 | Removed From Ground | Diesel | 2005 | Bare Steel | Galvanized Steel | Not Marked
380064 | 1 | 1992-01-04 | Removed From Ground | Diesel | 4000 | Bare Steel | Unknown | Not Marked
380064 | 2 | 1992-01-04 | Removed From Ground | Gas | 2000 | Bare Steel | Unknown | Not Marked
380064 | 3 | 1992-01-04 | Removed From Ground | Gas | 2000 | Bare Steel | Unknown | Not Marked
380064 | 4 | 1992-01-04 | Removed From Ground | Gas | 2000 | Bare Steel | Unknown | Not Marked
380064 | 5 | 1992-01-04 | Removed From Ground | Kerosene | 1000 | Bare Steel | Unknown | Not Marked
380064 | 6 | 1992-01-04 | Removed From Ground | Used Oil | 500 | Not Marked/Unknown | Not Marked | Not Marked | Y |  | Y
380064 | 7 | 1992-01-04 | Removed From Ground | Used Oil | 500 | Not Marked/Unknown | Not Marked | Not Marked | Y |  | Y
380066 | 1 | 1990-12-06 | Removed From Ground | Other | 6000 | Bare Steel | Galvanized Steel | Not Marked
380066 | 2 | 1990-12-06 | Removed From Ground | Other | 1500 | Bare Steel | Galvanized Steel | Not Marked
380067 | 1 | 1987-09-23 | Removed From Ground | Gas | 10000 | Bare Steel | Galvanized Steel | Not Marked
380067 | 2 | 1987-09-23 | Removed From Ground | Gas | 10000 | Bare Steel | Galvanized Steel | Not Marked
380067 | 3 | 1987-09-23 | Removed From Ground | Gas | 5000 | Bare Steel | Galvanized Steel | Not Marked
380067 | 4 | 1987-09-23 | Removed From Ground | Used Oil | 550 | Bare Steel | Galvanized Steel | Not Marked | Y |  | Y
380067 | 5 | 2012-06-14 | Removed From Ground | Gas | 10000 | Fiberglass | Fiberglass Reinforced Plastic | Pressure |  | 1987-01-01 |  | 1993-01-01
380067 | 6 | 2012-06-14 | Removed From Ground | Gas | 10000 | Fiberglass | Fiberglass Reinforced Plastic | Pressure |  | 1987-01-01 |  | 1993-01-01
380067 | 7 | 2012-06-14 | Removed From Ground | Diesel | 10000 | Fiberglass | Fiberglass Reinforced Plastic | Pressure |  | 1987-01-01 |  | 1993-01-01
380067 | 8 | 1993-01-20 | Removed From Ground | Used Oil | 1000 | Fiberglass | Fiberglass Reinforced Plastic | Not Marked | Y |  | Y
380068 | 1 | 2006-03-01 | Removed From Ground | Gas | 10000 | Steel-Impressed Current | Cathodically Protected | Pressure |  | 1998-06-01
380068 | 2 | 2006-03-01 | Removed From Ground | Gas | 10000 | Steel-Impressed Current | Cathodically Protected | Pressure |  | 1998-06-01
380068 | 3 | 2006-03-01 | Removed From Ground | Gas | 5000 | Fiberglass | Cathodically Protected | Pressure |  | 1998-06-01
380068 | 4 | 2006-03-01 | Removed From Ground | Used Oil | 550 | Bare Steel | Bare Steel | Gravity Fed | Y |  | Y
380070 | 1 | 1989-08-22 | Removed From Ground | Gas | 1000 | Bare Steel | Bare Steel | Not Marked
380070 | 2 | 1989-08-22 | Removed From Ground | Diesel | 1000 | Bare Steel | Bare Steel | Not Marked
380070 | 3 |  | Permanently Out Of Use | Gas | 560 | Bare Steel | Bare Steel | Not Marked
380071 | 1 | 1986-08-01 | Removed From Ground | Gas | 6000 | Bare Steel | Galvanized Steel | Not Marked
380071 | 2 | 1986-08-10 | Removed From Ground | Gas | 4000 | Bare Steel | Galvanized Steel | Not Marked
380071 | 3 | 1986-08-10 | Removed From Ground | Gas | 2000 | Bare Steel | Galvanized Steel | Not Marked
380071 | 4 |  | Removed From Ground Date Unknown | Gas | 6000 | Cathodically Protected Steel | Galvanized Steel | Not Marked
380071 | 5 |  | Removed From Ground Date Unknown | Gas | 6000 | Cathodically Protected Steel | Galvanized Steel | Not Marked
380071 | 6 |  | Removed From Ground Date Unknown | Gas | 6000 | Cathodically Protected Steel | Galvanized Steel | Not Marked
380072 | 1 | 1992-07-21 | Removed From Ground | Gas | 1000 | Bare Steel | Bare Steel | Suction: Valve At The Tank
380072 | 2 | 1999-07-01 | Removed From Ground | Gas | 500 | Bare Steel | Bare Steel | Gravity Fed
380072 | 3 | 1999-07-01 | Removed From Ground | Kerosene | 500 | Bare Steel | Bare Steel | Gravity Fed
380075 | 1 | 1983-04-24 | Currently In Use | Gas | 6000 | Steel-Impressed Current | Fiberglass Reinforced Plastic | Pressure |  | 1995-07-01 |  | 1995-07-01
380075 | 2 | 1993-04-24 | Currently In Use | Gas | 6000 | Steel-Impressed Current | Cathodically Protected | Pressure |  | 1995-07-01 |  | 1995-07-01
380075 | 3 | 1983-04-24 | Currently In Use | Diesel | 6000 | Steel-Impressed Current | Fiberglass Reinforced Plastic | Pressure |  | 1995-07-01 |  | 1995-07-01
380076 | 1 | 1996-11-14 | Removed From Ground | Gas | 3000 | Bare Steel | Galvanized Steel | Not Marked
380076 | 2 | 1996-11-14 | Removed From Ground | Gas | 3000 | Bare Steel | Galvanized Steel | Not Marked
380076 | 3 | 1996-11-14 | Removed From Ground | Gas | 3000 | Bare Steel | Galvanized Steel | Not Marked
380076 | 4 | 1996-11-14 | Removed From Ground | Diesel | 1000 | Bare Steel | Galvanized Steel | Not Marked
380076 | 5 | 1996-11-14 | Removed From Ground | Kerosene | 1000 | Bare Steel | Galvanized Steel | Not Marked
380077 | 1 | 1999-12-20 | Removed From Ground | Gas | 4000 | Bare Steel | Galvanized Steel | Not Marked
380077 | 2 | 1999-12-20 | Removed From Ground | Gas | 4000 | Bare Steel | Galvanized Steel | Not Marked
380077 | 3 | 1999-12-20 | Removed From Ground | Gas | 4000 | Bare Steel | Galvanized Steel | Not Marked
380077 | 4 | 1999-12-20 | Removed From Ground | Gas | 4000 | Bare Steel | Galvanized Steel | Not Marked
380078 | 1 | 1997-02-07 | Removed From Ground | Gas | 2000 | Bare Steel | Galvanized Steel | Not Marked
380078 | 2 | 1997-02-07 | Removed From Ground | Gas | 2000 | Bare Steel | Galvanized Steel | Not Marked
380079 | 1 | 2010-08-05 | Currently In Use | Gas | 6000 | Steel-Impressed Current | Cathodically Protected | Pressure |  | 1998-11-01 |  | 1998-11-01
380079 | 2 | 2010-08-05 | Currently In Use | Gas | 6000 | Steel-Impressed Current | Cathodically Protected | Pressure |  | 1998-11-01 |  | 1998-11-01
380079 | 3 | 2010-08-05 | Currently In Use | Gas | 6000 | Steel-Impressed Current | Cathodically Protected | Pressure |  | 1998-11-01 |  | 1998-11-01
380079 | 4 | 2010-08-05 | Currently In Use | Diesel | 6000 | Steel-Impressed Current | Cathodically Protected | Pressure |  | 1998-11-01 |  | 1998-11-01
380080 | 1 | 1993-01-01 | Removed From Ground | Gas | 2000 | Bare Steel | Galvanized Steel | Not Marked
380080 | 2 | 1993-01-01 | Removed From Ground | Diesel | 560 | Bare Steel | Galvanized Steel | Not Marked
380080 | 209086 | 2006-01-25 | Removed From Ground | Used Oil | 1000 | Steel-Galvanic | Cathodically Protected | Suction: No Valve At The Tank |  | 1993-02-18 |  | 1993-02-18
380080 | 209087 | 2006-01-25 | Removed From Ground | Gas | 1000 | Steel-Galvanic | Cathodically Protected | Suction: No Valve At The Tank |  | 1993-02-18 |  | 1993-02-18
380082 | 1 | 1988-07-01 | Removed From Ground | Gas | 2000 | Bare Steel | Galvanized Steel | Not Marked
380082 | 2 | 2014-09-16 | Removed From Ground | Used Oil | 1000 | Bare Steel |  |  | N |  | N
380082 | A | 1989-08-06 | Currently In Use | Diesel | 12000 | Cathodically Protected Steel | Fiberglass Reinforced Plastic | Pressure |  | 1989-08-06 |  | 1989-08-06
380082 | B | 1988-07-15 | Currently In Use | Gas | 10000 | Cathodically Protected Steel | Secondary Containment | Suction: Valve At The Tank |  | 1997-09-01 |  | 1997-09-01
380083 | 1 | 1991-12-07 | Removed From Ground | Gas | 4000 | Epoxy | Galvanized Steel | Suction: No Valve At The Tank
380083 | 2 | 1991-12-07 | Removed From Ground | Gas | 6000 | Epoxy | Galvanized Steel | Suction: No Valve At The Tank
380084 | 1 | 1992-01-01 | Currently In Use | Diesel | 10000 | STIP-3 | Not Marked | Pressure |  | 1998-10-01 |  | 1998-10-01
380085 | 1 | 1991-12-01 | Removed From Ground | Gas | 2000 | Bare Steel | Galvanized Steel | Not Marked
380086 | 1 | 1991-12-06 | Removed From Ground | Gas | 4000 | Bare Steel | Galvanized Steel | Not Marked
380086 | 2 | 1991-12-06 | Removed From Ground | Gas | 6000 | Bare Steel | Galvanized Steel | Not Marked
380086 | C | 1991-12-07 | Removed From Ground | Diesel | 4000 | Bare Steel | Galvanized Steel | Not Marked
380086 | D | 1991-12-07 | Removed From Ground | Diesel | 6000 | Bare Steel | Galvanized Steel | Not Marked
380087 | 1 | 1991-12-03 | Removed From Ground | Gas | 4000 | Bare Steel | Galvanized Steel | Not Marked
380087 | 2 | 1991-12-03 | Removed From Ground | Gas | 6000 | Bare Steel | Galvanized Steel | Not Marked
380088 | 1 | 1993-07-28 | Removed From Ground | Diesel | 10000 | Bare Steel | Galvanized Steel | Suction: No Valve At The Tank
380089 | 1 | 1992-05-15 | Removed From Ground | Diesel | 4000 | Bare Steel | Galvanized Steel | Suction: No Valve At The Tank
380089 | 2 | 1992-05-15 | Removed From Ground | Diesel | 6000 | Bare Steel | Galvanized Steel | Suction: No Valve At The Tank
380090 | 1 | 1992-05-15 | Removed From Ground | Diesel | 10000 | Bare Steel | Galvanized Steel | Suction: No Valve At The Tank
380091 | 1 | 1988-01-01 | Removed From Ground | Used Oil | 1000 | Bare Steel | Galvanized Steel | Not Marked | Y |  | Y
380093 | 312D1 | 2001-07-18 | Removed From Ground | Diesel | 500 | Bare Steel | Galvanized Steel | Suction: No Valve At The Tank
380093 | 312G1 | 2001-07-18 | Removed From Ground | Gas | 1060 | Bare Steel | Galvanized Steel | Suction: No Valve At The Tank
380094 | 1 | 1998-10-29 | Removed From Ground | Gas | 560 | Bare Steel | Galvanized Steel | Suction: Valve At The Tank
380094 | 2 | 1998-10-28 | Removed From Ground | Gas | 560 | Bare Steel | Galvanized Steel | Suction: Valve At The Tank
380094 | 3 | 1998-10-29 | Removed From Ground | Gas | 1000 | Bare Steel | Galvanized Steel | Suction: Valve At The Tank
380096 | 1 | 2000-01-17 | Removed From Ground | Diesel | 4000 | Bare Steel | Galvanized Steel | Not Marked
380097 | 1 | 1980-01-01 | Removed From Ground | Gas | 1000 | Bare Steel | Galvanized Steel | Suction: No Valve At The Tank
380097 | 2 | 1980-01-01 | Removed From Ground | Gas | 1000 | Bare Steel | Galvanized Steel | Suction: No Valve At The Tank
380097 | 3 | 1980-01-01 | Removed From Ground | Gas | 1000 | Bare Steel | Galvanized Steel | Suction: No Valve At The Tank
380099 | 1 |  | Removed From Ground Date Unknown | Diesel | 8000 | Bare Steel | Unknown | Not Marked
380100 | 1 | 1993-04-26 | Removed From Ground | Gas | 2000 | Bare Steel | Bare Steel | Suction: No Valve At The Tank
380100 | 2 | 1993-04-26 | Removed From Ground | Gas | 2000 | Bare Steel | Bare Steel | Suction: No Valve At The Tank
380101 | 1 | 1966-05-05 | Currently In Use | Gas | 3000 | Bare Steel | Galvanized Steel | Suction: Valve At The Tank
380101 | 1 |  | Removed From Ground Date Unknown | Gas | 3000 | Bare Steel | Galvanized Steel | Suction: Valve At The Tank
380101 | 2 | 1966-05-05 | Currently In Use | Gas | 3000 | Bare Steel | Galvanized Steel | Suction: Valve At The Tank
380101 | 2 |  | Removed From Ground Date Unknown | Gas | 3000 | Bare Steel | Galvanized Steel | Suction: Valve At The Tank
380101 | 3 | 1966-05-05 | Currently In Use | Gas | 3000 | Bare Steel | Galvanized Steel | Suction: Valve At The Tank
380101 | 3 |  | Removed From Ground Date Unknown | Gas | 3000 | Bare Steel | Galvanized Steel | Suction: Valve At The Tank
380101 | 4 | 1966-05-05 | Currently In Use | Gas | 1000 | Bare Steel | Galvanized Steel | Suction: Valve At The Tank
380101 | 4 |  | Removed From Ground Date Unknown | Gas | 1000 | Bare Steel | Galvanized Steel | Suction: Valve At The Tank
380101 | 5 | 1966-05-05 | Currently In Use | Other | 500 | Bare Steel | Unknown | Not Marked
380101 | 5 |  | Removed From Ground Date Unknown | Other | 500 | Bare Steel | Unknown | Not Marked
380102 | 029-01 | 1993-01-13 | Removed From Ground | Gas | 3000 | Bare Steel | Galvanized Steel | Suction: No Valve At The Tank
380102 | 029-02 | 1989-12-15 | Removed From Ground | Gas | 1000 | Bare Steel | Galvanized Steel | Suction: No Valve At The Tank
380102 | 029-03 | 1993-01-13 | Removed From Ground | Diesel | 10000 | Cathodically Protected Steel | Galvanized Steel | Suction: No Valve At The Tank
380102 | 029-04 | 1993-01-13 | Removed From Ground | Other | 1500 | Cathodically Protected Steel | Galvanized Steel | Suction: No Valve At The Tank
380102 | 029-05 | 1993-01-13 | Removed From Ground | Other | 1500 | Cathodically Protected Steel | Galvanized Steel | Suction: No Valve At The Tank
380102 | 029-06 | 1993-01-13 | Removed From Ground | Other | 1500 | Cathodically Protected Steel | Galvanized Steel | Suction: No Valve At The Tank
380102 | 029-07 | 1993-01-13 | Removed From Ground | Other | 1500 | Cathodically Protected Steel | Galvanized Steel | Suction: No Valve At The Tank
380102 | 029-08 | 1993-01-13 | Removed From Ground | Used Oil | 550 | Cathodically Protected Steel | Galvanized Steel | Suction: No Valve At The Tank | Y |  | Y
380102 | 029-09 | 1986-12-01 | Removed From Ground | Other | 8000 | Bare Steel | Galvanized Steel | Not Marked
380102 | 029-10 | 1986-12-01 | Removed From Ground | Other | 1000 | Bare Steel | Galvanized Steel | Not Marked
380102 | 029-11 | 1986-12-01 | Removed From Ground | Other | 1000 | Bare Steel | Galvanized Steel | Not Marked
380102 | 029-12 | 1986-12-01 | Removed From Ground | Other | 1000 | Bare Steel | Galvanized Steel | Not Marked
380102 | 029-13 | 1986-12-01 | Removed From Ground | Diesel | 1000 | Bare Steel | Galvanized Steel | Not Marked
380103 | 1 | 1986-09-30 | Removed From Ground | Gas | 500 | Bare Steel | Galvanized Steel | Not Marked
380104 | 1 | 1998-05-07 | Removed From Ground | Gas | 10000 | Bare Steel | Galvanized Steel | Suction: Valve At The Tank
380104 | 2 | 1998-05-07 | Removed From Ground | Gas | 8000 | Bare Steel | Galvanized Steel | Suction: Valve At The Tank
380104 | 3 | 1998-05-07 | Removed From Ground | Gas | 8000 | Bare Steel | Galvanized Steel | Suction: Valve At The Tank
380105 | 1 | 1984-05-01 | Currently In Use | Gas | 10000 | Composite | Double Walled Flex | Pressure |  | 1996-01-01 |  | 1996-01-01
380105 | 2 | 1984-05-01 | Currently In Use | Gas | 8000 | Composite | Double Walled Flex | Pressure |  | 1996-01-01 |  | 1996-01-01
380105 | 3 | 1984-05-01 | Currently In Use | Gas | 8000 | Composite | Double Walled Flex | Pressure |  | 1996-01-01 |  | 1996-01-01
380105 | 4 | 1984-05-01 | Currently In Use | Gas | 2000 | Composite | Double Walled Flex | Pressure |  | 1996-01-01 |  | 1996-01-01
380105 | 5 | 1996-01-01 | Currently In Use | Diesel | 6000 | Composite | Double Walled Flex | Pressure |  | 1996-01-01 |  | 1996-01-01
380107 | 1 | 1998-10-01 | Removed From Ground | Diesel | 2000 | Bare Steel | Galvanized Steel | Not Marked
380107 | 2 | 1998-10-01 | Removed From Ground | Gas | 2000 | Bare Steel | Galvanized Steel | Not Marked
380107 | 3 | 1998-10-01 | Removed From Ground | Gas | 10000 | Bare Steel | Galvanized Steel | Not Marked
380108 | 1 | 1981-03-18 | Currently In Use | Gas | 8000 | Steel-Impressed Current | Fiberglass Reinforced Plastic | Pressure |  | 1994-11-01 |  | 1994-11-01
380108 | 2 | 1981-03-18 | Currently In Use | Gas | 12000 | Steel-Impressed Current | Fiberglass Reinforced Plastic | Pressure |  | 1994-11-01 |  | 1994-11-01
380108 | 3 | 1981-03-18 | Currently In Use | Gas | 12000 | Steel-Impressed Current | Fiberglass Reinforced Plastic | Pressure |  | 1994-11-01 |  | 1994-11-01
380108 | 4 | 1981-03-18 | Currently In Use | Diesel | 10000 | Steel-Impressed Current | Fiberglass Reinforced Plastic | Pressure |  | 1994-11-01 |  | 1994-11-01
380109 | 1 | 1992-02-19 | Removed From Ground | Gas | 10000 | Bare Steel | Galvanized Steel | Not Marked
380109 | 2 | 1992-02-19 | Removed From Ground | Gas | 8000 | Bare Steel | Galvanized Steel | Not Marked
380109 | 3 | 1992-02-19 | Removed From Ground | Gas | 10000 | Bare Steel | Galvanized Steel | Not Marked
380109 | 4 | 1992-02-19 | Removed From Ground | Kerosene | 2000 | Bare Steel | Galvanized Steel | Not Marked
380109 | 5 | 1992-02-19 | Removed From Ground | Diesel | 3000 | Bare Steel | Galvanized Steel | Not Marked
380109 | A | 1992-02-01 | Currently In Use | Gas | 12000 | Fiberglass | Fiberglass Reinforced Plastic | Pressure |  | 1992-02-01 |  | 1992-02-01
380109 | B | 1992-02-01 | Currently In Use | Gas | 10000 | Fiberglass | Fiberglass Reinforced Plastic | Pressure |  | 1992-02-01 |  | 1992-02-01
380109 | C | 1992-02-01 | Currently In Use | Diesel | 4000 | Fiberglass | Fiberglass Reinforced Plastic | Pressure |  | 1992-02-01 |  | 1992-02-01
380109 | D | 1992-02-01 | Currently In Use | Kerosene | 4000 | Fiberglass | Fiberglass Reinforced Plastic | Suction: No Valve At The Tank |  | 1992-02-01 |  | 1992-02-01
380112 | 1 |  | Removed From Ground Date Unknown | Gas | 10000 | Fiberglass | Fiberglass Reinforced Plastic | Pressure |  | 1993-01-01 |  | 1993-01-01
380112 | 2 |  | Removed From Ground Date Unknown | Gas | 10000 | Fiberglass | Fiberglass Reinforced Plastic | Pressure |  | 1993-01-01 |  | 1993-01-01
380112 | 3 | 1991-03-01 | Removed From Ground | Diesel | 500 | Fiberglass | Galvanized Steel | Not Marked
380113 | 1B |  | Currently In Use | Used Oil | 467 | Bare Steel | Unknown | Not Marked | Y |  | Y
380113 | 2B | 1988-09-01 | Closed In Ground | Other | 1000 | Bare Steel | Unknown | Not Marked
380113 | 3B | 1988-07-01 | Closed In Ground | Gas | 1000 | Bare Steel | Unknown | Not Marked
380113 | 4B |  | Currently In Use | Diesel | 2208 | Bare Steel | Unknown | Not Marked
380113 | 5A |  | Currently In Use | Other | 4759 | Bare Steel | Unknown | Not Marked
380113 | 5B | 1988-02-01 | Closed In Ground | Used Oil | 1000 | Bare Steel | Unknown | Not Marked | Y |  | Y
380113 | 6B | 1988-07-01 | Closed In Ground | Gas | 1000 | Bare Steel | Unknown | Not Marked
380113 | 7B |  | Currently In Use | Used Oil | 467 | Bare Steel | Unknown | Not Marked | Y |  | Y
380113 | 8B | 1987-01-12 | Removed From Ground | Used Oil | 500 | Bare Steel | Unknown | Not Marked | Y |  | Y
380114 | 1 | 1985-01-01 | Currently In Use | Diesel | 10000 | Fiberglass | Fiberglass Reinforced Plastic | Pressure |  | 1994-06-20 |  | 1994-06-20
380114 | 2 | 1994-06-20 | Removed From Ground | Gas | 10000 | Composite | Bare Steel | Pressure
380114 | 3 | 1994-06-20 | Currently In Use | Gas | 10000 | Double Walled | Fiberglass Reinforced Plastic | Pressure |  | 1994-06-20 |  | 1994-06-24
380115 | 1 | 2013-07-10 | Temporarily Out Of Use | Gas | 6000 | Steel-Impressed Current | Cathodically Protected | Suction: Valve At The Tank |  | 1998-12-01 |  | 1998-12-01
380115 | 2 | 2013-07-10 | Temporarily Out Of Use | Gas | 6000 | Steel-Impressed Current | Cathodically Protected | Suction: Valve At The Tank |  | 1998-12-01 |  | 1998-12-01
380115 | 3 | 1979-05-08 | Temporarily Out Of Use | Gas | 6000 | Steel-Impressed Current | Fiberglass Reinforced Plastic | Suction: Valve At The Tank |  | 1998-12-01 |  | 1998-12-01
380115 | 4 | 1971-05-10 | Temporarily Out Of Use | Diesel | 2000 | Steel-Impressed Current | Fiberglass Reinforced Plastic | Suction: Valve At The Tank |  | 1998-12-01 |  | 1998-12-01
380118 | 1 | 1997-12-01 | Removed From Ground | Gas | 6000 | Cathodically Protected Steel | Bare Steel | Suction: Valve At The Tank
380118 | 2 | 1997-12-01 | Removed From Ground | Gas | 6000 | Cathodically Protected Steel | Bare Steel | Suction: Valve At The Tank
380118 | 3 |  | Permanently Out Of Use | Kerosene | 10000 | Bare Steel | Bare Steel | Not Marked
380119 | 1 | 2009-05-27 | Removed From Ground | Gas | 1990 | Steel-Impressed Current | Cathodically Protected | Suction: No Valve At The Tank |  | 1998-01-01 |  | 1998-01-01
380119 | 2 | 2009-05-27 | Removed From Ground | Gas | 1990 | Steel-Impressed Current | Cathodically Protected | Suction: No Valve At The Tank |  | 1998-01-01 |  | 1998-01-01
380119 | 3 | 2009-05-27 | Permanently Out Of Use | Empty | 1990 | Steel-Impressed Current | Cathodically Protected | Suction: No Valve At The Tank |  | 1998-01-01 |  | 1998-01-01
380119 | 3 | 2009-05-27 | Removed From Ground | Empty | 1990 | Steel-Impressed Current | Cathodically Protected | Suction: No Valve At The Tank |  | 1998-01-01 |  | 1998-01-01
380119 | 3 | 2009-05-27 | Temporarily Out Of Use | Empty | 1990 | Steel-Impressed Current | Cathodically Protected | Suction: No Valve At The Tank |  | 1998-01-01 |  | 1998-01-01
380120 | 1 | 2015-04-21 | Removed From Ground | Gas | 8000 | Steel-Impressed Current | Fiberglass/Sec Containment | Pressure |  | 1995-10-18 |  | 1995-10-18
380120 | 2 | 2015-04-21 | Removed From Ground | Gas | 8000 | Steel-Impressed Current | Fiberglass/Sec Containment | Pressure |  | 1995-10-18 |  | 1995-10-18
380120 | 3 | 2015-04-21 | Removed From Ground | Diesel | 8000 | Steel-Impressed Current | Fiberglass/Sec Containment | Pressure |  | 1995-10-18 |  | 1995-10-18
380120 | 4 | 2015-04-21 | Removed From Ground | Gas | 2000 | STIP-3 | Fiberglass/Sec Containment | Pressure |  | 1989-01-06 |  | 1989-01-06
380121 | 1 | 2010-12-06 | Removed From Ground | Gas | 1990 | Steel-Impressed Current | Cathodically Protected | Suction: Valve At The Tank |  | 1997-10-01 |  | 1997-10-01
380121 | 2 | 2010-12-06 | Removed From Ground | Gas | 1990 | Steel-Impressed Current | Cathodically Protected | Suction: Valve At The Tank |  | 1997-10-01 |  | 1997-10-01
380121 | 3 | 2010-12-06 | Removed From Ground | Gas | 1990 | Steel-Impressed Current | Cathodically Protected | Suction: Valve At The Tank |  | 1997-10-01 |  | 1997-10-01
380122 | 1 | 1975-05-11 | Currently In Use | Gas | 10000 | Steel-Impressed Current | Cathodically Protected | Pressure |  | 1998-06-01 |  | 1998-06-01
380122 | 2 | 1975-05-11 | Currently In Use | Diesel | 10000 | Steel-Impressed Current | Cathodically Protected | Pressure |  | 1998-06-01 |  | 1998-06-01
380122 | 3 | 1975-05-11 | Currently In Use | Gas | 10000 | Steel-Impressed Current | Cathodically Protected | Pressure |  | 1998-06-01 |  | 1998-06-01
380122 | 4 | 1975-05-11 | Currently In Use | Diesel | 10000 | Steel-Impressed Current | Cathodically Protected | Pressure |  | 1998-06-01 |  | 1998-06-01
380123 | 1 | 1992-12-01 | Removed From Ground | Gas | 560 | Bare Steel | Galvanized Steel | Not Marked
380123 | 2 | 1992-12-01 | Removed From Ground | Gas | 1065 | Bare Steel | Galvanized Steel | Not Marked
380124 | 1 | 1999-05-01 | Removed From Ground | Gas | 3000 | Bare Steel | Galvanized Steel | Suction: Valve At The Tank
380124 | 2 | 1999-05-01 | Removed From Ground | Gas | 3000 | Bare Steel | Galvanized Steel | Suction: Valve At The Tank
380124 | 3 | 1999-05-01 | Removed From Ground | Gas | 3000 | Bare Steel | Galvanized Steel | Suction: Valve At The Tank
380125 | 1 | 1983-01-01 | Removed From Ground | Diesel | 560 | Bare Steel | Galvanized Steel | Not Marked
380125 | 2 | 1983-01-01 | Removed From Ground | Gas | 560 | Bare Steel | Galvanized Steel | Not Marked
380125 | 3 | 1983-01-01 | Removed From Ground | Gas | 1000 | Bare Steel | Galvanized Steel | Not Marked
380125 | 4 | 1983-01-01 | Removed From Ground | Gas | 1000 | Bare Steel | Galvanized Steel | Not Marked
380126 | 1 |  | Removed From Ground Date Unknown | Gas | 5000 | Bare Steel | Galvanized Steel | Not Marked
380126 | 2 |  | Removed From Ground Date Unknown | Gas | 1000 | Bare Steel | Galvanized Steel | Not Marked
380126 | 3 |  | Removed From Ground Date Unknown | Gas | 1000 | Bare Steel | Galvanized Steel | Not Marked
380127 | 1 | 1980-01-01 | Removed From Ground | Gas | 500 | Bare Steel | Galvanized Steel | Not Marked
380127 | 2 | 1980-01-01 | Removed From Ground | Gas | 1000 | Bare Steel | Galvanized Steel | Not Marked
380128 | 1 | 2013-10-16 | Removed From Ground | Gas | 560 | Bare Steel | Galvanized Steel | Suction: No Valve At The Tank
380128 | 2 | 2013-10-16 | Removed From Ground | Gas | 560 | Bare Steel | Galvanized Steel | Suction: No Valve At The Tank
380128 | 3 | 2013-10-16 | Removed From Ground | Gas | 1000 | Bare Steel | Galvanized Steel | Suction: No Valve At The Tank
380128 | 4 | 2013-10-16 | Removed From Ground | Gas | 1000 | Steel-Impressed Current | Impressed Current | Suction: No Valve At The Tank |  | 1998-12-16 |  | 1998-12-16
380128 | 5 | 2013-10-16 | Removed From Ground | Gas | 1000 | Steel-Impressed Current | Impressed Current | Suction: No Valve At The Tank |  | 1998-12-16 |  | 1998-12-16
380130 | 1 | 1997-08-01 | Removed From Ground | Gas | 1000 | Bare Steel | Galvanized Steel | Not Marked
380130 | 2 | 1997-08-01 | Removed From Ground | Gas | 1000 | Bare Steel | Galvanized Steel | Not Marked
380131 | 1 | 1987-05-01 | Removed From Ground | Gas | 6000 | Bare Steel | Galvanized Steel | Not Marked
380131 | 2 | 1987-05-01 | Removed From Ground | Gas | 6000 | Bare Steel | Galvanized Steel | Not Marked
380131 | 3 | 1987-05-01 | Removed From Ground | Gas | 6000 | Bare Steel | Galvanized Steel | Not Marked
380131 | 4 | 1987-05-01 | Removed From Ground | Gas | 6000 | Bare Steel | Galvanized Steel | Not Marked
380131 | 5 | 1987-05-01 | Removed From Ground | Diesel | 6000 | Bare Steel | Galvanized Steel | Not Marked
380131 | 6 | 1987-05-01 | Removed From Ground | Diesel | 6000 | Bare Steel | Galvanized Steel | Not Marked
380131 | 7 | 1987-05-01 | Removed From Ground | Gas | 6000 | Bare Steel | Galvanized Steel | Not Marked
380132 | 1 | 1987-08-12 | Closed In Ground | Used Oil | 1000 | Not Marked/Unknown | Not Marked | Not Marked
380132 | 2 | 1987-08-12 | Closed In Ground | Used Oil | 1000 | Not Marked/Unknown | Not Marked | Not Marked
380132 | 3 | 1987-08-12 | Closed In Ground | Used Oil | 1000 | Not Marked/Unknown | Not Marked | Not Marked
380133 | 1 |  | Permanently Out Of Use | Gas | 1000 | Bare Steel | Galvanized Steel | Not Marked
380133 | 2 |  | Permanently Out Of Use | Gas | 500 | Bare Steel | Galvanized Steel | Not Marked
380135 | 1 | 1992-06-03 | Removed From Ground | Gas | 3000 | Bare Steel | Galvanized Steel | Not Marked
380135 | 2 | 1992-06-03 | Removed From Ground | Gas | 3000 | Bare Steel | Galvanized Steel | Not Marked
380135 | 3 | 1992-06-03 | Removed From Ground | Gas | 2000 | Bare Steel | Galvanized Steel | Not Marked
380136 | 1 | 1987-05-12 | Removed From Ground | Gas | 1000 | Bare Steel | Galvanized Steel | Not Marked
380136 | 2 | 1987-05-12 | Removed From Ground | Gas | 500 | Bare Steel | Galvanized Steel | Not Marked
380136 | 3 | 1988-08-01 | Currently In Use | Gas | 6000 | Fiberglass Double Walled | Fiberglass Reinforced Plastic | Pressure |  | 1988-08-01 |  | 1988-08-01
380136 | 4 | 1988-08-01 | Currently In Use | Diesel | 6000 | Steel-Galvanic | Impressed Current | Pressure |  | 1988-08-01 |  | 1988-08-01
380136 | 5 | 1988-08-01 | Currently In Use | Gas | 6000 | Fiberglass Double Walled | Fiberglass Reinforced Plastic | Pressure |  | 1988-08-01 |  | 1988-08-01
380136 | 6 | 1988-08-01 | Currently In Use | Diesel | 4000 | Fiberglass Double Walled | Fiberglass Reinforced Plastic | Pressure |  | 1988-08-01 |  | 1988-08-01
380136 | 7 | 1988-08-01 | Currently In Use | Kerosene | 1000 | Steel-Galvanic | Impressed Current | Suction: No Valve At The Tank |  | 1988-08-01 |  | 1988-08-01
380137 | 1 | 1983-05-09 | Currently In Use | Gas | 10000 | Steel-Impressed Current | Galvanized Steel | Pressure |  | 1996-08-29 |  | 1996-08-29
380137 | 2 | 1973-05-11 | Currently In Use | Gas | 8000 | Steel-Impressed Current | Galvanized Steel | Pressure |  | 1996-08-29 |  | 1996-08-29
380137 | 3 | 1973-05-11 | Currently In Use | Gas | 8000 | Steel-Impressed Current | Galvanized Steel | Pressure |  | 1996-08-29 |  | 1996-08-29
380139 | 1 | 1989-12-13 | Removed From Ground | Gas | 1000 | Bare Steel | Galvanized Steel | Not Marked
380139 | 2 | 1989-12-13 | Removed From Ground | Gas | 1000 | Bare Steel | Galvanized Steel | Not Marked
380139 | 3 | 1989-12-13 | Removed From Ground | Gas | 1000 | Bare Steel | Galvanized Steel | Not Marked
380140 | 1 | 1969-05-12 | Currently In Use | Gas | 6000 | Steel-Impressed Current | Galvanized Steel | Pressure |  | 1987-06-26 |  | 1987-06-26
380140 | 2 | 1969-05-12 | Currently In Use | Gas | 6000 | Steel-Impressed Current | Galvanized Steel | Pressure |  | 1987-06-26 |  | 1987-06-26
380140 | 3 | 1969-05-12 | Currently In Use | Gas | 3000 | Steel-Impressed Current | Galvanized Steel | Pressure |  | 1987-06-26 |  | 1987-06-26
380140 | 4 | 1969-05-12 | Currently In Use | Diesel | 4000 | Steel-Impressed Current | Galvanized Steel | Suction: No Valve At The Tank |  | 1987-06-26 |  | 1987-06-26
380141 | 1 | 1990-12-20 | Removed From Ground | Gas | 8000 | Bare Steel | Galvanized Steel | Not Marked
380141 | 2 | 1990-12-20 | Removed From Ground | Gas | 8000 | Bare Steel | Galvanized Steel | Not Marked
380141 | 3 | 1990-12-20 | Removed From Ground | Gas | 8000 | Bare Steel | Galvanized Steel | Not Marked
380143 | 1 | 1976-05-10 | Currently In Use | Gas | 10000 | Steel-Impressed Current | Cathodically Protected | Pressure |  | 1997-09-12 |  | 1997-09-12
380143 | 2 | 1976-05-10 | Currently In Use | Gas | 10000 | Steel-Impressed Current | Cathodically Protected | Pressure |  | 1997-09-12 |  | 1997-09-12
380143 | 3 | 1985-05-08 | Currently In Use | Gas | 8000 | Steel-Impressed Current | Cathodically Protected | Pressure |  | 1997-09-17 |  | 1997-09-17
380144 | 1 | 2016-04-05 | Currently In Use | Gas | 10000 | Steel-Impressed Current | Fiberglass Reinforced Plastic | Pressure |  | 1998-04-08 |  | 1998-04-08
380144 | 2 | 2016-04-05 | Currently In Use | Gas | 4000 | Steel-Impressed Current | Fiberglass Reinforced Plastic | Pressure |  | 1998-04-08 |  | 1998-04-08
380144 | 3 | 2016-04-05 | Currently In Use | Diesel | 4000 | Steel-Impressed Current | Fiberglass Reinforced Plastic | Pressure |  | 1998-04-08 |  | 1998-04-08
380144 | 4 | 2016-02-25 | Closed In Ground Date Unknown | Gas | 4000 | Steel-Impressed Current | Fiberglass Reinforced Plastic | Pressure |  | 1998-04-08 |  | 1998-04-08
380145 | 1 | 1987-09-01 | Removed From Ground | Gas | 400 | Bare Steel | Bare Steel | Not Marked
380146 | 1 | 1997-11-17 | Removed From Ground | Diesel | 4000 | Bare Steel | Galvanized Steel | Not Marked
380146 | 2 | 1997-11-17 | Removed From Ground | Gas | 4000 | Bare Steel | Galvanized Steel | Not Marked
380147 | 1 | 1996-04-01 | Removed From Ground | Gas | 15000 | Bare Steel | Galvanized Steel | Pressure |  | 1988-01-01 |  | 1988-01-01
380147 | 12 | 2015-07-08 | Currently In Use | Gas | 20000 | Composite Double Walled | Fiberglass/Double Walled | Pressure | N | 2015-07-08 | N | 2015-07-08
380147 | 13A | 2015-07-08 | Currently In Use | Gas | 20000 | Composite Double Walled | Fiberglass/Double Walled | Pressure | N | 2015-07-08 | N | 2015-07-08
380147 | 13B | 2015-07-08 | Currently In Use | Diesel | 20000 | Composite Double Walled | Fiberglass/Double Walled | Pressure | N | 2015-07-08 | N | 2015-07-08
380147 | 2 | 1996-04-01 | Removed From Ground | Gas | 12000 | Bare Steel | Galvanized Steel | Pressure |  | 1988-01-01 |  | 1988-01-01
380147 | 3 | 1996-04-01 | Removed From Ground | Gas | 12000 | Bare Steel | Galvanized Steel | Pressure |  | 1988-01-01 |  | 1988-01-01
380147 | 4 | 1996-04-01 | Removed From Ground | Diesel | 12000 | Bare Steel | Galvanized Steel | Pressure |  | 1988-01-01 |  | 1988-01-01
380147 | 5 | 2015-07-03 | Removed From Ground | Gas | 12000 | Fiberglass Double Walled | Fiberglass/Double Walled | Pressure |  | 1996-01-01 |  | 1996-01-01
380147 | 6 | 2015-07-03 | Removed From Ground | Diesel | 12000 | Fiberglass Double Walled | Fiberglass/Double Walled | Pressure |  | 1996-01-01 |  | 1996-01-01
380147 | 7 | 2015-07-03 | Removed From Ground | Gas | 12000 | Fiberglass Double Walled | Fiberglass/Double Walled | Pressure |  | 1996-01-01 |  | 1996-01-01
380148 | 1 | 1997-11-17 | Removed From Ground | Gas | 2000 | Bare Steel | Unknown | Suction: Valve At The Tank
380148 | 2 | 1997-11-17 | Removed From Ground | Gas | 560 | Bare Steel | Unknown | Suction: Valve At The Tank
380148 | 3 | 1997-11-17 | Removed From Ground | Gas | 560 | Bare Steel | Unknown | Suction: Valve At The Tank
380149 | 1 | 1990-02-13 | Removed From Ground | Empty | 6000 | Bare Steel | Galvanized Steel | Not Marked
380149 | 2 | 1990-02-13 | Removed From Ground | Empty | 6000 | Bare Steel | Galvanized Steel | Not Marked
380149 | 3 | 1990-02-13 | Removed From Ground | Empty | 3000 | Bare Steel | Galvanized Steel | Not Marked
380149 | 4 | 1990-02-13 | Removed From Ground | Empty | 550 | Bare Steel | Galvanized Steel | Not Marked
380149 | 5 | 2012-04-19 | Currently In Use | Gas | 8000 | Tank Jacket/Double Walled | Fiberglass/Double Walled | Pressure |  | 1990-01-01 |  | 1990-01-01
380149 | 6 | 2012-04-19 | Currently In Use | Diesel | 8000 | Tank Jacket/Double Walled | Fiberglass/Double Walled | Pressure |  | 1990-01-01 |  | 1990-01-01
380149 | 7 | 2012-04-19 | Currently In Use | Gas | 8000 | Tank Jacket/Double Walled | Fiberglass/Double Walled | Pressure |  | 1990-01-01 |  | 1990-01-01
380150 | 1 | 1993-05-01 | Removed From Ground | Used Oil | 300 | Bare Steel | Bare Steel | Not Marked | Y |  | Y
380154 | 1 | 1994-10-11 | Removed From Ground | Gas | 10000 | Bare Steel | Galvanized Steel | Not Marked
380154 | 2 | 1994-10-11 | Removed From Ground | Gas | 10000 | Bare Steel | Galvanized Steel | Not Marked
380154 | 3 | 1994-10-11 | Removed From Ground | Gas | 10000 | Bare Steel | Galvanized Steel | Not Marked
380154 | 4 | 1994-10-07 | Currently In Use | Gas | 10000 | Fiberglass Double Walled | Fiberglass Reinforced Plastic | Pressure |  | 1994-10-07 |  | 1994-10-07
380154 | 5A | 1994-10-07 | Currently In Use | Diesel | 5000 | Fiberglass Double Walled | Fiberglass Reinforced Plastic | Pressure |  | 1994-10-07 |  | 1994-10-07
380154 | 5B | 1994-10-07 | Currently In Use | Gas | 5000 | Fiberglass Double Walled | Fiberglass Reinforced Plastic | Pressure | N | 1994-10-07 | N | 1994-10-07
380154 | 6 | 1994-10-07 | Currently In Use | Gas | 2000 | Fiberglass Double Walled | Fiberglass Reinforced Plastic | Pressure |  | 1994-10-07 |  | 1994-10-07
380158 | 1 | 1990-10-01 | Removed From Ground | Gas | 3000 | Bare Steel | Bare Steel | Pressure
380159 | 1 | 1994-12-01 | Removed From Ground | Other | 4000 | Bare Steel | Copper | Suction: Valve At The Tank
380160 | 1 | 1990-01-01 | Removed From Ground | Used Oil | 550 | Bare Steel | Unknown | Not Marked | Y |  | Y
380160 | 2 | 1990-01-01 | Removed From Ground | Gas | 12000 | Bare Steel | Unknown | Not Marked
380161 | 1 | 1985-05-01 | Currently In Use | Gas | 8000 | Cathodically Protected Steel | Fiberglass Reinforced Plastic | Pressure |  | 1996-01-26 |  | 1996-01-26
380161 | 2 | 1985-05-01 | Currently In Use | Gas | 8000 | Cathodically Protected Steel | Fiberglass Reinforced Plastic | Pressure |  | 1996-01-26 |  | 1996-01-26
380161 | 3 | 1985-05-01 | Currently In Use | Gas | 8000 | Cathodically Protected Steel | Fiberglass Reinforced Plastic | Pressure |  | 1996-01-26 |  | 1996-01-26
380163 | 1 | 1984-05-22 | Currently In Use | Diesel | 1000 | Steel-Impressed Current | Fiberglass Reinforced Plastic | Pressure |  | 1998-04-01 |  | 1998-04-01
380163 | 2 | 1984-05-22 | Currently In Use | Diesel | 2000 | Steel-Impressed Current | Fiberglass Reinforced Plastic | Pressure |  | 1998-04-01 |  | 1998-04-01
380163 | 3 | 1984-05-22 | Currently In Use | Gas | 6000 | Steel-Impressed Current | Fiberglass Reinforced Plastic | Pressure |  | 1998-04-01 |  | 1998-04-01
380163 | 4 | 1984-05-22 | Currently In Use | Gas | 6000 | Steel-Impressed Current | Fiberglass Reinforced Plastic | Pressure |  | 1998-04-01 |  | 1998-04-01
380163 | 5 | 1984-05-22 | Currently In Use | Gas | 10000 | Steel-Impressed Current | Fiberglass Reinforced Plastic | Pressure |  | 1998-04-01 |  | 1998-04-01
380167 | 1 | 1989-08-07 | Removed From Ground | Gas | 500 | Composite | Not Marked | Not Marked
380167 | 2 | 1989-08-07 | Removed From Ground | Other | 500 | Composite | Not Marked | Not Marked
380173 | 1 | 2010-12-06 | Removed From Ground | Gas | 10152 | Steel-Impressed Current | Cathodically Protected | Pressure |  | 1998-10-01 |  | 1998-10-01
380173 | 2 | 2010-12-06 | Removed From Ground | Gas | 10152 | Steel-Impressed Current | Cathodically Protected | Pressure |  | 1998-10-01 |  | 1998-10-01
380173 | 3 | 2010-12-06 | Removed From Ground | Gas | 10152 | Steel-Impressed Current | Cathodically Protected | Pressure |  | 1998-10-01 12:00 |  | 1998-10-01 12:00
400098 | 1 | 2006-11-06 | Removed From Ground | Gas | 6000 | Steel-Impressed Current | Cathodically Protected | Pressure |  | 1992-02-18 |  | 1992-02-18
400098 | 2 | 2006-11-06 | Removed From Ground | Gas | 6000 | Steel-Impressed Current | Cathodically Protected | Pressure |  | 1992-02-18 |  | 1992-02-18
400098 | 3 | 2006-11-06 | Removed From Ground | Gas | 6000 | Steel-Impressed Current | Cathodically Protected | Pressure |  | 1992-02-18 |  | 1992-02-18
400099 | 1 |  | Removed From Ground Date Unknown | Other | 1 | Bare Steel | Galvanized Steel | Not Marked
400100 | 1 | 1996-07-30 | Removed From Ground | Gas | 1000 | Bare Steel | Unknown | Not Marked
400100 | 2 | 1989-12-01 | Removed From Ground | Gas | 500 | Bare Steel | Unknown | Not Marked
400101 | 1 | 1998-09-04 | Closed In Ground | Gas | 1000 | Bare Steel | Galvanized Steel | Suction: No Valve At The Tank
400101 | 2 | 1998-09-04 | Closed In Ground | Diesel | 1000 | Bare Steel | Galvanized Steel | Suction: No Valve At The Tank
400101 | 3 | 1998-09-04 | Closed In Ground | Diesel | 1000 | Cathodically Protected Steel | Galvanized Steel | Suction: No Valve At The Tank
400102 | 1 | 1994-05-24 | Removed From Ground | Gas | 3000 | Bare Steel | Galvanized Steel | Suction: No Valve At The Tank
400102 | 2 | 1994-05-24 | Removed From Ground | Gas | 3000 | Bare Steel | Galvanized Steel | Suction: No Valve At The Tank
400102 | 3 | 1994-05-24 | Removed From Ground | Gas | 3000 | Bare Steel | Galvanized Steel | Suction: No Valve At The Tank
400102 | 4 | 1994-05-24 | Removed From Ground | Gas | 8000 | Bare Steel | Galvanized Steel | Suction: No Valve At The Tank
400102 | 5 | 2005-11-14 | Currently In Use | Gas | 8000 | Steel-Galvanic | Fiberglass Reinforced Plastic | Pressure | N | 2000-06-30 | N | 2000-06-30
400102 | 6 | 2005-11-14 | Currently In Use | Gas | 6000 | Steel-Galvanic | Fiberglass Reinforced Plastic | Pressure | N | 2000-06-30 | N | 2000-06-30
400104 | 1 | 1995-07-26 | Removed From Ground | Gas | 1000 | Bare Steel | Galvanized Steel | Not Marked
400110 | 1 | 1998-12-02 | Removed From Ground | Gas | 560 | Cathodically Protected Steel | Galvanized Steel | Not Marked
400110 | 2 | 1998-12-02 | Removed From Ground | Diesel | 1000 | Cathodically Protected Steel | Not Marked | Not Marked
410030 | 1 | 1998-02-01 | Removed From Ground | Gas | 10000 | Bare Steel | Bare Steel | Suction: Valve At The Tank
410030 | 2 | 1998-02-01 | Removed From Ground | Gas | 10000 | Bare Steel | Bare Steel | Suction: Valve At The Tank
410030 | 3 | 1998-02-01 | Removed From Ground | Kerosene | 6000 | Bare Steel | Bare Steel | Suction: Valve At The Tank
410030 | 4 | 1998-02-01 | Removed From Ground | Diesel | 6000 | Bare Steel | Bare Steel | Suction: Valve At The Tank
410030 | 5A | 2007-06-19 | Temporarily Out Of Use | Gas | 6000 | Fiberglass | Fiberglass Reinforced Plastic | Suction: Valve At The Tank |  | 1998-03-02 |  | 1998-03-02
410030 | 5B | 2007-06-19 | Temporarily Out Of Use | Gas | 4000 | Fiberglass | Fiberglass Reinforced Plastic | Suction: Valve At The Tank |  | 1998-03-02 |  | 1998-03-02
410030 | 6A | 2007-06-19 | Temporarily Out Of Use | Diesel | 3000 | Fiberglass | Fiberglass Reinforced Plastic | Suction: Valve At The Tank |  | 1998-03-02 |  | 1998-03-02
410030 | 6B | 2007-06-19 | Temporarily Out Of Use | Kerosene | 2000 | Fiberglass | Fiberglass Reinforced Plastic | Suction: Valve At The Tank |  | 1998-03-02 |  | 1998-03-02
410031 | 1 | 1999-12-01 | Removed From Ground | Gas | 1000 | Bare Steel | Galvanized Steel | Not Marked
410031 | 2 | 1999-12-01 | Removed From Ground | Gas | 1000 | Bare Steel | Galvanized Steel | Not Marked
410032 | 1 |  | Removed From Ground Date Unknown | Gas | 1000 | Cathodically Protected Steel | Galvanized Steel | Not Marked
410032 | 2 |  | Removed From Ground Date Unknown | Gas | 1000 | Cathodically Protected Steel | Galvanized Steel | Not Marked
410032 | 3 | 1997-09-01 | Removed From Ground | Gas | 3000 | Cathodically Protected Steel | Galvanized Steel | Not Marked
410032 | 5A | 2010-07-29 | Removed From Ground | Gas | 2000 | Cathodically Protected Steel | Fiberglass Reinforced Plastic | Gravity Fed |  | 1997-09-22 |  | 1997-09-22
410032 | 5B | 2010-07-29 | Removed From Ground | Gas | 2000 | Cathodically Protected Steel | Fiberglass Reinforced Plastic | Gravity Fed |  | 1997-09-22 |  | 1997-09-22
410034 | 1 | 1980-05-16 | Currently In Use | Gas | 10000 | Cathodically Protected Steel | Fiberglass Reinforced Plastic | Pressure |  | 1997-06-01 |  | 1997-06-01
410034 | 2 | 1980-05-16 | Currently In Use | Gas | 10000 | Cathodically Protected Steel | Fiberglass Reinforced Plastic | Pressure |  | 1997-06-01 |  | 1997-06-01
410034 | 3 | 1980-05-16 | Currently In Use | Gas | 10000 | Cathodically Protected Steel | Fiberglass Reinforced Plastic | Pressure |  | 1997-06-01 |  | 1997-06-01
410034 | 4 | 1986-05-01 | Currently In Use | Kerosene | 2000 | Cathodically Protected Steel | Fiberglass Reinforced Plastic | Suction: No Valve At The Tank |  | 1997-06-01 |  | 1997-06-01
410035 | 5 | 1995-06-30 | Removed From Ground | Diesel | 3000 | Bare Steel | Galvanized Steel | Not Marked
410037 | 1 | 1991-08-20 | Removed From Ground | Diesel | 6000 | Bare Steel | Unknown | Not Marked
410037 | 10 | 1992-05-05 | Currently In Use | Diesel | 20000 | Composite | Fiberglass/Double Walled | Pressure |  | 1992-05-01 |  | 1992-05-01
410037 | 2 | 1991-08-20 | Removed From Ground | Gas | 6000 | Bare Steel | Galvanized Steel | Not Marked
410037 | 3 | 1991-08-20 | Removed From Ground | Gas | 6000 | Bare Steel | Unknown | Not Marked
410037 | 4 | 1991-08-20 | Removed From Ground | Gas | 6000 | Bare Steel | Unknown | Not Marked
410037 | 5 | 1992-05-05 | Currently In Use | Gas | 10000 | Composite | Fiberglass/Double Walled | Pressure |  | 1992-05-01 |  | 1992-05-01
410037 | 6 | 1992-05-05 | Currently In Use | Gas | 10000 | Composite | Fiberglass/Double Walled | Pressure |  | 1992-05-01 |  | 1992-05-01
410037 | 7 | 1992-05-05 | Currently In Use | Gas | 10000 | Composite | Fiberglass/Double Walled | Pressure |  | 1992-05-01 |  | 1992-05-01
410037 | 8 | 1992-05-05 | Currently In Use | Diesel | 10000 | Composite | Fiberglass/Double Walled | Pressure |  | 1992-05-01 |  | 1992-05-01
410037 | 9 | 1992-05-05 | Currently In Use | Diesel | 20000 | Composite | Fiberglass/Double Walled | Pressure |  | 1992-05-01 |  | 1992-05-01
412000 | 1 | 1996-10-23 | Removed From Ground | Diesel | 12000 | Composite | Fiberglass Reinforced Plastic | Pressure |  | 1993-12-01 |  | 1993-12-01
412000 | 10 | 1997-06-01 | Currently In Use | Diesel | 20000 | Fiberglass Double Walled | Fiberglass Reinforced Plastic | Pressure |  | 1997-06-01 |  | 1997-06-01
412000 | 11 | 1997-06-01 | Currently In Use | Gas | 20000 | Fiberglass Double Walled | Fiberglass Reinforced Plastic | Pressure |  | 1997-06-01 |  | 1997-06-01
412000 | 12A | 1997-06-01 | Currently In Use | Gas | 14000 | Fiberglass Double Walled | Fiberglass Reinforced Plastic | Pressure |  | 1997-06-01 |  | 1997-06-01
412000 | 12B | 1997-06-01 | Currently In Use | Diesel | 6000 | Fiberglass Double Walled | Double Walled | Pressure |  | 1997-06-01 |  | 1997-06-01
412000 | 13 | 1997-06-01 | Currently In Use | Diesel | 2500 | Fiberglass Double Walled | Double Walled | Pressure |  | 1997-06-01 |  | 1997-06-01
412000 | 2 | 1996-10-23 | Removed From Ground | Diesel | 12000 | Composite | Fiberglass Reinforced Plastic | Pressure |  | 1993-12-01 |  | 1993-12-01
412000 | 3 | 1996-10-23 | Removed From Ground | Diesel | 12000 | Composite | Fiberglass Reinforced Plastic | Pressure |  | 1993-12-01 |  | 1993-12-01
412000 | 4 | 1996-10-23 | Removed From Ground | Gas | 10000 | Composite | Fiberglass Reinforced Plastic | Pressure |  | 1987-11-04 |  | 1987-11-04
412000 | 5 | 1996-10-23 | Removed From Ground | Gas | 10000 | Composite | Fiberglass Reinforced Plastic | Pressure |  | 1987-11-04 |  | 1987-11-04
412000 | 6 | 1996-10-23 | Removed From Ground | Gas | 10000 | Composite | Fiberglass Reinforced Plastic | Pressure |  | 1987-11-04 |  | 1987-11-04
412000 | 7 | 1997-06-01 | Currently In Use | Diesel | 20000 | Fiberglass Double Walled | Fiberglass Reinforced Plastic | Pressure |  | 1997-06-01 |  | 1997-06-01
412000 | 8 | 1997-06-01 | Currently In Use | Diesel | 20000 | Fiberglass Double Walled | Fiberglass Reinforced Plastic | Pressure |  | 1997-06-01 |  | 1997-06-01
412000 | 9 | 1997-06-01 | Currently In Use | Diesel | 20000 | Fiberglass Double Walled | Fiberglass Reinforced Plastic | Pressure |  | 1997-06-01 |  | 1997-06-01
412002 | 1 | 2000-10-16 | Removed From Ground | Gas | 10000 | Steel-Impressed Current | Cathodically Protected | Suction: Valve At The Tank |  | 1999-01-19 |  | 1999-01-19
412002 | 2 | 2000-10-16 | Removed From Ground | Gas | 6000 | Steel-Impressed Current | Cathodically Protected | Suction: Valve At The Tank |  | 1999-01-19 |  | 1999-01-19
420016 | 1 | 1984-01-01 | Currently In Use | Gas | 2000 | Steel-Impressed Current | Impressed Current | Suction: No Valve At The Tank |  | 1992-06-20 |  | 1992-06-20
420016 | 2 | 1984-01-01 | Currently In Use | Gas | 1000 | Steel-Impressed Current | Impressed Current | Suction: No Valve At The Tank |  | 1992-06-20 |  | 1992-06-20
420016 | 3 | 1984-01-01 | Currently In Use | Diesel | 1000 | Steel-Impressed Current | Impressed Current | Suction: No Valve At The Tank |  | 1992-06-20 |  | 1992-06-20
420024 | 1 | 1998-11-30 | Removed From Ground | Gas | 1000 | Bare Steel | Galvanized Steel | Not Marked
422000 | 4001 | 2003-04-30 | Currently In Use | Gas | 10000 | Fiberglass | Double Walled Flex | Pressure |  | 1998-06-01 |  | 1998-06-01
422000 | 4002 | 2003-04-30 | Currently In Use | Gas | 10000 | Fiberglass | Double Walled Flex | Pressure |  | 1998-06-01 |  | 1998-06-01
422000 | 4003 | 2003-04-30 | Currently In Use | Gas | 8000 | Fiberglass | Double Walled Flex | Pressure |  | 1998-06-01 |  | 1998-06-01
422000 | 4004 | 2003-04-30 | Currently In Use | Diesel | 10000 | Fiberglass | Double Walled Flex | Pressure |  | 1998-06-01 |  | 1998-06-01
422000 | 4005 | 2003-04-30 | Currently In Use | Kerosene | 2000 | Fiberglass | Double Walled Flex | Suction: No Valve At The Tank |  | 1998-06-01 |  | 1998-06-01
430127 | 1 | 1986-01-01 | Currently In Use | Gas | 8000 | Composite | Fiberglass Reinforced Plastic | Pressure |  | 1986-01-01 |  | 1986-01-01
430127 | 2 | 2008-11-26 | Temporarily Out Of Use | Gas | 6000 | Composite | Fiberglass Reinforced Plastic | Pressure |  | 1986-01-01 |  | 1986-01-01
430127 | 3 | 1986-01-01 | Currently In Use | Gas | 6000 | Composite | Fiberglass Reinforced Plastic | Pressure |  | 1986-01-01 |  | 1986-01-01
430128 | 1 | 1987-01-01 | Currently In Use | Gas | 8000 | Steel-Impressed Current | Impressed Current | Pressure |  | 1998-08-06 |  | 1998-08-06
430128 | 2 | 1987-01-01 | Currently In Use | Gas | 8000 | Steel-Impressed Current | Impressed Current | Pressure |  | 1998-08-06 |  | 1998-08-06
430128 | 3 | 1987-01-01 | Currently In Use | Gas | 8000 | Steel-Impressed Current | Impressed Current | Pressure |  | 1998-08-06 |  | 1998-08-06
430129 | 1 | 1997-12-15 | Removed From Ground | Gas | 2000 | Bare Steel | Unknown | Not Marked
430129 | 2 | 1997-12-15 | Removed From Ground | Diesel | 2000 | Bare Steel | Unknown | Not Marked
430131 | 1 | 1996-01-01 | Removed From Ground | Gas | 4000 | Bare Steel | Galvanized Steel | Not Marked
430131 | 2 | 1996-01-01 | Removed From Ground | Gas | 4000 | Bare Steel | Galvanized Steel | Not Marked
430131 | 3 | 1996-01-01 | Removed From Ground | Gas | 4000 | Bare Steel | Galvanized Steel | Not Marked
430131 | 4 | 1996-01-01 | Removed From Ground | Gas | 4000 | Bare Steel | Galvanized Steel | Not Marked
430133 | 1 | 1999-01-01 | Removed From Ground | Gas | 1000 | Bare Steel | Galvanized Steel | Suction: No Valve At The Tank
430133 | 2 | 1999-01-01 | Removed From Ground | Gas | 1000 | Bare Steel | Galvanized Steel | Suction: No Valve At The Tank
430133 | 3 | 1999-01-01 | Removed From Ground | Diesel | 1000 | Bare Steel | Galvanized Steel | Suction: No Valve At The Tank
430133 | 4 | 1999-04-16 | Currently In Use | Gas | 3000 | STIP-3 | Galvanic | Suction: No Valve At The Tank |  | 1999-04-16 |  | 1999-04-16
430134 | 1 | 1998-07-16 | Removed From Ground | Diesel | 10000 | Bare Steel | Galvanized Steel | Suction: No Valve At The Tank
430135 | 1 | 1998-07-29 | Closed In Ground | Gas | 1000 | Bare Steel | Galvanized Steel | Suction: Valve At The Tank
430135 | 2 | 1998-07-29 | Closed In Ground | Gas | 1000 | Bare Steel | Galvanized Steel | Suction: Valve At The Tank
430135 | 3A | 1998-09-01 | Currently In Use | Gas | 2000 | Composite | Fiberglass Reinforced Plastic | Suction: No Valve At The Tank |  | 1998-09-01 |  | 1998-09-01
430135 | 3B | 1998-09-01 | Currently In Use | Gas | 2000 | Composite | Fiberglass Reinforced Plastic | Suction: No Valve At The Tank | N | 1998-09-01 | N | 1998-09-01
430136 | 1 | 1989-08-28 | Removed From Ground | Diesel | 8000 | Bare Steel | Bare Steel | Not Marked
430136 | 2 | 1989-08-28 | Removed From Ground | Gas | 2000 | Bare Steel | Bare Steel | Not Marked
430138 | 1 | 1991-08-01 | Removed From Ground | Gas | 4000 | Bare Steel | Galvanized Steel | Not Marked
430138 | 2 | 1991-08-01 | Removed From Ground | Gas | 4000 | Bare Steel | Galvanized Steel | Not Marked
430138 | 3 | 1991-08-01 | Removed From Ground | Gas | 4000 | Bare Steel | Galvanized Steel | Not Marked
430138 | 4 | 1991-08-01 | Removed From Ground | Diesel | 1000 | Bare Steel | Galvanized Steel | Not Marked
430138 | 5 | 1991-08-01 | Removed From Ground | Kerosene | 500 | Bare Steel | Galvanized Steel | Not Marked
430138 | 6 | 1991-09-15 | Currently In Use | Gas | 3000 | Composite | Fiberglass Reinforced Plastic | Pressure |  | 1991-09-01 |  | 1991-09-01
430138 | 6A | 1991-09-15 | Currently In Use | Gas | 6000 | Composite | Fiberglass Reinforced Plastic | Pressure | N | 1991-09-01 | N | 1991-09-01
430138 | 6C | 1991-09-15 | Currently In Use | Gas | 3000 | Composite | Fiberglass Reinforced Plastic | Pressure | N | 1991-09-01 | N | 1991-09-01
430139 | 1 | 1998-08-18 | Removed From Ground | Gas | 10000 | Bare Steel | Galvanized Steel | Not Marked
430139 | 2 | 1998-08-18 | Removed From Ground | Gas | 10000 | Bare Steel | Galvanized Steel | Not Marked
430139 | 3 | 1998-08-18 | Removed From Ground | Gas | 4000 | Bare Steel | Galvanized Steel | Not Marked
430141 | 1 | 1987-01-01 | Currently In Use | Gas | 4000 | Steel-Impressed Current | Impressed Current | Pressure |  | 1998-08-07 |  | 1998-08-07
430141 | 2 | 1987-01-01 | Currently In Use | Gas | 4000 | Steel-Impressed Current | Impressed Current | Pressure |  | 1998-08-07 |  | 1998-08-07
430141 | 3 | 1987-01-01 | Currently In Use | Gas | 4000 | Steel-Impressed Current | Impressed Current | Pressure |  | 1998-08-07 |  | 1998-08-07
440526 | 1 | 1998-10-01 | Removed From Ground | Gas | 500 | Bare Steel | Unknown | Suction: Valve At The Tank
440527 | 1 | 1996-03-27 | Removed From Ground | Diesel | 3000 | Cathodically Protected Steel | Copper | Suction: Valve At The Tank
440527 | 2 | 1996-05-10 | Currently In Use | Diesel | 3000 | STIP-3 | Copper | Suction: Valve At The Tank |  | 1996-05-10 |  | 1996-05-10
440528 | 1 |  | Permanently Out Of Use | Empty | 5000 | Bare Steel | Unknown | Not Marked
440529 | 1 | 1998-09-16 | Removed From Ground | Gas | 1000 | Fiberglass | Fiberglass Reinforced Plastic | Pressure
440529 | 2 | 1998-09-16 | Removed From Ground | Diesel | 1000 | Fiberglass | Fiberglass Reinforced Plastic | Pressure
440529 | L514062 | 1998-10-08 | Currently In Use | Gas | 1000 | Tank Jacket | Double Walled Flex | Pressure |  | 1998-10-29 |  | 1998-10-29
440529 | L514065 | 1998-10-08 | Currently In Use | Diesel | 1000 | Tank Jacket | Double Walled | Pressure |  | 1998-10-29 |  | 1998-10-29
440530 | 1 | 1998-09-09 | Removed From Ground | Gas | 1000 | Fiberglass | Fiberglass Reinforced Plastic | Pressure
440530 | 2 | 1998-09-09 | Removed From Ground | Diesel | 1000 | Fiberglass | Fiberglass Reinforced Plastic | Pressure
440530 | L514068 | 1998-10-15 | Currently In Use | Gas | 1000 | Tank Jacket | Single Wall Flex | Pressure |  | 1998-12-03 |  | 1998-12-03
440530 | L514069 | 1998-10-15 | Currently In Use | Diesel | 1000 | Tank Jacket | Single Wall Flex | Pressure |  | 1998-12-03 |  | 1998-12-03
440531 | 1 | 1996-11-01 | Removed From Ground | Other | 500 | Bare Steel | Galvanized Steel | Not Marked
440533 | 1 | 1984-01-02 | Currently In Use | Aviation Gas/AV Gas | 10000 | Steel-Impressed Current | Impressed Current | Suction: Valve At The Tank |  | 1997-01-31 |  | 1997-01-31
440534 | 1 | 1990-04-23 | Removed From Ground | Used Oil | 500 | Bare Steel | Galvanized Steel | Not Marked | Y |  | Y
440534 | 2 | 1992-08-01 | Removed From Ground | Diesel | 10000 | Bare Steel | Galvanized Steel | Not Marked
440534 | 3 | 2006-08-02 | Removed From Ground | Diesel | 3000 | Tank Jacket | Double Walled | Pressure |  | 1994-08-19 |  | 1994-08-19
440535 | 1 | 1998-07-01 | Removed From Ground | Used Oil | 5000 | Bare Steel | Galvanized Steel | Suction: Valve At The Tank | Y |  | Y
440535 | 2 | 1998-07-01 | Removed From Ground | Used Oil | 3000 | Bare Steel | Galvanized Steel | Suction: Valve At The Tank | Y |  | Y
440535 | 3 | 1998-07-01 | Removed From Ground | Used Oil | 2000 | Bare Steel | Galvanized Steel | Suction: Valve At The Tank | Y |  | Y
440537 | 1 | 1998-10-01 | Removed From Ground | Other | 3000 | Cathodically Protected Steel | Galvanized Steel | Suction: Valve At The Tank
440537 | 2 | 1998-10-01 | Removed From Ground | Other | 2000 | Cathodically Protected Steel | Galvanized Steel | Suction: Valve At The Tank
440537 | 3 | 1998-10-01 | Removed From Ground | Used Oil | 1000 | Cathodically Protected Steel | Galvanized Steel | Suction: Valve At The Tank | Y |  | Y
440547 | 1 | 1993-11-16 | Removed From Ground | Empty | 1000 | Bare Steel | Unknown | Not Marked
440547 | 2 | 1993-11-16 | Removed From Ground | Empty | 1000 | Bare Steel | Unknown | Not Marked
440547 | 203605 | 2010-02-01 | Temporarily Out Of Use | Gas | 1000 | STIP-3 | Galvanic | Pressure |  | 1994-01-03 |  | 1994-01-03
440547 | 203616 | 2010-02-01 | Temporarily Out Of Use | Gas | 1500 | STIP-3 | Galvanic | Pressure |  | 1994-01-03 |  | 1994-01-03
440547 | 3 | 1998-08-21 | Removed From Ground | Kerosene | 250 | Not Marked/Unknown | Not Marked | Not Marked
440548 | 1 |  | Removed From Ground Date Unknown | Diesel | 2000 | Marked Unknown | Unknown | Not Marked
440548 | 10 | 1990-02-01 | Removed From Ground | Diesel | 1000 | Bare Steel | Bare Steel | Not Marked
440548 | 11 | 1990-02-01 | Removed From Ground | Diesel | 1000 | Bare Steel | Bare Steel | Not Marked
440548 | 12 | 1990-02-01 | Removed From Ground | Diesel | 1000 | Bare Steel | Bare Steel | Not Marked
440548 | 2 |  | Removed From Ground Date Unknown | Gas | 2000 | Marked Unknown | Unknown | Not Marked
440548 | 3 |  | Removed From Ground Date Unknown | Gas | 2000 | Marked Unknown | Unknown | Not Marked
440548 | 4 |  | Removed From Ground Date Unknown | Gas | 2000 | Marked Unknown | Unknown | Not Marked
440548 | 5 |  | Removed From Ground Date Unknown | Gas | 5000 | Marked Unknown | Galvanized Steel | Not Marked
440548 | 6 | 1985-01-01 | Removed From Ground | Other | 4000 | Bare Steel | Bare Steel | Not Marked
440548 | 7 | 1985-01-01 | Removed From Ground | Other | 4000 | Bare Steel | Bare Steel | Not Marked
440548 | 8 | 1990-02-01 | Removed From Ground | Diesel | 1000 | Bare Steel | Bare Steel | Not Marked
440548 | 9 | 1990-02-01 | Removed From Ground | Diesel | 1000 | Bare Steel | Bare Steel | Not Marked
440549 | 1 | 1996-03-13 | Removed From Ground | Other | 3000 | Bare Steel | Galvanized Steel | Not Marked
440549 | 2 |  | Permanently Out Of Use | Gas | 1000 | Bare Steel | Bare Steel | Not Marked
440549 | 3 |  | Permanently Out Of Use | Hazardous Substance | 6000 | Unknown | Galvanized Steel | Not Marked
440550 | 1 | 1987-04-01 | Currently In Use | Gas | 10000 | Fiberglass | Fiberglass Reinforced Plastic | Pressure |  | 1993-09-13 |  | 1993-09-13
440550 | 2 | 1987-04-01 | Currently In Use | Gas | 10000 | Fiberglass | Fiberglass Reinforced Plastic | Pressure |  | 1993-09-13 |  | 1993-09-13
440550 | 3 | 1987-04-01 | Currently In Use | Gas | 10000 | Fiberglass | Fiberglass Reinforced Plastic | Pressure |  | 1993-09-13 |  | 1993-09-13
440551 | 1 | 1994-12-29 | Removed From Ground | Diesel | 3000 | Bare Steel | Bare Steel | Not Marked
440551 | 2 | 1995-01-10 | Currently In Use | Diesel | 3000 | Fiberglass | Fiberglass/Double Walled | Suction: Valve At The Tank | N | 2010-06-30 | N | 1995-01-10
440551 | 3 | 2010-07-05 | Removed From Ground | Diesel | 3000 | Fiberglass | Fiberglass/Double Walled | Suction: Valve At The Tank |  | 1995-01-10 |  | 1995-01-10
440552 | 1 | 1995-03-10 | Removed From Ground | Diesel | 3000 | Bare Steel | Not Marked | Not Marked
440552 | 2 | 1995-03-28 | Currently In Use | Diesel | 3000 | Fiberglass Double Walled | Fiberglass Reinforced Plastic | Suction: No Valve At The Tank | N | 1995-03-28 | N | 1995-03-28
440553 | 1 | 1994-11-15 | Removed From Ground | Diesel | 500 | Bare Steel | Bare Steel | Not Marked
440553 | 2 | 1994-12-08 | Currently In Use | Diesel | 3000 | Fiberglass | Fiberglass Reinforced Plastic | Suction: Valve At The Tank |  | 1994-12-08 |  | 2010-06-30
440554 | 1 | 1995-03-15 | Removed From Ground | Diesel | 3000 | Bare Steel | Bare Steel | Not Marked
440554 | 2 | 1995-03-15 | Currently In Use | Diesel | 3000 | Fiberglass | Fiberglass Reinforced Plastic | Suction: Valve At The Tank |  | 1995-03-15 |  | 1995-03-15
440556 | 1 | 2014-07-16 | Closed In Ground | New Oil | 1000 | Composite | Fiberglass Reinforced Plastic | Suction: Valve At The Tank |  | 1994-06-30 |  | 1994-06-30
440556 | 2 | 2009-05-28 | Removed From Ground | Used Oil | 1000 | Composite | Fiberglass Reinforced Plastic | Gravity Fed | Y | 1994-06-30 | Y | 1994-06-30
440556 | 3 | 1987-01-01 | Currently In Use | Gas | 6000 | Composite | Fiberglass Reinforced Plastic | Suction: Valve At The Tank |  | 1994-06-30 |  | 1994-06-30
440557 | 1 | 1987-01-19 | Currently In Use | Gas | 10000 | Composite | Fiberglass Reinforced Plastic | Pressure |  | 1998-04-16 |  | 1998-04-16
440557 | 2 | 1987-01-19 | Currently In Use | Gas | 8000 | Composite | Fiberglass Reinforced Plastic | Pressure |  | 1998-12-22 |  | 1998-12-22
440557 | 3 | 1987-01-19 | Currently In Use | Gas | 8000 | Composite | Fiberglass Reinforced Plastic | Pressure |  | 1998-12-22 |  | 1998-12-22
440557 | 4 | 1987-01-19 | Currently In Use | Diesel | 6000 | Composite | Fiberglass Reinforced Plastic | Pressure |  | 1998-12-22 |  | 1998-12-22
440557 | 5 | 2009-04-01 | Currently In Use | Diesel | 6000 | Composite | Fiberglass Reinforced Plastic | Pressure |  | 1998-12-22 |  | 1998-12-22
440559 | 070D1 | 1997-09-11 | Removed From Ground | Diesel | 4000 | Bare Steel | Galvanized Steel | Not Marked
440559 | 070G1 | 1997-09-11 | Removed From Ground | Gas | 4000 | Bare Steel | Galvanized Steel | Not Marked
440559 | 10070-1 | 1993-11-30 | Removed From Ground | Other | 500 | Not Marked/Unknown | Not Marked | Not Marked | Y |  | Y
440560 | 1 | 2004-06-01 | Removed From Ground | Gas | 12000 | Fiberglass | Copper | Pressure |  | 1993-12-01 |  | 1993-12-01
440560 | 2 | 2004-06-01 | Removed From Ground | Gas | 12000 | Fiberglass | Copper | Pressure |  | 1993-12-01 |  | 1993-12-01
440560 | 3 | 2004-06-01 | Removed From Ground | Gas | 12000 | Fiberglass | Copper | Pressure |  | 1993-12-01 |  | 1993-12-01
440561 | 1 | 1992-12-18 | Removed From Ground | Gas | 4000 | Bare Steel | Galvanized Steel | Not Marked
440561 | 2 | 1992-12-18 | Removed From Ground | Gas | 4000 | Bare Steel | Galvanized Steel | Not Marked
440561 | 3 | 1992-12-18 | Removed From Ground | Diesel | 2000 | Bare Steel | Galvanized Steel | Not Marked
440561 | 4 | 1992-12-18 | Removed From Ground | Gas | 2000 | Bare Steel | Galvanized Steel | Not Marked
440561 | 5 | 1992-12-18 | Removed From Ground | Diesel | 2000 | Bare Steel | Galvanized Steel | Not Marked
440561 | DEISEL | 1992-12-02 | Currently In Use | Diesel | 2500 | Fiberglass | Fiberglass/Double Walled | Suction: No Valve At The Tank |  | 1992-12-02 |  | 1992-12-02
440561 | RU | 1992-12-02 | Currently In Use | Gas | 2500 | Fiberglass | Fiberglass/Double Walled | Suction: No Valve At The Tank |  | 1992-12-02 |  | 1992-12-02
440562 | 1 | 1998-07-17 | Removed From Ground | Diesel | 2000 | Cathodically Protected Steel | Bare Steel | Not Marked
440563 | 1 | 1990-06-07 | Removed From Ground | Gas | 2000 | Bare Steel | Bare Steel | Not Marked
440563 | 2 | 1990-06-07 | Removed From Ground | Diesel | 1000 | Bare Steel | Bare Steel | Not Marked
440563 | 3 | 1990-06-18 | Currently In Use | Gas | 1500 | Steel-Galvanic | Fiberglass Reinforced Plastic | Suction: Valve At The Tank |  | 1990-07-25 |  | 1990-07-25
440565 | 1 | 1996-09-01 | Removed From Ground | Used Oil | 2000 | Bare Steel | Galvanized Steel | Not Marked | Y |  | Y
440565 | 2 | 1996-09-01 | Removed From Ground | Other | 2000 | Bare Steel | Galvanized Steel | Not Marked
440565 | 3 | 1996-09-01 | Removed From Ground | Other | 2000 | Bare Steel | Galvanized Steel | Not Marked
440565 | 4 | 1996-09-01 | Removed From Ground | Other | 4000 | Bare Steel | Galvanized Steel | Not Marked
440566 | 1 | 1995-06-01 | Removed From Ground | Other | 550 | Marked Unknown | Bare Steel | Not Marked | Y |  | Y
440566 | 2 | 1995-06-01 | Removed From Ground | Other | 4000 | Bare Steel | Bare Steel | Not Marked
440566 | 3 | 1995-06-01 | Removed From Ground | Other | 2000 | Bare Steel | Bare Steel | Not Marked
440567 | 1 | 1998-09-15 | Removed From Ground | Gas | 4010 | Bare Steel | Galvanized Steel | Not Marked
440567 | 2 | 1998-09-15 | Removed From Ground | Diesel | 1003 | Bare Steel | Bare Steel | Not Marked
440567 | 3 | 2011-08-05 | Removed From Ground | Gas | 10000 | Fiberglass | Fiberglass Reinforced Plastic | Pressure |  | 1998-08-19 |  | 1998-08-19
440567 | 4 | 2011-08-05 | Removed From Ground | Diesel | 2000 | Fiberglass | Fiberglass Reinforced Plastic | Suction: Valve At The Tank |  | 1998-08-19 |  | 1998-08-19
440567 | 5 | 2011-08-18 | Removed From Ground | Diesel | 1000 | Fiberglass Double Walled | Fiberglass Reinforced Plastic | Suction: No Valve At The Tank |  | 1998-08-19 |  | 1998-08-19
440568 | 1 | 1998-09-09 | Removed From Ground | Gas | 1000 | Fiberglass | Not Marked | Pressure
440568 | 2 | 1998-09-09 | Removed From Ground | Diesel | 1000 | Fiberglass | Not Marked | Pressure
440568 | L514066 | 1998-10-06 | Currently In Use | Gas | 1000 | Tank Jacket | Fiberglass/Sec Containment | Pressure |  | 1998-10-23 |  | 1998-10-23
440568 | L514067 | 1998-10-06 | Currently In Use | Diesel | 1000 | Tank Jacket | Fiberglass/Sec Containment | Pressure |  | 1998-10-23 |  | 1998-10-23
440641 | 1 | 1999-08-01 | Removed From Ground | Gas | 12500 | Bare Steel | Cathodically Protected | Suction: Valve At The Tank
440641 | 2 | 1999-08-01 | Removed From Ground | Diesel | 40000 | Cathodically Protected Steel | Cathodically Protected | Suction: Valve At The Tank
440641 | 3 | 1999-08-01 | Removed From Ground | Diesel | 40000 | Bare Steel | Cathodically Protected | Suction: Valve At The Tank
440641 | 4 | 1999-08-01 | Removed From Ground | Gas | 7500 | Bare Steel | Cathodically Protected | Suction: Valve At The Tank
440641 | 5 | 1999-08-01 | Removed From Ground | Diesel | 12500 | Bare Steel | Cathodically Protected | Suction: Valve At The Tank
440641 | 6 | 1999-08-01 | Removed From Ground | Gas | 25000 | Bare Steel | Cathodically Protected | Suction: Valve At The Tank
440641 | 7 | 1999-08-01 | Removed From Ground | Gas | 12500 | Cathodically Protected Steel | Cathodically Protected | Suction: Valve At The Tank
440641 | 8 | 1999-08-01 | Removed From Ground | Gas | 7500 | Cathodically Protected Steel | Cathodically Protected | Suction: Valve At The Tank
440641 | D-BM1E | 2010-01-14 | Closed In Ground | Other | 46526 | Cathodically Protected Steel | Aboveground Piping | Suction: Valve At The Tank |  | 1998-12-10 |  | 1998-12-10
440641 | D-BM1W | 2010-01-14 | Closed In Ground | Other | 46526 | Cathodically Protected Steel | Aboveground Piping | Suction: Valve At The Tank |  | 1998-12-10 |  | 1998-12-10
440641 | D-BM4 | 2010-01-14 | Closed In Ground | Other | 46526 | Cathodically Protected Steel | Aboveground Piping | Suction: Valve At The Tank |  | 1998-12-10 |  | 1998-12-10
440641 | D-BM5 | 2010-01-14 | Closed In Ground | Other | 46526 | Cathodically Protected Steel | Aboveground Piping | Suction: Valve At The Tank |  | 1998-12-10 |  | 1998-12-10
440641 | D-BM6 | 2010-01-14 | Closed In Ground | Other | 12657 | Cathodically Protected Steel | Aboveground Piping | Suction: Valve At The Tank |  | 1998-12-10 |  | 1998-12-10
440641 | D-BM7 | 2010-01-14 | Closed In Ground | Other | 12567 | Cathodically Protected Steel | Aboveground Piping | Suction: Valve At The Tank |  | 1998-12-10 |  | 1998-12-10
440674 | 1 | 1989-07-17 | Removed From Ground | Used Oil | 500 | Bare Steel | Unknown | Not Marked | Y |  | Y
440674 | 2 | 1989-07-17 | Removed From Ground | Other | 500 | Bare Steel | Unknown | Not Marked
440839 | 1 | 1996-09-10 | Removed From Ground | Hazardous Substance | 10000 | Bare Steel | Galvanized Steel | Suction: No Valve At The Tank
440839 | 10 | 1996-08-20 | Removed From Ground | Hazardous Substance | 30000 | Bare Steel | Galvanized Steel | Suction: No Valve At The Tank
440839 | 100 | 1996-09-24 | Removed From Ground | Other | 12000 | Bare Steel | Galvanized Steel | Suction: No Valve At The Tank
440839 | 101 | 1996-09-24 | Removed From Ground | Heating Oil | 12000 | Bare Steel | Galvanized Steel | Suction: No Valve At The Tank
440839 | 102 | 1996-09-24 | Removed From Ground | Other | 12000 | Bare Steel | Galvanized Steel | Suction: No Valve At The Tank
440839 | 103 | 1996-09-25 | Removed From Ground | Empty | 12000 | Bare Steel | Galvanized Steel | Suction: No Valve At The Tank
440839 | 104 | 1996-09-25 | Removed From Ground | Other | 4000 | Bare Steel | Galvanized Steel | Suction: No Valve At The Tank
440839 | 105 | 1996-09-25 | Removed From Ground | Hazardous Substance | 4000 | Bare Steel | Galvanized Steel | Suction: No Valve At The Tank
440839 | 106 | 1996-09-25 | Removed From Ground | Hazardous Substance | 4000 | Bare Steel | Galvanized Steel | Suction: No Valve At The Tank
440839 | 107 | 1996-09-25 | Removed From Ground | Empty | 4000 | Bare Steel | Galvanized Steel | Suction: No Valve At The Tank
440839 | 108 | 1996-09-26 | Removed From Ground | Other | 4000 | Bare Steel | Galvanized Steel | Suction: No Valve At The Tank
440839 | 109 | 1996-09-26 | Removed From Ground | Empty | 4000 | Bare Steel | Galvanized Steel | Suction: No Valve At The Tank
440839 | 11 | 1996-08-15 | Removed From Ground | Other | 30000 | Bare Steel | Galvanized Steel | Suction: No Valve At The Tank
440839 | 110 | 1996-09-26 | Removed From Ground | Empty | 3950 | Bare Steel | Galvanized Steel | Suction: No Valve At The Tank
440839 | 111 | 1996-09-26 | Removed From Ground | Empty | 8000 | Bare Steel | Galvanized Steel | Suction: No Valve At The Tank
440839 | 112 | 1996-09-26 | Removed From Ground | Empty | 2000 | Bare Steel | Galvanized Steel | Suction: No Valve At The Tank
440839 | 12 | 1996-08-14 | Removed From Ground | Hazardous Substance | 30000 | Bare Steel | Galvanized Steel | Suction: No Valve At The Tank
440839 | 13 | 1996-08-13 | Removed From Ground | Hazardous Substance | 30000 | Bare Steel | Galvanized Steel | Suction: No Valve At The Tank
440839 | 14 | 1996-09-10 | Removed From Ground | Other | 6000 | Bare Steel | Galvanized Steel | Suction: No Valve At The Tank
440839 | 15 | 1996-08-28 | Removed From Ground | Other | 6000 | Bare Steel | Galvanized Steel | Suction: No Valve At The Tank
440839 | 16 | 1996-08-26 | Removed From Ground | Other | 6000 | Bare Steel | Galvanized Steel | Suction: No Valve At The Tank
440839 | 17 | 1996-08-21 | Removed From Ground | Hazardous Substance | 6000 | Bare Steel | Galvanized Steel | Suction: No Valve At The Tank
440839 | 18 | 1996-09-10 | Removed From Ground | Hazardous Substance | 6000 | Bare Steel | Galvanized Steel | Suction: No Valve At The Tank
440839 | 19 | 1996-08-28 | Removed From Ground | Hazardous Substance | 6000 | Bare Steel | Galvanized Steel | Suction: No Valve At The Tank
440839 | 2 | 1996-09-10 | Removed From Ground | Other | 10000 | Bare Steel | Galvanized Steel | Suction: No Valve At The Tank
440839 | 20 | 1996-08-26 | Removed From Ground | Hazardous Substance | 6000 | Bare Steel | Galvanized Steel | Suction: No Valve At The Tank
440839 | 21 | 1996-08-21 | Removed From Ground | Other | 6000 | Bare Steel | Galvanized Steel | Suction: No Valve At The Tank
440839 | 22 | 1996-08-20 | Removed From Ground | Other | 12000 | Bare Steel | Galvanized Steel | Suction: No Valve At The Tank
440839 | 23 | 1996-08-19 | Removed From Ground | Other | 12000 | Bare Steel | Galvanized Steel | Suction: No Valve At The Tank
440839 | 24 | 1996-08-15 | Removed From Ground | Hazardous Substance | 12000 | Bare Steel | Galvanized Steel | Suction: No Valve At The Tank
440839 | 25 | 1996-08-14 | Removed From Ground | Other | 12000 | Bare Steel | Galvanized Steel | Suction: No Valve At The Tank
440839 | 26 | 1996-08-14 | Removed From Ground | Other | 12000 | Bare Steel | Galvanized Steel | Suction: No Valve At The Tank
440839 | 27 | 1996-08-29 | Removed From Ground | Hazardous Substance | 4000 | Bare Steel | Galvanized Steel | Suction: No Valve At The Tank
440839 | 28 | 1996-08-29 | Removed From Ground | Hazardous Substance | 4000 | Bare Steel | Galvanized Steel | Suction: No Valve At The Tank
440839 | 29 | 1996-08-29 | Removed From Ground | Gas | 4000 | Bare Steel | Galvanized Steel | Suction: No Valve At The Tank
440839 | 3 | 1996-09-10 | Removed From Ground | Hazardous Substance | 10000 | Bare Steel | Galvanized Steel | Suction: No Valve At The Tank
440839 | 30 | 1996-08-28 | Removed From Ground | Hazardous Substance | 4000 | Bare Steel | Galvanized Steel | Not Marked
440839 | 31 | 1996-08-28 | Removed From Ground | Other | 6000 | Bare Steel | Galvanized Steel | Suction: No Valve At The Tank
440839 | 32 | 1996-08-26 | Removed From Ground | Other | 6000 | Bare Steel | Galvanized Steel | Suction: No Valve At The Tank
440839 | 33 | 1996-08-26 | Removed From Ground | Other | 6000 | Bare Steel | Galvanized Steel | Suction: No Valve At The Tank
440839 | 34 | 1996-08-21 | Removed From Ground | Other | 6000 | Bare Steel | Galvanized Steel | Suction: No Valve At The Tank
440839 | 35 | 1996-08-21 | Removed From Ground | Hazardous Substance | 6000 | Bare Steel | Galvanized Steel | Suction: No Valve At The Tank
440839 | 36 | 1996-08-20 | Removed From Ground | Hazardous Substance | 12000 | Bare Steel | Galvanized Steel | Not Marked
440839 | 37 | 1996-08-19 | Removed From Ground | Other | 12000 | Bare Steel | Galvanized Steel | Suction: No Valve At The Tank
440839 | 38 | 1996-08-15 | Removed From Ground | Hazardous Substance | 12000 | Bare Steel | Galvanized Steel | Suction: No Valve At The Tank
440839 | 39 | 1996-08-28 | Removed From Ground | Hazardous Substance | 4000 | Bare Steel | Galvanized Steel | Suction: No Valve At The Tank
440839 | 4 | 1996-09-10 | Removed From Ground | Other | 10000 | Bare Steel | Galvanized Steel | Suction: No Valve At The Tank
440839 | 40 | 1996-08-28 | Removed From Ground | Gas | 4000 | Bare Steel | Galvanized Steel | Suction: No Valve At The Tank
440839 | 41 | 1996-08-28 | Removed From Ground | Hazardous Substance | 4000 | Bare Steel | Galvanized Steel | Suction: No Valve At The Tank
440839 | 42 | 1996-08-28 | Removed From Ground | Other | 4000 | Bare Steel | Galvanized Steel | Suction: No Valve At The Tank
440839 | 43 | 1996-08-28 | Removed From Ground | Hazardous Substance | 4000 | Bare Steel | Galvanized Steel | Suction: No Valve At The Tank
440839 | 44 | 1996-08-28 | Removed From Ground | Other | 4000 | Bare Steel | Galvanized Steel | Suction: No Valve At The Tank
440839 | 45 | 1996-08-26 | Removed From Ground | Other | 4000 | Bare Steel | Galvanized Steel | Suction: No Valve At The Tank
440839 | 46 | 1996-08-26 | Removed From Ground | Empty | 4000 | Bare Steel | Galvanized Steel | Suction: No Valve At The Tank
440839 | 47 | 1996-08-26 | Removed From Ground | Hazardous Substance | 4000 | Bare Steel | Galvanized Steel | Suction: No Valve At The Tank
440839 | 48 | 1996-08-26 | Removed From Ground | Empty | 6000 | Bare Steel | Galvanized Steel | Suction: No Valve At The Tank
440839 | 49 | 1996-10-09 | Removed From Ground | Other | 10000 | Bare Steel | Galvanized Steel | Suction: No Valve At The Tank
440839 | 5 | 1996-09-10 | Removed From Ground | Other | 10000 | Bare Steel | Galvanized Steel | Suction: No Valve At The Tank
440839 | 50 | 1996-10-08 | Removed From Ground | Other | 20000 | Bare Steel | Galvanized Steel | Suction: No Valve At The Tank
440839 | 51 | 1996-10-08 | Removed From Ground | Other | 20000 | Bare Steel | Galvanized Steel | Suction: No Valve At The Tank
440839 | 52 | 1996-10-08 | Removed From Ground | Empty | 20000 | Bare Steel | Galvanized Steel | Suction: No Valve At The Tank
440839 | 53 | 1996-09-18 | Removed From Ground | Empty | 6000 | Bare Steel | Galvanized Steel | Suction: No Valve At The Tank
440839 | 54 | 1996-09-18 | Removed From Ground | Other | 6000 | Bare Steel | Galvanized Steel | Suction: No Valve At The Tank
440839 | 55 | 1996-09-18 | Removed From Ground | Empty | 6000 | Bare Steel | Galvanized Steel | Suction: No Valve At The Tank
440839 | 56 | 1996-09-17 | Removed From Ground | Empty | 20000 | Bare Steel | Galvanized Steel | Suction: No Valve At The Tank
440839 | 57 | 1996-09-12 | Removed From Ground | Gas | 20000 | Bare Steel | Galvanized Steel | Not Marked
440839 | 58 | 1996-09-09 | Removed From Ground | Other | 30000 | Bare Steel | Galvanized Steel | Suction: No Valve At The Tank
440839 | 59 | 1996-09-09 | Removed From Ground | Other | 30000 | Bare Steel | Galvanized Steel | Suction: No Valve At The Tank
440839 | 6 | 1996-09-10 | Removed From Ground | Other | 10000 | Bare Steel | Galvanized Steel | Not Marked
440839 | 60 | 1996-09-05 | Removed From Ground | Other | 30000 | Bare Steel | Galvanized Steel | Suction: No Valve At The Tank
440839 | 61 | 1996-09-05 | Removed From Ground | Hazardous Substance | 30000 | Bare Steel | Galvanized Steel | Suction: No Valve At The Tank
440839 | 62 | 1996-09-04 | Removed From Ground | Hazardous Substance | 30000 | Bare Steel | Galvanized Steel | Suction: No Valve At The Tank
440839 | 63 | 1996-09-04 | Removed From Ground | Other | 30000 | Bare Steel | Galvanized Steel | Suction: No Valve At The Tank
440839 | 64 | 1996-09-18 | Removed From Ground | Hazardous Substance | 20000 | Bare Steel | Galvanized Steel | Suction: No Valve At The Tank
440839 | 65 | 1996-09-18 | Removed From Ground | Other | 20000 | Bare Steel | Galvanized Steel | Suction: No Valve At The Tank
440839 | 66 | 1996-09-18 | Removed From Ground | Empty | 20000 | Bare Steel | Galvanized Steel | Suction: No Valve At The Tank
440839 | 67 | 1996-09-19 | Removed From Ground | Empty | 20000 | Bare Steel | Galvanized Steel | Suction: No Valve At The Tank
440839 | 68 | 1996-09-19 | Removed From Ground | Other | 20000 | Bare Steel | Galvanized Steel | Suction: No Valve At The Tank
440839 | 69 | 1996-10-10 | Removed From Ground | Empty | 20000 | Bare Steel | Galvanized Steel | Suction: No Valve At The Tank
440839 | 7 | 1996-08-27 | Removed From Ground | Hazardous Substance | 30000 | Bare Steel | Galvanized Steel | Suction: No Valve At The Tank
440839 | 70 | 1996-10-14 | Removed From Ground | Empty | 20000 | Bare Steel | Galvanized Steel | Suction: No Valve At The Tank
440839 | 71 | 1996-10-15 | Removed From Ground | Empty | 20000 | Bare Steel | Galvanized Steel | Suction: No Valve At The Tank
440839 | 72 | 1996-10-10 | Removed From Ground | Empty | 20000 | Bare Steel | Galvanized Steel | Suction: No Valve At The Tank
440839 | 73 | 1996-10-16 | Removed From Ground | Empty | 12000 | Bare Steel | Galvanized Steel | Suction: No Valve At The Tank
440839 | 74 | 1996-10-16 | Removed From Ground | Hazardous Substance | 20000 | Bare Steel | Galvanized Steel | Suction: No Valve At The Tank
440839 | 75 | 1996-10-21 | Removed From Ground | Empty | 12000 | Bare Steel | Galvanized Steel | Suction: No Valve At The Tank
440839 | 76 | 1996-10-21 | Removed From Ground | Empty | 8000 | Bare Steel | Galvanized Steel | Suction: No Valve At The Tank
440839 | 77 | 1996-10-16 | Removed From Ground | Empty | 6000 | Bare Steel | Galvanized Steel | Suction: No Valve At The Tank
440839 | 78 | 1996-10-17 | Removed From Ground | Empty | 6000 | Bare Steel | Galvanized Steel | Suction: No Valve At The Tank
440839 | 79 | 1996-10-21 | Removed From Ground | Empty | 6000 | Bare Steel | Galvanized Steel | Suction: No Valve At The Tank
440839 | 8 | 1996-08-22 | Removed From Ground | Hazardous Substance | 30000 | Bare Steel | Galvanized Steel | Suction: No Valve At The Tank
440839 | 80AST | 1996-09-10 | Removed From Ground | Empty | 8000 | Bare Steel | Galvanized Steel | Suction: No Valve At The Tank
440839 | 81 | 1996-10-21 | Removed From Ground | Empty | 12000 | Bare Steel | Galvanized Steel | Suction: No Valve At The Tank
440839 | 82 | 1996-10-22 | Removed From Ground | Empty | 10000 | Bare Steel | Galvanized Steel | Suction: No Valve At The Tank
440839 | 83 | 1996-10-22 | Removed From Ground | Empty | 10000 | Bare Steel | Galvanized Steel | Suction: No Valve At The Tank
440839 | 84 | 1996-10-22 | Removed From Ground | Empty | 20000 | Bare Steel | Galvanized Steel | Suction: No Valve At The Tank
440839 | 85 | 1996-10-22 | Removed From Ground | Empty | 4000 | Bare Steel | Galvanized Steel | Suction: No Valve At The Tank
440839 | 86 | 1996-08-12 | Removed From Ground | Gas | 4000 | Bare Steel | Galvanized Steel | Suction: No Valve At The Tank
440839 | 87 | 1996-08-12 | Removed From Ground | Empty | 4000 | Bare Steel | Galvanized Steel | Suction: No Valve At The Tank
440839 | 89 | 1996-08-08 | Removed From Ground | Empty | 6000 | Bare Steel | Galvanized Steel | Suction: No Valve At The Tank
440839 | 9 | 1996-08-21 | Removed From Ground | Hazardous Substance | 30000 | Bare Steel | Galvanized Steel | Suction: No Valve At The Tank
440839 | 90 | 1996-08-08 | Removed From Ground | Empty | 6000 | Bare Steel | Galvanized Steel | Suction: No Valve At The Tank
440839 | 91 | 1996-08-08 | Removed From Ground | Empty | 6000 | Bare Steel | Galvanized Steel | Suction: No Valve At The Tank
440839 | 92 | 1996-08-08 | Removed From Ground | Empty | 6000 | Bare Steel | Galvanized Steel | Suction: No Valve At The Tank
440839 | 93 | 1996-08-08 | Removed From Ground | Empty | 6000 | Bare Steel | Galvanized Steel | Suction: No Valve At The Tank
440839 | 94 | 1996-08-07 | Removed From Ground | Empty | 3950 | Bare Steel | Galvanized Steel | Suction: No Valve At The Tank
440839 | 95 | 1996-08-07 | Removed From Ground | Empty | 3950 | Bare Steel | Galvanized Steel | Suction: No Valve At The Tank
440839 | 96 | 1996-09-23 | Removed From Ground | Empty | 20000 | Bare Steel | Galvanized Steel | Suction: No Valve At The Tank
440839 | 97 | 1996-09-23 | Removed From Ground | Empty | 20000 | Bare Steel | Galvanized Steel | Suction: No Valve At The Tank
440839 | 98 | 1996-09-23 | Removed From Ground | Other | 12000 | Bare Steel | Galvanized Steel | Suction: No Valve At The Tank
440839 | 99 | 1996-09-24 | Removed From Ground | Hazardous Substance | 12000 | Bare Steel | Galvanized Steel | Suction: No Valve At The Tank
442000 | 1 | 1987-11-04 | Currently In Use | Diesel | 10000 | Fiberglass | Fiberglass Reinforced Plastic | Pressure |  | 1987-06-01 12:00 |  | 1987-11-04 12:00
442000 | 2 | 1987-11-04 | Currently In Use | Diesel | 10000 | Fiberglass | Fiberglass Reinforced Plastic | Pressure |  | 1987-06-01 12:00 |  | 1987-11-04 12:00
442000 | 3 | 1987-11-04 | Currently In Use | Gas | 4000 | Fiberglass | Fiberglass Reinforced Plastic | Pressure |  | 1987-06-01 12:00 |  | 1987-11-04 12:00
442000 | 4 | 1987-11-04 | Currently In Use | Used Oil | 1000 | Fiberglass | Fiberglass Reinforced Plastic | Gravity Fed | Y | 1987-11-04 12:00 | Y | 2011-10-12 12:00
442001 | 1 | 2013-01-28 | Removed From Ground | Gas | 500 | Bare Steel | Unknown | Not Marked
442001 | 1 |  | Permanently Out Of Use | Gas | 500 | Bare Steel | Unknown | Not Marked
442002 | 1 | 1990-11-14 | Removed From Ground | Gas | 10000 | Composite | Fiberglass Reinforced Plastic | Not Marked
442002 | 1 |  | Permanently Out Of Use | Gas | 10000 | Composite | Fiberglass Reinforced Plastic | Not Marked
442002 | 2 | 1990-11-14 | Removed From Ground | Gas | 10000 | Composite | Fiberglass Reinforced Plastic | Not Marked
442002 | 2 |  | Permanently Out Of Use | Gas | 10000 | Composite | Fiberglass Reinforced Plastic | Not Marked
442002 | 3 | 1990-11-14 | Removed From Ground | Gas | 10000 | Composite | Fiberglass Reinforced Plastic | Not Marked
442002 | 3 |  | Permanently Out Of Use | Gas | 10000 | Composite | Fiberglass Reinforced Plastic | Not Marked
442003 | 1 | 1987-11-04 | Currently In Use | Gas | 10000 | Fiberglass | Fiberglass Reinforced Plastic | Pressure |  | 1994-06-08 |  | 1994-06-08
442003 | 2 | 1987-11-04 | Currently In Use | Gas | 10000 | Fiberglass | Fiberglass Reinforced Plastic | Pressure |  | 1994-06-08 |  | 1994-06-08
442003 | 3 | 1987-11-04 | Currently In Use | Diesel | 10000 | Fiberglass | Fiberglass Reinforced Plastic | Pressure |  | 1994-06-08 |  | 1994-06-08
442004 | 1 | 1987-11-04 | Currently In Use | Gas | 10000 | Fiberglass | Fiberglass Reinforced Plastic | Pressure |  | 1987-10-01 |  | 1987-10-01
442004 | 2 | 1987-11-04 | Currently In Use | Gas | 10000 | Fiberglass | Fiberglass Reinforced Plastic | Pressure |  | 1987-10-01 |  | 1987-10-01
442004 | 3 | 1987-11-04 | Currently In Use | Gas | 10000 | Fiberglass | Fiberglass Reinforced Plastic | Pressure |  | 1987-10-01 |  | 1987-10-01
442004 | 4 |  | Removed From Ground Date Unknown | Gas | 4000 | Marked Unknown | Unknown | Not Marked
442004 | 5 |  | Removed From Ground Date Unknown | Gas | 4000 | Marked Unknown | Unknown | Not Marked
442004 | 6 |  | Removed From Ground Date Unknown | Gas | 4000 | Marked Unknown | Unknown | Not Marked
442004 | 7 |  | Removed From Ground Date Unknown | Gas | 4000 | Marked Unknown | Unknown | Not Marked
442004 | 8 |  | Removed From Ground Date Unknown | Used Oil | 550 | Marked Unknown | Unknown | Not Marked | Y |  | Y
442005 | 1 | 1998-06-30 | Removed From Ground | Used Oil | 550 | Fiberglass | Fiberglass Reinforced Plastic | Gravity Fed | Y |  | Y
442005 | 2 | 1998-06-30 | Removed From Ground | Used Oil | 550 | Fiberglass | Fiberglass Reinforced Plastic | Gravity Fed | Y |  | Y
442006 | 1 | 1998-06-02 | Removed From Ground | Diesel | 10000 | Bare Steel | Bare Steel | Not Marked
442007 | 1 | 2000-04-01 | Removed From Ground | Used Oil | 550 | Fiberglass | Not Marked | Not Marked | Y |  | Y
442007 | 2 | 2000-04-01 | Removed From Ground | Used Oil | 550 | Fiberglass | Fiberglass Reinforced Plastic | Gravity Fed | Y |  | Y
442008 | 1 | 1987-11-04 | Currently In Use | Gas | 10000 | Composite | Fiberglass Reinforced Plastic | Pressure |  | 1987-11-04 |  | 1987-11-04
442008 | 2 | 1987-11-04 | Currently In Use | Gas | 8000 | Composite | Fiberglass Reinforced Plastic | Pressure |  | 1987-11-04 |  | 1987-11-04
442008 | 3 | 1987-11-04 | Currently In Use | Gas | 8000 | Composite | Fiberglass Reinforced Plastic | Pressure |  | 1987-11-04 |  | 1987-11-04
442009 | 1 | 1991-06-01 | Removed From Ground | Other | 550 | Bare Steel | Galvanized Steel | Not Marked
442009 | 2 | 1991-06-01 | Removed From Ground | Other | 550 | Bare Steel | Galvanized Steel | Not Marked
442009 | 3 | 1995-06-01 | Removed From Ground | Other | 1000 | Bare Steel | Galvanized Steel | Not Marked
442009 | 4 | 1995-06-01 | Removed From Ground | Other | 1000 | Bare Steel | Galvanized Steel | Not Marked
442009 | 5 | 1998-10-12 | Removed From Ground | Gas | 3000 | Bare Steel | Galvanized Steel | Not Marked
450001 | 1 | 1998-11-01 | Removed From Ground | Gas | 3000 | Bare Steel | Galvanized Steel | Suction: No Valve At The Tank
450003 | 1 | 1997-08-18 | Removed From Ground | Diesel | 8000 | Bare Steel | Galvanized Steel | Not Marked
450003 | 2 | 1997-08-18 | Removed From Ground | Gas | 4000 | Bare Steel | Galvanized Steel | Not Marked
450006 | 1 |  | Removed From Ground Date Unknown | Empty | 3000 | Bare Steel | Galvanized Steel | Not Marked
450007 | 1 |  | Permanently Out Of Use | Diesel | 3000 | Bare Steel | Galvanized Steel | Not Marked
450007 | 2 |  | Permanently Out Of Use | Diesel | 3000 | Bare Steel | Galvanized Steel | Not Marked
450008 | 1 |  | Removed From Ground Date Unknown | Empty | 1000 | Bare Steel | Galvanized Steel | Not Marked
450011 | 1 |  | Removed From Ground Date Unknown | Diesel | 1000 | Bare Steel | Galvanized Steel | Not Marked
450011 | 2 |  | Removed From Ground Date Unknown | Diesel | 1000 | Bare Steel | Galvanized Steel | Not Marked
450011 | 3 |  | Removed From Ground Date Unknown | Gas | 500 | Bare Steel | Galvanized Steel | Not Marked
450011 | 4 |  | Removed From Ground Date Unknown | Diesel | 1000 | Bare Steel | Galvanized Steel | Not Marked
450012 | 1 | 1980-01-01 | Currently In Use | Diesel | 10000 | Steel-Impressed Current | Fiberglass Reinforced Plastic | Suction: No Valve At The Tank |  | 1997-06-01 |  | 1997-06-01
450012 | 2 | 1980-01-01 | Currently In Use | Gas | 10000 | Steel-Impressed Current | Fiberglass Reinforced Plastic | Pressure |  | 1997-06-01 |  | 1997-06-01
450012 | 3 | 1986-02-01 | Closed In Ground | Other |  | Bare Steel | Galvanized Steel | Not Marked
450018 | 1 | 1996-12-09 | Removed From Ground | Diesel | 8000 | Bare Steel | Galvanized Steel | Suction: Valve At The Tank
450018 | 2 | 1996-12-09 | Removed From Ground | Gas | 4000 | Bare Steel | Galvanized Steel | Suction: Valve At The Tank
450021 | 1 |  | Permanently Out Of Use | Gas | 560 | Bare Steel | Bare Steel | Not Marked
450021 | 2 |  | Permanently Out Of Use | Gas | 560 | Bare Steel | Bare Steel | Not Marked
450022 | 1 | 1995-04-01 | Removed From Ground | Gas | 560 | Bare Steel | Bare Steel | Not Marked
450022 | 2 | 1995-04-01 | Removed From Ground | Gas | 2000 | Bare Steel | Bare Steel | Not Marked
450022 | 3 | 1995-04-01 | Removed From Ground | Gas | 2000 | Bare Steel | Bare Steel | Not Marked
450022 | 4A | 2016-06-20 | Removed From Ground | Gas | 3000 | Steel-Galvanic | Galvanized Steel | Suction: Valve At The Tank |  | 1995-04-01 |  | 1995-04-01
450022 | 4B | 2016-06-20 | Removed From Ground | Gas | 3000 | Steel-Galvanic | Galvanized Steel | Suction: Valve At The Tank |  | 1995-04-01 |  | 1995-04-01
450022 | 5 | 2016-06-20 | Removed From Ground | Gas | 6000 | Steel-Galvanic | Galvanized Steel | Suction: Valve At The Tank |  | 1995-04-01 |  | 1995-04-01
450023 | 1 | 2005-06-22 | Temporarily Out Of Use | Gas | 4000 | Steel-Impressed Current | Secondary Containment | Suction: Valve At The Tank |  | 1998-11-11 |  | 1998-11-11
450023 | 2 | 2005-06-22 | Temporarily Out Of Use | Gas | 4000 | Steel-Impressed Current | Secondary Containment | Suction: Valve At The Tank |  | 1998-11-11 |  | 1998-11-11
450023 | 3 | 2005-06-22 | Temporarily Out Of Use | Gas | 4000 | Steel-Impressed Current | Cathodically Protected | Suction: Valve At The Tank |  | 1998-11-11 |  | 1998-11-11
450025 | 1 | 2010-05-26 | Removed From Ground | Gas | 10000 | Bare Steel | Bare Steel | Not Marked
450025 | 2 | 2010-05-26 | Removed From Ground | Diesel | 10000 | Bare Steel | Bare Steel | Not Marked
450025 | 3 | 2010-05-26 | Removed From Ground | Gas | 15000 | Bare Steel | Bare Steel | Not Marked
450025 | 4 | 2010-05-26 | Removed From Ground | Gas | 1000 | Bare Steel | Bare Steel | Not Marked
450025 | 5 | 2010-05-26 | Removed From Ground | Diesel | 10000 | Unknown | Unknown |  | N |  | N
450026 | 1 | 1998-02-17 | Removed From Ground | Diesel | 3000 | Bare Steel | Bare Steel | Not Marked
450026 | 2 | 1999-02-17 | Removed From Ground | Diesel | 3000 | Bare Steel | Bare Steel | Not Marked
450026 | 3 | 1998-02-17 | Removed From Ground | Diesel | 3000 | Bare Steel | Bare Steel | Not Marked
450026 | 4 | 1998-02-17 | Removed From Ground | Diesel | 3000 | Bare Steel | Bare Steel | Not Marked
450026 | 5 | 1998-02-17 | Removed From Ground | Gas | 10000 | Bare Steel | Bare Steel | Not Marked
450026 | 6 | 1998-02-17 | Removed From Ground | Gas | 10000 | Bare Steel | Bare Steel | Pressure
450026 | 7 | 1998-02-19 | Temporarily Out Of Use | Gas | 6000 | STIP-3 | Cathodically Protected | Pressure |  | 1998-02-19 12:00 |  | 1998-02-19 12:00
450026 | 8A | 1998-02-19 | Temporarily Out Of Use | Gas | 3000 | STIP-3 | Cathodically Protected | Pressure |  | 1998-02-19 12:00 |  | 1998-02-19 12:00
450026 | 8B | 1998-02-19 | Temporarily Out Of Use | Gas | 3000 | STIP-3 | Bare Steel | Pressure | N | 1998-02-19 12:00 | N | 1998-02-19 12:00
450026 | 9 | 1998-02-19 | Temporarily Out Of Use | Diesel | 4000 | STIP-3 | Cathodically Protected | Pressure |  | 1998-02-19 12:00 |  | 1998-02-19 12:00
450026 | WO | 1998-02-17 | Removed From Ground | Used Oil | 560 | Bare Steel | Bare Steel | Gravity Fed | Y |  | Y
450032 | 10259-1 | 1989-01-01 | Removed From Ground | Gas | 1000 | Bare Steel | Unknown | Not Marked
450032 | 259D1 | 2001-08-22 | Removed From Ground | Diesel | 2000 | Cathodically Protected Steel | Galvanized Steel | Suction: Valve At The Tank
450032 | 259G1 | 2001-08-22 | Removed From Ground | Gas | 2000 | Cathodically Protected Steel | Galvanized Steel | Suction: Valve At The Tank
450033 | 1 | 1985-01-01 | Currently In Use | Gas | 6000 | Steel-Impressed Current | Double Walled Flex | Pressure |  | 1995-03-22 |  | 1995-03-22
450033 | 2 | 2004-01-28 | Currently In Use | Gas | 6000 | Steel-Impressed Current | Double Walled Flex | Pressure |  | 1995-03-22 |  | 1995-03-22
450033 | 3 | 1985-01-01 | Currently In Use | Gas | 6000 | Steel-Impressed Current | Double Walled Flex | Pressure |  | 1995-03-22 |  | 1995-03-22
450034 | 1 | 2009-07-23 | Removed From Ground | Empty | 8000 | Cathodically Protected Steel | Cathodically Protected | Pressure |  | 1997-06-26 |  | 1997-06-26
450034 | 2 | 2009-07-23 | Removed From Ground | Empty | 8000 | Cathodically Protected Steel | Cathodically Protected | Pressure |  | 1997-06-26 |  | 1997-06-26
450034 | 3 | 2009-07-23 | Removed From Ground | Empty | 8000 | Cathodically Protected Steel | Cathodically Protected | Pressure |  | 1997-06-26 |  | 1997-06-26
450036 | 1 |  | Removed From Ground Date Unknown | Gas | 2000 | Bare Steel | Galvanized Steel | Suction: Valve At The Tank
450037 | 1 | 2012-01-11 | Currently In Use | Gas | 2000 | Steel-Impressed Current | Cathodically Protected | Suction: Valve At The Tank |  | 1998-10-29 |  | 1998-10-29
450037 | 2 | 2012-01-11 | Currently In Use | Gas | 3000 | Steel-Impressed Current | Cathodically Protected | Suction: Valve At The Tank |  | 1998-10-29 |  | 1998-10-29
450038 | 1 | 1987-07-30 | Removed From Ground | Gas | 1000 | Bare Steel | Galvanized Steel | Not Marked
450041 | 1 |  | Removed From Ground Date Unknown | Diesel | 2000 | Bare Steel | Galvanized Steel | Not Marked
450042 | 1 |  | Permanently Out Of Use | Diesel | 1 | Bare Steel | Galvanized Steel | Not Marked
450045 | 1 | 1998-06-15 | Removed From Ground | Gas | 5000 | Bare Steel | Galvanized Steel | Suction: Valve At The Tank
450045 | 2 | 1998-06-15 | Removed From Ground | Gas | 3000 | Bare Steel | Galvanized Steel | Suction: Valve At The Tank
450045 | 3 | 1998-06-15 | Removed From Ground | Gas | 3000 | Bare Steel | Galvanized Steel | Suction: Valve At The Tank
450045 | 4A | 1998-06-17 | Currently In Use | Gas | 3000 | Steel-Galvanic | Cathodically Protected | Pressure |  | 1998-06-17 |  | 1998-06-17
450045 | 4B | 1998-06-17 | Currently In Use | Gas | 3000 | Steel-Galvanic | Cathodically Protected | Pressure |  | 1998-06-17 |  | 1998-06-17
450045 | 5A | 1998-06-17 | Currently In Use | Diesel | 3000 | Steel-Galvanic | Cathodically Protected | Pressure |  | 1998-06-17 |  | 1998-06-17
450045 | 5B | 1998-06-17 | Currently In Use | Kerosene | 1000 | Steel-Galvanic | Cathodically Protected | Pressure |  | 1998-06-17 |  | 1998-06-17
450045 | 6 | 1998-06-17 | Currently In Use | Gas | 6000 | Steel-Galvanic | Cathodically Protected | Pressure |  | 1998-06-17 |  | 1998-06-17
450047 | 1 | 1996-01-01 | Removed From Ground | Gas | 4000 | Bare Steel | Galvanized Steel | Not Marked
450047 | 2 | 1996-01-01 | Removed From Ground | Gas | 4000 | Bare Steel | Galvanized Steel | Not Marked
450047 | 3 | 1996-01-01 | Removed From Ground | Gas | 2000 | Bare Steel | Galvanized Steel | Not Marked
450047 | 4 | 2010-10-25 | Currently In Use | Gas | 4000 | STIP-3 | Galvanic | Pressure |  | 1996-01-01 |  | 1996-01-01
450047 | 5 | 2010-10-25 | Currently In Use | Gas | 3000 | STIP-3 | Galvanic | Pressure |  | 1996-01-01 |  | 1996-01-01
450047 | 6 | 1996-01-01 | Currently In Use | Diesel | 4000 | STIP-3 | Galvanic | Suction: No Valve At The Tank |  | 1996-01-01 |  | 1996-01-01
450047 | 7 | 1996-01-01 | Currently In Use | Gas | 1000 | STIP-3 | Galvanic | Suction: No Valve At The Tank |  | 1996-01-01 |  | 1996-01-01
450047 | 8 | 2010-10-25 | Currently In Use | Kerosene | 1000 | STIP-3 | Cathodically Protected | Suction: No Valve At The Tank |  | 1996-01-01 |  | 1996-01-01
450047 | 9 | 1996-01-01 | Currently In Use | Diesel | 3000 | STIP-3 | Galvanic | Pressure |  | 1996-01-01 |  | 1996-01-01
450048 | 1 | 1993-10-01 | Removed From Ground | Gas | 1000 | Bare Steel | Galvanized Steel | Not Marked
450048 | 2 | 1993-10-01 | Removed From Ground | Gas | 1000 | Bare Steel | Galvanized Steel | Not Marked
450048 | 3 | 1993-10-01 | Removed From Ground | Gas | 280 | Bare Steel | Galvanized Steel | Not Marked
450049 | 1 | 2003-09-11 | Temporarily Out Of Use | Gas | 2000 | Cathodically Protected Steel | Cathodically Protected | Pressure |  | 1984-01-01 |  | 1984-01-01
450049 | 2 | 1984-01-01 | Temporarily Out Of Use | Gas | 1000 | Cathodically Protected Steel | Cathodically Protected | Pressure |  | 1984-01-01 |  | 1984-01-01
450051 | 1 | 1994-06-01 | Removed From Ground | Gas | 1000 | Bare Steel | Galvanized Steel | Not Marked
450051 | 1A | 2012-03-08 | Removed From Ground | Gas | 1000 | Cathodically Protected Steel | Cathodically Protected | Suction: Valve At The Tank |  | 1994-12-01 |  | 1994-12-01
450051 | 1B | 2012-03-08 | Removed From Ground | Gas | 1000 | Cathodically Protected Steel | Cathodically Protected | Suction: Valve At The Tank |  | 1994-12-01 |  | 1994-12-01
450051 | 2 | 1994-06-01 | Removed From Ground | Gas | 1000 | Bare Steel | Galvanized Steel | Not Marked
450051 | 3 | 1994-06-01 | Removed From Ground | Gas | 500 | Bare Steel | Galvanized Steel | Not Marked
450054 | 1 | 1993-10-01 | Removed From Ground | Gas | 4000 | Bare Steel | Galvanized Steel | Not Marked
450054 | 2 | 1993-10-01 | Removed From Ground | Gas | 3000 | Bare Steel | Galvanized Steel | Not Marked
450054 | 3 | 1993-10-01 | Removed From Ground | Gas | 2000 | Bare Steel | Galvanized Steel | Not Marked
450054 | 4 | 1993-10-01 | Currently In Use | Gas | 8000 | STIP-3 | Fiberglass Reinforced Plastic | Pressure |  | 1993-10-01 |  | 1993-10-01
450054 | 5A | 1993-10-01 | Currently In Use | Gas | 3000 | STIP-3 | Fiberglass Reinforced Plastic | Pressure |  | 1993-10-01 |  | 1993-01-01
450054 | 5B | 1993-10-01 | Currently In Use | Gas | 3000 | STIP-3 | Fiberglass Reinforced Plastic | Pressure |  | 1993-10-01 |  | 1993-10-01
450055 | 1 | 1995-07-01 | Removed From Ground | Gas | 1000 | Bare Steel | Galvanized Steel | Not Marked
450055 | 2 | 1995-07-01 | Removed From Ground | Gas | 1000 | Bare Steel | Galvanized Steel | Not Marked
450055 | 3 | 1995-07-01 | Removed From Ground | Gas | 560 | Bare Steel | Galvanized Steel | Not Marked
450055 | 4 | 2009-11-12 | Removed From Ground | Gas | 4000 | Steel-Galvanic | Fiberglass Reinforced Plastic | Pressure |  | 1995-07-01 |  | 1995-07-01
450055 | 5A | 2009-11-12 | Removed From Ground | Gas | 2000 | Steel-Galvanic | Fiberglass Reinforced Plastic | Pressure |  | 1995-07-01 |  | 1995-07-01
450055 | 5B | 2009-11-12 | Removed From Ground | Gas | 2000 | Steel-Galvanic | Fiberglass Reinforced Plastic | Pressure |  | 1995-07-01 |  | 1995-07-01
450057 | 1 | 1994-08-01 | Removed From Ground | Gas | 4000 | Bare Steel | Galvanized Steel | Not Marked
450057 | 2 | 1994-08-01 | Removed From Ground | Gas | 4000 | Bare Steel | Galvanized Steel | Not Marked
450062 | 1 | 2002-02-21 | Removed From Ground | Gas | 2000 | Steel-Impressed Current | Cathodically Protected | Suction: No Valve At The Tank |  | 1999-04-16 |  | 1999-04-16
450063 | 1 |  | Permanently Out Of Use | Gas | 1000 | Bare Steel | Bare Steel | Suction: Valve At The Tank
450063 | 2 |  | Permanently Out Of Use | Diesel | 1000 | Bare Steel | Bare Steel | Suction: Valve At The Tank
450064 | 1 | 1998-12-08 | Removed From Ground | Gas | 1000 | Bare Steel | Bare Steel | Not Marked
450064 | 2 | 1998-12-08 | Removed From Ground | Gas | 1000 | Bare Steel | Bare Steel | Not Marked
450064 | 3 | 1998-12-08 | Removed From Ground | Gas | 1000 | Bare Steel | Bare Steel | Not Marked
450064 | 4A | 1998-12-09 | Currently In Use | Gas | 3000 | Cathodically Protected Steel | Cathodically Protected | Suction: Valve At The Tank |  | 1998-12-08 |  | 1998-12-08
450064 | 4B | 1998-12-09 | Currently In Use | Gas | 1000 | Cathodically Protected Steel | Cathodically Protected | Suction: Valve At The Tank |  | 1998-12-08 |  | 1998-12-08
450066 | 1 | 1998-12-03 | Permanently Out Of Use | Used Oil | 1000 | Bare Steel | Bare Steel | Suction: Valve At The Tank | Y |  | Y
450066 | 2 | 1998-12-03 | Permanently Out Of Use | Gas | 1000 | Bare Steel | Unknown | Not Marked
450066 | 3 | 1998-12-11 | Removed From Ground | Diesel | 3000 | Bare Steel | Bare Steel | Suction: No Valve At The Tank
450066 | 4 | 1998-12-11 | Removed From Ground | Gas | 3000 | Bare Steel | Bare Steel | Suction: No Valve At The Tank
450066 | 5 | 1998-12-03 | Permanently Out Of Use | Diesel | 560 | Bare Steel | Unknown | Not Marked
450066 | 6 | 2012-03-22 | Temporarily Out Of Use | Diesel | 6000 | Fiberglass | Double Walled | Pressure |  | 1998-12-20 |  | 1998-12-20
450066 | 7 | 1998-12-16 | Currently In Use | Diesel | 4000 | Fiberglass | Double Walled | Pressure |  | 1998-12-20 |  | 1998-12-20
450066 | 8 | 1998-12-16 | Currently In Use | Diesel | 3000 | Fiberglass | Double Walled | Pressure |  | 1998-12-20 |  | 1998-12-20
450066 | 9 | 1998-12-16 | Currently In Use | Gas | 2000 | Fiberglass | Double Walled | Pressure |  | 1998-12-20 |  | 1998-12-20
450069 | 1 |  | Permanently Out Of Use | Diesel | 3000 | Bare Steel | Bare Steel | Not Marked
450069 | 2 |  | Permanently Out Of Use | Gas | 560 | Bare Steel | Bare Steel | Not Marked
450069 | 3 |  | Permanently Out Of Use | Gas | 560 | Bare Steel | Bare Steel | Not Marked
450073 | 1 | 1987-10-01 | Removed From Ground | Gas | 1000 | Bare Steel | Galvanized Steel | Not Marked
450074 | 1 | 1971-01-01 | Currently In Use | Gas | 2000 | Bare Steel | Galvanized Steel | Suction: Valve At The Tank
450074 | 1 |  | Removed From Ground Date Unknown | Gas | 2000 | Bare Steel | Galvanized Steel | Suction: Valve At The Tank
450074 | 2 | 1971-01-01 | Currently In Use | Gas | 2000 | Bare Steel | Galvanized Steel | Suction: Valve At The Tank
450074 | 2 |  | Removed From Ground Date Unknown | Gas | 2000 | Bare Steel | Galvanized Steel | Suction: Valve At The Tank
450079 | 1 | 1996-11-20 | Removed From Ground | Gas | 2000 | Bare Steel | Galvanized Steel | Suction: Valve At The Tank
450079 | 2 | 1996-11-20 | Removed From Ground | Gas | 2000 | Bare Steel | Galvanized Steel | Suction: Valve At The Tank
450079 | 3 | 1996-11-20 | Removed From Ground | Gas | 4000 | Bare Steel | Galvanized Steel | Suction: Valve At The Tank
450079 | 4 | 1996-11-20 | Removed From Ground | Gas | 2000 | Bare Steel | Galvanized Steel | Not Marked
450079 | 5 | 1996-11-20 | Removed From Ground | Used Oil | 1000 | Bare Steel | Galvanized Steel | Not Marked | Y |  | Y
450080 | 1 | 1993-08-04 | Removed From Ground | Used Oil | 500 | Bare Steel | Bare Steel | Not Marked | Y |  | Y
450081 | 1 | 1987-01-01 | Removed From Ground | Gas | 1000 | Bare Steel | Galvanized Steel | Not Marked
450081 | 2 | 1987-01-01 | Removed From Ground | Gas | 1000 | Bare Steel | Galvanized Steel | Not Marked
450081 | 3 | 1987-01-01 | Removed From Ground | Diesel | 560 | Bare Steel | Galvanized Steel | Not Marked
450084 | 1 | 1999-10-18 | Temporarily Out Of Use | Diesel | 6000 | Bare Steel | Galvanized Steel | Suction: Valve At The Tank
450085 | 3 | 1999-06-25 | Removed From Ground | Gas | 8000 | Bare Steel | Bare Steel | Suction: No Valve At The Tank
450085 | 4 | 1981-01-01 | Removed From Ground | Gas | 1000 | Bare Steel | Unknown | Not Marked
450085 | 5 | 1999-06-25 | Removed From Ground | Gas | 2000 | Bare Steel | Bare Steel | Not Marked
450089 | 1 | 1989-08-01 | Removed From Ground | Gas | 8000 | Composite | Galvanized Steel | Not Marked
450089 | 2 | 1989-08-01 | Removed From Ground | Gas | 8000 | Composite | Galvanized Steel | Not Marked
450089 | 3 | 1989-08-01 | Removed From Ground | Gas | 8000 | Composite | Galvanized Steel | Not Marked
450089 | 5 | 1989-12-01 | Currently In Use | Gas | 8000 | Steel-Galvanic | Cathodically Protected | Pressure |  | 1989-12-01 |  | 1989-12-01
450089 | 6 | 1989-12-01 | Currently In Use | Diesel | 6000 | Steel-Galvanic | Cathodically Protected | Pressure |  | 1989-12-01 |  | 1989-12-01
450089 | 7 | 1989-12-01 | Currently In Use | Gas | 8000 | Steel-Galvanic | Cathodically Protected | Pressure |  | 1989-12-01 |  | 1989-12-01
450090 | 1 | 1997-09-15 | Closed In Ground | Diesel | 10000 | Bare Steel | Not Marked | Not Marked
450090 | 2 | 1997-11-15 | Removed From Ground | Diesel | 500 | Bare Steel | Not Marked | Not Marked
450090 | 3 | 1997-11-15 | Closed In Ground | Diesel | 1200 | Bare Steel | Copper | Not Marked
450090 | 3 |  | Removed From Ground Date Unknown | Diesel | 1200 | Bare Steel | Copper | Not Marked
450090 | 4 | 1997-11-15 | Currently In Use | Diesel | 1000 | Steel-Galvanic | Galvanic | Suction: No Valve At The Tank |  | 1997-11-15 |  | 1997-11-15
450090 | 5 | 1997-11-15 | Currently In Use | Diesel | 2000 | Steel-Galvanic | Galvanic | Suction: No Valve At The Tank |  | 1997-11-15 |  | 1997-11-15
450092 | 1 | 1993-09-01 | Removed From Ground | Diesel | 285 | Bare Steel | Bare Steel | Not Marked
450094 | 1 | 1997-03-19 | Removed From Ground | Gas | 5000 | Bare Steel | Not Marked | Not Marked
450094 | 2 | 1997-03-19 | Removed From Ground | Diesel | 1000 | Bare Steel | Not Marked | Not Marked
450094 | 3 | 1997-03-19 | Removed From Ground | Diesel | 10000 | Bare Steel | Not Marked | Not Marked
450094 | 4 | 1997-03-01 | Currently In Use | Gas | 2500 | Double Walled | Fiberglass Reinforced Plastic | Suction: No Valve At The Tank |  | 1997-03-14 |  | 1997-03-14
450094 | 5 | 1997-03-01 | Currently In Use | Diesel | 1000 | Double Walled | Fiberglass Reinforced Plastic | Suction: No Valve At The Tank |  | 1997-03-14 |  | 1997-03-14
450094 | 6 | 1997-03-01 | Currently In Use | Diesel | 4000 | Double Walled | Fiberglass Reinforced Plastic | Suction: No Valve At The Tank |  | 1997-03-14 |  | 1997-03-14
450095 | 1 | 1969-05-12 | Currently In Use | Gas | 2000 | Steel-Impressed Current | Fiberglass Reinforced Plastic | Suction: Valve At The Tank |  | 1999-01-20 |  | 1999-01-20
450095 | 1 |  | Removed From Ground Date Unknown | Gas | 2000 | Steel-Impressed Current | Fiberglass Reinforced Plastic | Suction: Valve At The Tank |  | 1999-01-20 |  | 1999-01-20
450095 | 2 | 1969-05-12 | Currently In Use | Gas | 2000 | Steel-Impressed Current | Fiberglass Reinforced Plastic | Suction: Valve At The Tank |  | 1999-01-20 |  | 1999-01-20
450095 | 2 |  | Removed From Ground Date Unknown | Gas | 2000 | Steel-Impressed Current | Fiberglass Reinforced Plastic | Suction: Valve At The Tank |  | 1999-01-20 |  | 1999-01-20
450095 | 3 | 2006-04-26 | Removed From Ground Date Unknown | Gas | 1000 | Steel-Impressed Current | Fiberglass Reinforced Plastic | Suction: Valve At The Tank |  | 1999-01-20 |  | 1999-01-20
450095 | 4 | 1999-01-28 | Removed From Ground | Used Oil | 500 | Bare Steel | Galvanized Steel | Not Marked | Y |  | Y
450096 | 1 |  | Removed From Ground Date Unknown | Gas | 4000 | Bare Steel | Galvanized Steel | Not Marked
450096 | 2 |  | Removed From Ground Date Unknown | Gas | 4000 | Bare Steel | Galvanized Steel | Not Marked
450096 | 3 |  | Removed From Ground Date Unknown | Gas | 2000 | Bare Steel | Galvanized Steel | Not Marked
450096 | 4 | 2006-04-19 | Permanently Out Of Use | Diesel | 4000 | STIP-3 | Fiberglass Reinforced Plastic | Suction: Valve At The Tank |  | 1999-01-29 |  | 1999-01-01
450097 | 1 | 1996-07-01 | Removed From Ground | Other | 2000 | Cathodically Protected Steel | Galvanized Steel | Not Marked
450097 | 2 | 1996-07-01 | Removed From Ground | Other | 1000 | Cathodically Protected Steel | Galvanized Steel | Not Marked
450097 | 3 | 1996-07-01 | Removed From Ground | Other | 1000 | Cathodically Protected Steel | Galvanized Steel | Not Marked
460004 | 1 |  | Removed From Ground Date Unknown | Diesel | 1 | Bare Steel | Galvanized Steel | Not Marked
460004 | 2 |  | Removed From Ground Date Unknown | Gas | 1 | Bare Steel | Galvanized Steel | Not Marked
460004 | 3 |  | Removed From Ground Date Unknown | Empty | 1 | Bare Steel | Galvanized Steel | Not Marked
460007 | 1 | 1983-01-01 | Currently In Use | Diesel | 15000 | Steel-Galvanic | Fiberglass Reinforced Plastic | Pressure |  | 1997-09-24 |  | 1997-09-24
460007 | 2 | 1981-01-01 | Currently In Use | Gas | 6000 | Steel-Galvanic | Fiberglass Reinforced Plastic | Suction: No Valve At The Tank |  | 1997-09-24 |  | 1997-09-24
460007 | 3 | 1981-01-01 | Currently In Use | Gas | 3000 | Steel-Galvanic | Fiberglass Reinforced Plastic | Suction: No Valve At The Tank |  | 1997-09-24 |  | 1997-09-24
460010 | 1 | 1999-01-28 | Removed From Ground | Gas | 6000 | Bare Steel | Galvanized Steel | Pressure
460010 | 2 | 1999-01-28 | Removed From Ground | Gas | 6000 | Bare Steel | Galvanized Steel | Pressure
460010 | 3 | 1999-01-28 | Removed From Ground | Gas | 6000 | Bare Steel | Galvanized Steel | Pressure
460010 | 4 | 1999-01-28 | Removed From Ground | Used Oil | 550 | Bare Steel | Galvanized Steel | Pressure | Y |  | Y
460010 | 5 | 1999-01-28 | Removed From Ground | Diesel | 1000 | Bare Steel | Galvanized Steel | Suction: Valve At The Tank
460010 | 6 | 1999-01-28 | Removed From Ground | Heating Oil | 500 | Not Marked/Unknown | Not Marked | Not Marked
460011 | 1 | 1965-01-01 | Temporarily Out Of Use | Gas | 6000 | Steel-Impressed Current | Cathodically Protected | Pressure |  | 1997-12-30 |  | 1997-12-30
460011 | 2 | 1965-01-01 | Temporarily Out Of Use | Gas | 4000 | Steel-Impressed Current | Cathodically Protected | Pressure |  | 1997-12-30 |  | 1997-12-30
460011 | 3 | 1965-01-01 | Temporarily Out Of Use | Gas | 6000 | Steel-Impressed Current | Cathodically Protected | Pressure |  | 1997-12-30 |  | 1997-12-30
460012 | 1 | 2016-11-04 | Currently In Use | Gas | 8000 | Steel-Impressed Current | Fiberglass Reinforced Plastic | Suction: Valve At The Tank |  | 1996-06-21 |  | 1996-06-21
460012 | 2 | 2016-11-04 | Currently In Use | Gas | 8000 | Steel-Impressed Current | Fiberglass Reinforced Plastic | Suction: Valve At The Tank |  | 1996-06-21 |  | 1996-06-21
460012 | 3 | 2016-11-04 | Currently In Use | Gas | 8000 | Steel-Impressed Current | Fiberglass Reinforced Plastic | Suction: Valve At The Tank |  | 1996-06-21 |  | 1996-06-21
460013 | 1 | 1997-01-01 | Permanently Out Of Use | Gas | 4000 | Bare Steel | Galvanized Steel | Not Marked
460013 | 2 | 1997-01-01 | Permanently Out Of Use | Gas | 2000 | Bare Steel | Galvanized Steel | Not Marked
460014 | 1 | 2001-08-07 | Removed From Ground | Other | 4000 | Bare Steel | Galvanized Steel | Suction: No Valve At The Tank
460014 | 2 | 2001-08-07 | Removed From Ground | Other | 4000 | Bare Steel | Galvanized Steel | Suction: No Valve At The Tank
460014 | 3 | 2001-08-07 | Removed From Ground | Gas | 2000 | Bare Steel | Galvanized Steel | Suction: No Valve At The Tank
460017 | 1 | 1991-10-01 | Removed From Ground | Gas | 1000 | Bare Steel | Galvanized Steel | Not Marked
460017 | 2 | 1998-10-01 | Removed From Ground | Gas | 500 | Bare Steel | Galvanized Steel | Suction: No Valve At The Tank
460018 | 1 | 2014-08-25 | Removed From Ground | Diesel | 560 | Steel-Impressed Current | Cathodically Protected | Not Marked |  | 1998-11-13 |  | 1998-11-13
460023 | 1 | 1993-05-05 | Removed From Ground | Diesel | 500 | Bare Steel | Galvanized Steel | Suction: No Valve At The Tank
460023 | 2 | 1993-05-05 | Removed From Ground | Gas | 2000 | Bare Steel | Galvanized Steel | Suction: No Valve At The Tank
460023 | 248869 | 2008-04-15 | Removed From Ground | Diesel | 1000 | Steel-Galvanic | Cathodically Protected | Suction: No Valve At The Tank |  | 1993-05-06 |  | 1993-05-06
460023 | 248870 | 2008-04-15 | Removed From Ground | Gas | 1000 | Steel-Galvanic | Cathodically Protected | Suction: No Valve At The Tank |  | 1993-05-06 |  | 1993-05-06
460024 | 337G1 | 2001-08-20 | Removed From Ground | Gas | 960 | Marked Unknown | Galvanized Steel | Suction: No Valve At The Tank
460025 | 1 | 1980-01-01 | Currently In Use | Gas | 10000 | Cathodically Protected Steel | Fiberglass/Sec Containment | Suction: Valve At The Tank |  | 1998-04-01 |  | 1998-04-01
460025 | 2 | 1980-01-01 | Currently In Use | Gas | 8000 | Cathodically Protected Steel | Fiberglass/Sec Containment | Suction: Valve At The Tank |  | 1998-04-01 |  | 1998-04-01
460025 | 3 | 2007-09-24 | Closed In Ground | Gas | 8000 | Steel-Impressed Current | Cathodically Protected | Suction: Valve At The Tank |  | 1998-04-01 |  | 1998-04-01
460026 | 1 | 1983-01-01 | Permanently Out Of Use | Used Oil | 500 | Bare Steel | Galvanized Steel | Not Marked | Y |  | Y
460028 | 1 | 1997-01-22 | Closed In Ground | Gas | 6000 | Fiberglass | Unknown | Pressure
460028 | 2 | 1997-01-22 | Closed In Ground | Diesel | 6000 | Fiberglass | Unknown | Pressure
460029 | 1 | 1975-01-01 | Temporarily Out Of Use | Gas | 3000 | Steel-Impressed Current | Cathodically Protected | Suction: No Valve At The Tank |  | 1997-04-09 |  | 1997-04-09
460029 | 2 | 1975-01-01 | Temporarily Out Of Use | Gas | 3000 | Steel-Impressed Current | Cathodically Protected | Suction: No Valve At The Tank |  | 1997-04-09 |  | 1997-04-09
460030 | 1 | 2012-02-08 | Removed From Ground | Gas | 6000 | Steel-Impressed Current | Fiberglass Reinforced Plastic | Pressure |  | 1997-02-18 |  | 1997-02-18
460030 | 2 | 2012-02-08 | Removed From Ground | Gas | 6000 | Steel-Impressed Current | Fiberglass Reinforced Plastic | Pressure |  | 1997-02-18 |  | 1997-02-18
460030 | 3 | 2012-02-08 | Removed From Ground | Gas | 6000 | Steel-Impressed Current | Fiberglass Reinforced Plastic | Pressure |  | 1997-02-18 |  | 1997-02-18
460030 | 4 | 2012-02-08 | Removed From Ground | Kerosene | 500 | Bare Steel |  |  | N |  | N
460030 | 5 | 2012-02-13 | Removed From Ground | Diesel | 500 | Bare Steel |  |  | N |  | N
460031 | 1 | 2015-01-06 | Removed From Ground | Gas | 6000 | Steel-Impressed Current | Impressed Current | Pressure |  | 1997-02-17 |  | 1997-02-17
460031 | 2 | 2015-01-06 | Removed From Ground | Diesel | 6000 | Steel-Impressed Current | Impressed Current | Pressure |  | 1997-02-17 |  | 1997-02-17
460031 | 3 | 2015-01-06 | Removed From Ground | Gas | 6000 | Steel-Impressed Current | Impressed Current | Suction: No Valve At The Tank |  | 1997-02-17 |  | 1997-02-17
460031 | 4 | 2015-01-06 | Removed From Ground | E85 | 6000 | Composite | Fiberglass Reinforced Plastic | Pressure | N | 2008-05-20 | N | 2008-05-20
460031 | 5 | 2015-01-06 | Removed From Ground | Gas | 12000 | Composite | Fiberglass Reinforced Plastic | Pressure | N | 2000-11-01 | N | 2000-11-01
460032 | 1 | 2016-02-02 | Temporarily Out Of Use | Gas | 10000 | Lined Interior | Fiberglass Reinforced Plastic | Pressure |  | 1996-12-18 |  | 1996-12-18
460032 | 2 | 2016-02-02 | Temporarily Out Of Use | Gas | 5000 | Lined Interior | Fiberglass Reinforced Plastic | Pressure |  | 1996-12-18 |  | 1996-12-18
460032 | 3 | 2016-02-02 | Temporarily Out Of Use | Gas | 4000 | STIP-3 | Fiberglass Reinforced Plastic | Pressure |  | 1996-12-18 |  | 1996-12-18
460032 | 4 | 2016-09-01 | Currently In Use | Gas | 5000 | Composite Double Walled | Fiberglass/Double Walled | Pressure | N | 2016-09-01 | N | 2016-09-01
460032 | 5 | 2016-09-01 | Currently In Use | Gas | 10000 | Composite Double Walled | Fiberglass/Double Walled | Pressure | N | 2016-09-01 | N | 2016-09-01
460032 | 6 | 2016-09-01 | Currently In Use | Diesel | 5000 | Composite Double Walled | Fiberglass/Double Walled | Pressure | N | 2016-09-01 | N | 2016-09-01
460033 | 1 | 1984-01-01 | Currently In Use | Diesel | 10000 | Fiberglass | Fiberglass Reinforced Plastic | Pressure |  | 1993-02-28 |  | 1993-08-28
460033 | 2 | 1993-02-18 | Removed From Ground | Used Oil | 500 | Fiberglass | Unknown | Not Marked | Y |  | Y
460034 | 1 |  | Removed From Ground Date Unknown | Gas | 4000 | Bare Steel | Galvanized Steel | Suction: Valve At The Tank
460034 | 2 |  | Removed From Ground Date Unknown | Gas | 4000 | Bare Steel | Galvanized Steel | Suction: Valve At The Tank
460034 | 3 |  | Removed From Ground Date Unknown | Diesel | 3000 | Bare Steel | Galvanized Steel | Suction: Valve At The Tank
460034 | 4 |  | Removed From Ground Date Unknown | Gas | 1000 | Bare Steel | Galvanized Steel | Suction: Valve At The Tank
460036 | 1 | 2014-10-03 | Removed From Ground | Gas | 10000 | Steel-Impressed Current | Fiberglass Reinforced Plastic | Pressure |  | 1999-02-07 |  | 1999-02-07
460036 | 2 | 2014-10-03 | Removed From Ground | Gas | 10000 | Steel-Impressed Current | Fiberglass Reinforced Plastic | Pressure |  | 1999-02-07 |  | 1999-02-07
460036 | 3 | 2014-10-03 | Removed From Ground | Gas | 10000 | Steel-Impressed Current | Fiberglass Reinforced Plastic | Pressure |  | 1999-02-07 |  | 1999-02-07
460036 | 4 | 1999-02-01 | Removed From Ground | Used Oil | 550 | Bare Steel | Galvanized Steel | Not Marked | Y |  | Y
460036 | 5 | 1999-02-01 | Removed From Ground | Diesel | 550 | Bare Steel | Galvanized Steel | Not Marked
460036 | 6 | 1999-02-01 | Removed From Ground | Diesel | 1000 | Cathodically Protected Steel | Galvanized Steel | Not Marked
460036 | 7A | 2014-10-03 | Removed From Ground | Diesel | 3000 | Composite | Fiberglass Reinforced Plastic | Pressure | N | 1999-02-20 | N | 1999-02-20
460036 | 7B | 2014-10-03 | Removed From Ground | Diesel | 3000 | Composite | Fiberglass Reinforced Plastic | Pressure | N | 1999-02-20 | N | 1999-02-20
460039 | 1 | 1981-01-01 | Currently In Use | Gas | 10000 | Steel-Impressed Current | Fiberglass Reinforced Plastic | Suction: No Valve At The Tank |  | 1998-11-18 |  | 1998-11-18
460039 | 2 | 1998-12-10 | Removed From Ground | Diesel | 2000 | Bare Steel | Galvanized Steel | Suction: No Valve At The Tank
460039 | 3 | 1981-01-01 | Currently In Use | Diesel | 10000 | Steel-Impressed Current | Fiberglass Reinforced Plastic | Suction: No Valve At The Tank |  | 1998-11-18 |  | 1998-11-18
460040 | 1 | 2013-11-22 | Currently In Use | Gas | 5000 | Steel-Impressed Current | Fiberglass Reinforced Plastic | Pressure |  | 1996-06-19 |  | 1996-06-19
460040 | 2 | 2013-11-22 | Currently In Use | Gas | 5000 | Steel-Impressed Current | Fiberglass Reinforced Plastic | Pressure |  | 1996-06-19 |  | 1996-06-19
460040 | 3 | 2013-11-22 | Currently In Use | Gas | 5000 | Steel-Impressed Current | Fiberglass Reinforced Plastic | Pressure |  | 1996-06-19 |  | 1996-06-19
460040 | 4 | 2013-11-22 | Currently In Use | Gas | 5000 | Steel-Impressed Current | Fiberglass Reinforced Plastic | Pressure |  | 1996-06-19 |  | 1996-06-19
460040 | 5 | 2011-03-02 | Temporarily Out Of Use | Gas | 4000 | Steel-Impressed Current | Fiberglass Reinforced Plastic | Pressure |  | 1996-06-19 |  | 1996-06-19
460040 | 6 | 2013-11-22 | Currently In Use | Diesel | 4000 | Steel-Impressed Current | Fiberglass Reinforced Plastic | Pressure |  | 1996-03-19 |  | 1996-03-19
460040 | 7 | 1996-05-01 | Removed From Ground | Used Oil | 1000 | Bare Steel | Galvanized Steel | Not Marked | Y |  | Y
460040 | 8 | 1996-05-01 | Removed From Ground | Other | 1000 | Bare Steel | Galvanized Steel | Not Marked | Y |  | Y
460040 | 9 | 1996-05-01 | Removed From Ground | Other | 1000 | Bare Steel | Galvanized Steel | Not Marked | Y |  | Y
460043 | 1 | 1997-01-01 | Removed From Ground | Gas | 8000 | Bare Steel | Galvanized Steel | Suction: Valve At The Tank
460043 | 2 | 1997-01-01 | Removed From Ground | Gas | 8000 | Bare Steel | Galvanized Steel | Suction: Valve At The Tank
460045 | 1 | 1998-10-10 | Removed From Ground | Gas | 1000 | Bare Steel | Galvanized Steel | Not Marked
460046 | 1 | 2010-07-01 | Removed From Ground | Gas | 1000 | Steel-Impressed Current | Cathodically Protected | Suction: No Valve At The Tank |  | 1999-01-11 |  | 1999-01-11
460046 | 2 | 2010-07-01 | Removed From Ground | Gas | 1000 | Steel-Impressed Current | Cathodically Protected | Not Marked |  | 1999-01-11 |  | 1999-01-11
460046 | 3 | 1987-04-19 | Removed From Ground | Gas | 550 | Not Marked/Unknown | Galvanized Steel | Not Marked
460047 | 1 | 2012-04-01 | Removed From Ground | Gas | 2000 | Steel-Impressed Current | Cathodically Protected | Not Marked |  | 1998-12-21 |  | 1998-12-21
460047 | 2 | 2012-04-01 | Removed From Ground | Gas | 2000 | Steel-Impressed Current | Cathodically Protected | Not Marked |  | 1998-12-21 |  | 1998-12-21
460047 | 3 | 2012-04-01 | Removed From Ground | Gas | 2000 | Steel-Impressed Current | Cathodically Protected | Not Marked |  | 1998-12-21 |  | 1998-12-21
460047 | 4 | 1995-07-01 | Removed From Ground | Used Oil | 550 | Bare Steel | Galvanized Steel | Not Marked | Y |  | Y
460047 | 5 | 1995-07-01 | Removed From Ground | Empty | 550 | Bare Steel | Galvanized Steel | Not Marked
460047 | 6 |  | Removed From Ground Date Unknown | Empty | 275 | Bare Steel | Galvanized Steel | Not Marked
460047 | 7 | 2012-04-01 | Removed From Ground | Diesel | 3000 | Steel-Impressed Current | Cathodically Protected | Not Marked |  | 1998-12-21 |  | 1998-12-21
460048 | 1 | 1987-01-01 | Removed From Ground | Gas | 550 | Bare Steel | Galvanized Steel | Not Marked
460048 | 2 |  | Removed From Ground Date Unknown | Gas | 550 | Bare Steel | Galvanized Steel | Not Marked
460049 | 1 |  | Removed From Ground Date Unknown | Diesel | 1000 | Composite | Galvanized Steel | Not Marked
460049 | 2 |  | Removed From Ground Date Unknown | Gas | 1000 | Composite | Galvanized Steel | Not Marked
460050 | 1 |  | Removed From Ground Date Unknown | Gas | 550 | Bare Steel | Galvanized Steel | Not Marked
460051 | 1 |  | Removed From Ground Date Unknown | Gas | 1000 | Bare Steel | Galvanized Steel | Not Marked
460052 | 1 | 1997-10-03 | Removed From Ground | Diesel | 1000 | Bare Steel | Galvanized Steel | Not Marked
460053 | 1 | 1994-07-01 | Removed From Ground | Gas | 550 | Bare Steel | Galvanized Steel | Not Marked
460053 | 2 | 1997-06-01 | Removed From Ground | Gas | 550 | Bare Steel | Galvanized Steel | Not Marked
460053 | 3 | 1994-07-01 | Removed From Ground | Gas | 275 | Bare Steel | Galvanized Steel | Not Marked
460055 | 1 | 1995-12-01 | Removed From Ground | Gas | 4000 | Bare Steel | Galvanized Steel | Suction: No Valve At The Tank
460055 | 10A | 1995-12-20 | Temporarily Out Of Use | Gas | 6000 | Fiberglass Double Walled | Fiberglass Reinforced Plastic | Pressure |  | 1995-12-20 |  | 1995-12-20
460055 | 10B | 1995-12-20 | Temporarily Out Of Use | Gas | 4000 | Fiberglass Double Walled | Fiberglass Reinforced Plastic | Pressure |  | 1995-12-20 |  | 1995-12-20
460055 | 2 | 1995-12-01 | Removed From Ground | Gas | 4000 | Bare Steel | Galvanized Steel | Suction: No Valve At The Tank
460055 | 3 | 1995-12-01 | Removed From Ground | Gas | 4000 | Bare Steel | Galvanized Steel | Suction: No Valve At The Tank
460055 | 4 | 1995-12-01 | Removed From Ground | Gas | 4000 | Bare Steel | Galvanized Steel | Suction: No Valve At The Tank
460055 | 5 | 2015-04-21 | Removed From Ground | Diesel | 4000 | Steel-Impressed Current | Impressed Current | Suction: No Valve At The Tank |  | 1995-12-20 |  | 1995-12-20
460055 | 6 | 2015-03-31 | Removed From Ground | Diesel | 4000 | Steel-Impressed Current | Impressed Current | Suction: No Valve At The Tank |  | 1995-12-20 |  | 1995-12-20
460055 | 7 | 2015-04-01 | Removed From Ground | Diesel | 4000 | Steel-Impressed Current | Impressed Current | Suction: No Valve At The Tank |  | 1995-12-20 |  | 1995-12-20
460055 | 8 | 2015-03-31 | Removed From Ground | Diesel | 4000 | Steel-Impressed Current | Impressed Current | Suction: No Valve At The Tank |  | 1995-12-20 |  | 1995-12-20
460055 | 9 | 1995-12-20 | Temporarily Out Of Use | Gas | 10000 | Fiberglass Double Walled | Fiberglass Reinforced Plastic | Pressure |  | 1995-12-20 |  | 1995-12-20
462000 | 1 | 2004-08-01 | Removed From Ground | Gas | 2000 | Steel-Galvanic | Galvanized Steel | Suction: No Valve At The Tank |  | 1994-11-01 |  | 1994-11-01
462000 | 2 | 2004-08-01 | Removed From Ground | Diesel | 2000 | Steel-Galvanic | Galvanized Steel | Suction: No Valve At The Tank |  | 1994-11-01 |  | 1994-11-01
462000 | 3 | 2004-07-30 | Currently In Use | Gas | 2500 | Fiberglass Double Walled | Fiberglass Reinforced Plastic | Suction: No Valve At The Tank | N | 2004-07-30 | N | 2004-07-30
462000 | 4 | 2004-07-30 | Currently In Use | Diesel | 4000 | Fiberglass Double Walled | Fiberglass Reinforced Plastic | Suction: No Valve At The Tank | N | 2004-07-30 | N | 2004-07-30
470001 | 1 | 1985-02-26 | Currently In Use | Diesel | 10000 | Steel-Impressed Current | Cathodically Protected | Pressure |  | 1998-08-01 |  | 1998-08-01
470001 | 2 | 1985-02-26 | Currently In Use | Gas | 10000 | Steel-Impressed Current | Cathodically Protected | Pressure |  | 1998-08-01 |  | 1998-08-01
470002 | 1 | 1980-01-15 | Removed From Ground | Gas | 1000 | Bare Steel | Galvanized Steel | Not Marked
470002 | 2 | 2008-04-09 | Removed From Ground | Gas | 1000 | Bare Steel | Galvanized Steel | Not Marked
470003 | 1 | 2007-07-12 | Removed From Ground | Diesel | 1000 | Cathodically Protected Steel | Galvanized Steel | Not Marked
470003 | 2 | 2007-07-12 | Removed From Ground | Gas | 2000 | Cathodically Protected Steel | Galvanized Steel | Not Marked
470003 | 3 | 1994-10-01 | Removed From Ground | Gas | 1000 | Bare Steel | Galvanized Steel | Not Marked
470005 | 1 | 1998-06-01 | Removed From Ground | Gas | 1000 | Bare Steel | Bare Steel | Suction: No Valve At The Tank
470005 | 2 | 1998-06-30 | Removed From Ground | Diesel | 6000 | Bare Steel | Galvanized Steel | Suction: No Valve At The Tank
470005 | 3 | 1998-06-30 | Removed From Ground | Gas | 10000 | Bare Steel | Bare Steel | Not Marked
470005 | 4 | 1998-06-30 | Removed From Ground | Diesel | 10000 | Bare Steel | Bare Steel | Not Marked
470005 | 5 | 2011-09-28 | Removed From Ground | Jet Fuel | 12000 | Composite | Fiberglass Reinforced Plastic | Pressure |  | 1990-12-01 |  | 1990-12-01
470008 | 1 |  | Removed From Ground Date Unknown | Gas | 560 | Cathodically Protected Steel | Galvanized Steel | Not Marked
470009 | 1 | 1990-11-16 | Closed In Ground | Gas | 550 | Cathodically Protected Steel | Galvanized Steel | Not Marked
470009 | 3 | 1990-11-16 | Closed In Ground | Gas | 1000 | Bare Steel | Unknown | Not Marked
470010 | 1 | 1995-04-01 | Removed From Ground | Gas | 560 | Cathodically Protected Steel | Galvanized Steel | Not Marked
470010 | 2 | 1995-04-01 | Removed From Ground | Diesel | 1060 | Cathodically Protected Steel | Galvanized Steel | Not Marked
470011 | 1 | 1993-08-21 | Removed From Ground | Diesel | 1080 | Cathodically Protected Steel | Galvanized Steel | Not Marked
470011 | 2 | 1993-08-21 | Removed From Ground | Gas | 3000 | Cathodically Protected Steel | Galvanized Steel | Not Marked
470011 | 3 | 1993-08-21 | Removed From Ground | Gas | 1000 | Cathodically Protected Steel | Galvanized Steel | Not Marked
470013 | 1 | 1987-01-01 | Removed From Ground | Gas | 550 | Cathodically Protected Steel | Galvanized Steel | Not Marked
470014 | 1 | 1998-10-01 | Removed From Ground | Gas | 550 | Not Marked/Unknown | Galvanized Steel | Not Marked
470015 | 1 | 1986-01-01 | Removed From Ground | Gas | 1000 | Cathodically Protected Steel | Galvanized Steel | Not Marked
470015 | 2 | 1986-01-01 | Removed From Ground | Diesel | 550 | Cathodically Protected Steel | Galvanized Steel | Not Marked
470015 | 3 | 1986-01-01 | Removed From Ground | Gas | 550 | Cathodically Protected Steel | Galvanized Steel | Not Marked
470017 | 1 | 1985-02-24 | Currently In Use | Gas | 10000 | STIP-3 | Fiberglass Reinforced Plastic | Pressure |  | 1996-11-01 |  | 1996-11-01
470017 | 2 | 1985-02-24 | Currently In Use | Gas | 10000 | STIP-3 | Fiberglass Reinforced Plastic | Pressure |  | 1996-11-01 |  | 1996-11-01
470017 | 3 | 1985-02-24 | Currently In Use | Gas | 10000 | STIP-3 | Fiberglass Reinforced Plastic | Pressure |  | 1996-11-01 |  | 1996-11-01
470017 | 4 | 1985-02-24 | Currently In Use | Diesel | 10000 | STIP-3 | Fiberglass Reinforced Plastic | Pressure |  | 1996-11-01 |  | 1996-11-01
470018 | 1 |  | Removed From Ground Date Unknown | Gas | 550 | Cathodically Protected Steel | Galvanized Steel | Not Marked
470018 | 2 |  | Removed From Ground Date Unknown | Gas | 550 | Cathodically Protected Steel | Galvanized Steel | Not Marked
470018 | 3 |  | Permanently Out Of Use | Diesel | 550 | Cathodically Protected Steel | Galvanized Steel | Not Marked
470018 | 4 |  | Permanently Out Of Use | Diesel | 550 | Cathodically Protected Steel | Galvanized Steel | Not Marked
470018 | 5 |  | Permanently Out Of Use | Diesel | 1000 | Not Marked/Unknown | Not Marked | Not Marked
470019 | 1 | 1978-01-01 | Removed From Ground | Gas | 5000 | Cathodically Protected Steel | Galvanized Steel | Not Marked
470020 | 1 |  | Permanently Out Of Use | Gas | 6000 | Cathodically Protected Steel | Galvanized Steel | Not Marked
470021 | 1 | 1979-02-26 | Currently In Use | Gas | 10000 | Steel-Impressed Current | Cathodically Protected | Pressure |  | 1997-01-01 |  | 1997-01-01
470021 | 2 | 1979-02-26 | Currently In Use | Gas | 10000 | Steel-Impressed Current | Cathodically Protected | Pressure |  | 1997-01-01 |  | 1997-01-01
470021 | 3 | 1979-02-26 | Currently In Use | Gas | 10000 | Steel-Impressed Current | Cathodically Protected | Pressure |  | 1997-01-01 |  | 1997-01-01
470021 | 4 | 1979-02-26 | Currently In Use | Diesel | 10000 | Steel-Impressed Current | Cathodically Protected | Pressure |  | 1997-01-01 |  | 1997-01-01
470022 | 1 | 1998-10-01 | Removed From Ground | Gas | 4000 | Cathodically Protected Steel | Galvanized Steel | Not Marked
470022 | 2 | 1998-10-01 | Removed From Ground | Gas | 4000 | Cathodically Protected Steel | Galvanized Steel | Not Marked
470022 | 3 | 1978-04-01 | Removed From Ground | Gas | 3000 | Cathodically Protected Steel | Galvanized Steel | Not Marked
470022 | 4 | 1998-10-01 | Removed From Ground | Gas | 3000 | Cathodically Protected Steel | Galvanized Steel | Not Marked
470023 | 1 | 1992-03-01 | Removed From Ground | Gas | 550 | Cathodically Protected Steel | Galvanized Steel | Not Marked
470024 | 1 | 1985-03-10 | Closed In Ground | Gas | 3000 | Cathodically Protected Steel | Galvanized Steel | Not Marked
470024 | 2 | 1995-03-10 | Closed In Ground | Gas | 3000 | Cathodically Protected Steel | Galvanized Steel | Not Marked
470024 | 3 | 1985-03-10 | Closed In Ground | Gas | 1000 | Cathodically Protected Steel | Galvanized Steel | Not Marked
470025 | 1 | 1991-04-02 | Removed From Ground | Diesel | 8000 | Bare Steel | Bare Steel | Suction: Valve At The Tank
470025 | 2 | 1991-04-02 | Removed From Ground | Gas | 8000 | Bare Steel | Bare Steel | Suction: Valve At The Tank
470025 | 3 | 1991-04-02 | Removed From Ground | Used Oil | 500 | Bare Steel | Bare Steel | Gravity Fed | Y |  | Y
470027 | 1 | 1990-12-12 | Removed From Ground | Gas | 550 | Bare Steel | Galvanized Steel | Not Marked
470027 | 2 | 1990-12-12 | Removed From Ground | Diesel | 1000 | Bare Steel | Galvanized Steel | Not Marked
470028 | 1 | 1998-07-01 | Removed From Ground | Diesel | 10000 | Bare Steel | Galvanized Steel | Not Marked
470028 | 2 | 1998-07-01 | Removed From Ground | Diesel | 10000 | Bare Steel | Galvanized Steel | Not Marked
470028 | 3 | 1998-07-01 | Currently In Use | Diesel | 10000 | Composite | Double Walled Flex | Pressure |  | 1998-09-01 |  | 1998-09-01
470029 | 1 | 1991-06-21 | Currently In Use | Diesel | 10000 | Steel-Galvanic | Fiberglass Reinforced Plastic | Pressure | N | 1991-06-21 | N | 1991-06-21
470029 | 2 | 1993-06-01 | Removed From Ground | Diesel | 1 | Bare Steel | Fiberglass Reinforced Plastic | Not Marked
470029 | 3 | 1991-06-21 | Currently In Use | Gas | 10000 | Steel-Galvanic | Fiberglass Reinforced Plastic | Pressure |  | 1991-06-21 |  | 1991-06-21
470030 | 1 | 1991-09-01 | Removed From Ground | Diesel | 3000 | Bare Steel | Galvanized Steel | Not Marked
470030 | 2 | 1991-09-01 | Removed From Ground | Gas | 1000 | Bare Steel | Not Marked | Not Marked
470030 | 3 | 1991-09-01 | Removed From Ground | Diesel | 1000 | Bare Steel | Not Marked | Not Marked
470031 | 1 | 1988-09-01 | Removed From Ground | Diesel | 1000 | Bare Steel | Galvanized Steel | Not Marked
470031 | 2 | 1988-09-01 | Removed From Ground | Diesel | 1000 | Bare Steel | Galvanized Steel | Not Marked
470033 | 1 | 1997-06-16 | Closed In Ground | Used Oil | 500 | Bare Steel | Galvanized Steel | Suction: No Valve At The Tank | Y |  | Y
470033 | 2 | 1994-02-21 | Removed From Ground | Diesel | 10000 | Bare Steel | Bare Steel | Suction: Valve At The Tank
470033 | 3 | 2000-05-01 | Currently In Use | Diesel | 12000 | Composite | Fiberglass Reinforced Plastic | Pressure |  | 2000-05-01 |  | 2000-05-01
470034 | 1 | 1995-07-23 | Removed From Ground | Empty | 1000 | Marked Unknown | Unknown | Not Marked | Y |  | Y
470035 | 1 | 1997-01-08 | Removed From Ground | Hazardous Substance | 550 | Cathodically Protected Steel | Galvanized Steel | Suction: Valve At The Tank
470035 | 2 | 1997-01-08 | Removed From Ground | Hazardous Substance | 550 | Cathodically Protected Steel | Galvanized Steel | Suction: Valve At The Tank
470035 | 3 | 1997-01-08 | Removed From Ground | Hazardous Substance | 550 | Cathodically Protected Steel | Galvanized Steel | Suction: Valve At The Tank
470036 | 1 |  | Permanently Out Of Use | Gas | 6000 | Bare Steel | Galvanized Steel | Not Marked
470036 | 2 |  | Permanently Out Of Use | Gas | 10000 | Bare Steel | Galvanized Steel | Not Marked
470036 | 3 |  | Permanently Out Of Use | Gas | 10000 | Bare Steel | Galvanized Steel | Not Marked
470037 | 1 | 1994-06-14 | Removed From Ground | Gas | 10026 | Bare Steel | Galvanized Steel | Not Marked
470037 | 2 | 1994-06-14 | Removed From Ground | Gas | 10026 | Bare Steel | Galvanized Steel | Not Marked
470037 | 3 | 1994-06-14 | Removed From Ground | Gas | 10026 | Bare Steel | Galvanized Steel | Not Marked
470037 | 4 | 1994-06-14 | Removed From Ground | Gas | 10026 | Bare Steel | Galvanized Steel | Not Marked
470037 | 5 | 2014-05-16 | Temporarily Out Of Use | Gas | 10000 | Fiberglass Double Walled | Double Walled Flex | Pressure |  | 1994-06-10 |  | 1994-06-10
470037 | 6 | 2014-05-16 | Temporarily Out Of Use | Gas | 10000 | Fiberglass Double Walled | Double Walled Flex | Pressure |  | 1994-06-10 |  | 1994-06-10
470037 | 7 | 2008-11-10 | Currently In Use | Gas | 10000 | Fiberglass Double Walled | Double Walled Flex | Pressure |  | 1994-06-10 |  | 1994-06-10
470039 | 1 | 1995-09-29 | Removed From Ground | Gas | 4000 | Bare Steel | Bare Steel | Not Marked
470039 | 2 |  | Permanently Out Of Use | Diesel | 4000 | Cathodically Protected Steel | Galvanized Steel | Not Marked
470040 | 1 | 1993-05-15 | Removed From Ground | Gas | 5100 | Bare Steel | Galvanized Steel | Not Marked
470040 | 2 | 1993-05-15 | Removed From Ground | Gas | 12000 | Bare Steel | Galvanized Steel | Not Marked
470040 | 3 | 1993-05-15 | Removed From Ground | Diesel | 10000 | Bare Steel | Galvanized Steel | Not Marked
470040 | 4 | 1993-05-15 | Removed From Ground | Diesel | 8000 | Bare Steel | Galvanized Steel | Not Marked
470040 | 5 | 1993-05-15 | Removed From Ground | Diesel | 14000 | Bare Steel | Galvanized Steel | Not Marked
470041 | 1 | 2008-04-08 | Removed From Ground | Gas | 6000 | Bare Steel | Unknown | Not Marked
470042 | 1 | 1994-05-01 | Removed From Ground | Gas | 1000 | Bare Steel | Galvanized Steel | Not Marked
470042 | 2 | 1994-05-01 | Removed From Ground | Diesel | 1000 | Bare Steel | Galvanized Steel | Not Marked
470044 | 1 | 1988-11-15 | Removed From Ground | Kerosene | 1000 | Bare Steel | Galvanized Steel | Not Marked
470044 | 2 | 1988-11-15 | Removed From Ground | Gas | 2000 | Bare Steel | Galvanized Steel | Not Marked
470044 | 3 | 1988-11-15 | Removed From Ground | Other | 2000 | Bare Steel | Galvanized Steel | Not Marked
470044 | 4 | 1989-11-15 | Removed From Ground | Other | 500 | Bare Steel | Galvanized Steel | Not Marked
470044 | 5 |  | Currently In Use | Other | 2000 | Bare Steel | Galvanized Steel | Not Marked
470044 | 6 |  | Currently In Use | Other | 2000 | Fiberglass | Galvanized Steel | Not Marked
470044 | 7 |  | Currently In Use | Other | 550 | Fiberglass | Galvanized Steel | Not Marked
470045 | 1 | 1998-12-01 | Removed From Ground | Used Oil | 1500 | Bare Steel | Galvanized Steel | Not Marked | Y |  | Y
470045 | 2 | 1994-09-27 | Removed From Ground | Other | 2000 | Bare Steel | Bare Steel | Suction: No Valve At The Tank
470047 | 1 | 1989-09-01 | Removed From Ground | Gas | 2000 | Epoxy | Fiberglass Reinforced Plastic | Pressure
470047 | 2 | 1989-09-01 | Removed From Ground | Gas | 8000 | Bare Steel | Galvanized Steel | Not Marked
470047 | 3 | 1989-09-01 | Removed From Ground | Gas | 8000 | Bare Steel | Galvanized Steel | Not Marked
470047 | 4 | 1989-09-01 | Removed From Ground | Gas | 8000 | Bare Steel | Galvanized Steel | Not Marked
470047 | 5 | 2005-07-21 | Removed From Ground | Gas | 2000 | Steel-Galvanic | Fiberglass Reinforced Plastic | Pressure |  | 1989-09-03 |  | 1989-09-03
470048 | 1 | 1980-04-01 | Closed In Ground | Gas | 4000 | Bare Steel | Galvanized Steel | Not Marked
470048 | 2 | 1980-04-01 | Closed In Ground | Kerosene | 4000 | Bare Steel | Galvanized Steel | Not Marked
470048 | 3 | 1980-04-01 | Closed In Ground | Gas | 4000 | Bare Steel | Galvanized Steel | Not Marked
470048 | 4 | 1980-04-01 | Closed In Ground | Gas | 4000 | Bare Steel | Galvanized Steel | Not Marked
470048 | 5 | 1980-04-01 | Closed In Ground | Gas | 4000 | Bare Steel | Galvanized Steel | Not Marked
470048 | 6 | 1980-04-01 | Closed In Ground | Gas | 4000 | Bare Steel | Galvanized Steel | Not Marked
470049 | 1 | 1988-12-01 | Removed From Ground | Gas | 2000 | Bare Steel | Galvanized Steel | Not Marked
470049 | 2 | 1988-12-01 | Removed From Ground | Gas | 11946 | Bare Steel | Galvanized Steel | Not Marked
470049 | 3 | 1988-12-01 | Removed From Ground | Diesel | 10000 | Bare Steel | Galvanized Steel | Not Marked
470049 | 4 | 1988-12-01 | Removed From Ground | Empty | 10000 | Bare Steel | Galvanized Steel | Not Marked
470052 | 1 | 1986-12-01 | Removed From Ground | Gas | 540 | Bare Steel | Galvanized Steel | Not Marked
470053 | 1 | 1987-01-01 | Removed From Ground | Diesel | 4000 | Bare Steel | Galvanized Steel | Not Marked
470053 | 2 | 1987-01-01 | Removed From Ground | Diesel | 4000 | Bare Steel | Galvanized Steel | Not Marked
470053 | 3 | 1987-01-01 | Removed From Ground | Diesel | 4000 | Bare Steel | Galvanized Steel | Not Marked
470053 | 4 | 1987-01-01 | Closed In Ground | Gas | 2000 | Bare Steel | Galvanized Steel | Not Marked
470053 | 5 | 1987-01-01 | Closed In Ground | Gas | 1500 | Bare Steel | Galvanized Steel | Not Marked
470053 | 6 | 1987-06-01 | Closed In Ground | Gas | 1000 | Bare Steel | Galvanized Steel | Not Marked
470054 | 1A | 1980-03-11 | Currently In Use | Gas | 10000 | Cathodically Protected Steel | Cathodically Protected | Pressure |  | 1997-11-03 |  | 1997-11-03
470054 | 1B | 1980-03-11 | Currently In Use | Diesel | 10000 | Cathodically Protected Steel | Cathodically Protected | Suction: Valve At The Tank |  | 1997-11-03 |  | 1997-11-03
470054 | 2 | 1998-05-01 | Removed From Ground | Diesel | 1000 | Bare Steel | Galvanized Steel | Not Marked
470054 | 3 |  | Removed From Ground Date Unknown | Gas | 500 | Not Marked/Unknown | Galvanized Steel | Not Marked
470054 | 4 |  | Removed From Ground Date Unknown | Gas | 1000 | Not Marked/Unknown | Not Marked | Not Marked
470054 | R1 |  | Removed From Ground Date Unknown | Gas | 1000 | Not Marked/Unknown | Not Marked | Not Marked
470055 | 1 | 1994-06-24 | Removed From Ground | Gas | 4000 | Bare Steel | Galvanized Steel | Suction: Valve At The Tank
470055 | 2 | 1994-06-24 | Removed From Ground | Diesel | 4000 | Bare Steel | Galvanized Steel | Suction: Valve At The Tank
470057 | 1 | 1990-12-08 | Currently In Use | Diesel | 12000 | Cathodically Protected Steel | Fiberglass Reinforced Plastic | Pressure |  | 1990-12-08 |  | 1990-12-08
470057 | GREEN | 1990-07-24 | Removed From Ground | Diesel | 10000 | Bare Steel | Bare Steel | Not Marked
470057 | RED | 1990-07-24 | Removed From Ground | Diesel | 8000 | Bare Steel | Bare Steel | Not Marked
470058 | 1 | 1979-03-12 | Currently In Use | Gas | 8000 | Steel-Impressed Current | Fiberglass Reinforced Plastic | Pressure |  | 1998-08-09 |  | 1995-09-10
470058 | 2 | 1979-03-12 | Currently In Use | Gas | 8000 | Steel-Impressed Current | Fiberglass Reinforced Plastic | Pressure |  | 1998-08-19 |  | 1995-09-10
470058 | 3 | 1979-03-12 | Currently In Use | Gas | 8000 | Steel-Impressed Current | Fiberglass Reinforced Plastic | Pressure |  | 1998-08-19 |  | 1995-09-10
470059 | 1 | 1980-03-11 | Currently In Use | Gas | 10000 | Steel-Impressed Current | Fiberglass Reinforced Plastic | Pressure |  | 1998-08-18 |  | 1992-01-01
470059 | 2 | 1980-03-11 | Currently In Use | Gas | 10000 | Steel-Impressed Current | Fiberglass Reinforced Plastic | Pressure |  | 1998-08-18 |  | 1992-01-01
470059 | 3 | 1980-03-11 | Currently In Use | Gas | 10000 | Steel-Impressed Current | Fiberglass Reinforced Plastic | Pressure |  | 1998-08-18 |  | 1992-01-01
470059 | 4 | 1980-03-11 | Currently In Use | Diesel | 10000 | Steel-Impressed Current | Fiberglass Reinforced Plastic | Pressure |  | 1998-08-18 |  | 1992-01-01
470060 | 1 | 1985-01-01 | Currently In Use | Gas | 10000 | STIP-3 | Fiberglass Reinforced Plastic | Pressure |  | 1998-08-19 |  | 1995-09-10
470060 | 2 | 1985-01-01 | Currently In Use | Gas | 10000 | STIP-3 | Fiberglass Reinforced Plastic | Pressure |  | 1998-08-18 |  | 1995-09-10
470060 | 3 | 1985-01-01 | Currently In Use | Gas | 10000 | STIP-3 | Fiberglass Reinforced Plastic | Pressure |  | 1998-08-18 |  | 1995-09-10
470060 | 4 | 1985-01-01 | Currently In Use | Diesel | 10000 | STIP-3 | Fiberglass Reinforced Plastic | Pressure |  | 1998-08-18 |  | 1995-09-10
470061 | 1 | 1989-06-01 | Removed From Ground | Other | 8000 | Bare Steel | Galvanized Steel | Not Marked
470061 | 2 | 1989-06-01 | Removed From Ground | Other | 8000 | Bare Steel | Galvanized Steel | Not Marked
470061 | 3 | 1989-06-01 | Removed From Ground | Other | 4000 | Bare Steel | Galvanized Steel | Not Marked
470061 | 4 | 1989-06-10 | Removed From Ground | Other | 2000 | Bare Steel | Galvanized Steel | Not Marked
470063 | 1 | 1986-01-01 | Removed From Ground | Gas | 1000 | Bare Steel | Galvanized Steel | Not Marked
470065 | 1 | 1987-08-15 | Removed From Ground | Gas | 2000 | Bare Steel | Unknown | Not Marked
470065 | 2 | 1987-08-15 | Removed From Ground | Gas | 2000 | Bare Steel | Unknown | Not Marked
470065 | 3 | 2006-05-22 | Removed From Ground | Diesel | 5000 | Steel-Impressed Current | Impressed Current | Suction: No Valve At The Tank |  | 1993-09-09 |  | 1993-09-09
470065 | 3 |  | Currently In Use | Diesel | 5000 | Steel-Impressed Current | Impressed Current | Suction: No Valve At The Tank |  | 1993-09-09 |  | 1993-09-09
470065 | 4 | 2006-05-22 | Removed From Ground | Gas | 2000 | Steel-Impressed Current | Impressed Current | Suction: No Valve At The Tank |  | 1993-09-09 |  | 1993-09-09
470065 | 4 |  | Currently In Use | Gas | 2000 | Steel-Impressed Current | Impressed Current | Suction: No Valve At The Tank |  | 1993-09-09 |  | 1993-09-09
470065 | 5 | 2016-03-01 | Removed From Ground | Diesel | 5000 | Steel-Impressed Current | Impressed Current | Suction: No Valve At The Tank |  | 1993-09-09 |  | 1993-09-09
470067 | 1 | 1967-08-01 | Closed In Ground | Empty |  | Bare Steel | Unknown | Not Marked
470068 | 1 | 1990-09-21 | Removed From Ground | Diesel | 10000 | Marked Unknown | Unknown | Not Marked
470068 | 2 | 1990-09-21 | Removed From Ground | Gas | 10000 | Marked Unknown | Unknown | Not Marked
470069 | 1 | 1997-12-10 | Removed From Ground | Diesel | 2000 | Bare Steel | Galvanized Steel | Not Marked
470070 | 1 | 1994-12-01 | Removed From Ground | Gas | 10000 | Bare Steel | Galvanized Steel | Not Marked
470070 | 2 | 1994-01-15 | Removed From Ground | Diesel | 7500 | Bare Steel | Galvanized Steel | Not Marked
470070 | 3 | 1994-12-01 | Removed From Ground | Diesel | 10000 | Bare Steel | Bare Steel | Pressure
470070 | 4 | 1994-01-15 | Removed From Ground | Gas | 1000 | Bare Steel | Galvanized Steel | Pressure
470070 | OIL | 1994-01-15 | Removed From Ground | Other | 4000 | Bare Steel | Galvanized Steel | Not Marked
470070 | WASTE-OIL | 1994-01-15 | Removed From Ground | Used Oil | 500 | Bare Steel | Galvanized Steel | Not Marked | Y |  | Y
470074 | 1 | 1995-07-27 | Removed From Ground | Diesel | 20000 | Bare Steel | Galvanized Steel | Not Marked
470074 | 2 | 1995-07-27 | Removed From Ground | Gas | 1000 | Bare Steel | Galvanized Steel | Not Marked
470075 | 1 | 2009-12-11 | Removed From Ground | Gas | 8000 | Steel-Impressed Current | Fiberglass Reinforced Plastic | Pressure |  | 1995-09-01 |  | 1995-09-01
470075 | 2 | 2009-12-11 | Removed From Ground | Gas | 8000 | Steel-Impressed Current | Fiberglass Reinforced Plastic | Pressure |  | 1995-09-01 |  | 1995-09-01
470075 | 3 | 2009-12-11 | Removed From Ground | Gas | 8000 | Steel-Impressed Current | Fiberglass Reinforced Plastic | Pressure |  | 1995-09-01 |  | 1995-09-01
470076 | 1 | 2010-09-01 | Removed From Ground | Gas | 8068 | Cathodically Protected Steel | Cathodically Protected | Pressure |  | 1994-08-01 |  | 1994-08-01
470076 | 2 | 2010-09-01 | Removed From Ground | Gas | 8068 | Cathodically Protected Steel | Cathodically Protected | Pressure |  | 1994-08-01 |  | 1994-08-01
470077 | 1 | 1994-12-01 | Removed From Ground | Gas | 6000 | Bare Steel | Galvanized Steel | Pressure
470077 | 2 | 1994-12-01 | Removed From Ground | Gas | 8000 | Bare Steel | Galvanized Steel | Pressure
470077 | 3 | 1994-12-01 | Removed From Ground | Gas | 8000 | Bare Steel | Galvanized Steel | Pressure
470078 | 1 | 1979-04-17 | Currently In Use | Gas | 8068 | Steel-Impressed Current | Cathodically Protected | Suction: No Valve At The Tank |  | 1998-11-01 |  | 1998-11-01
470078 | 2 | 1979-04-17 | Currently In Use | Gas | 8068 | Steel-Impressed Current | Cathodically Protected | Suction: No Valve At The Tank |  | 1998-11-01 |  | 1998-11-01
470079 | 1 | 2014-05-16 | Temporarily Out Of Use | Diesel | 7896 | Cathodically Protected Steel | Cathodically Protected | Pressure |  | 1998-06-23 |  | 1998-06-23
470079 | 2 | 2014-05-16 | Temporarily Out Of Use | Gas | 7896 | Cathodically Protected Steel | Cathodically Protected | Pressure |  | 1998-06-23 |  | 1998-06-23
470079 | 3 | 2014-05-16 | Temporarily Out Of Use | Gas | 7896 | Cathodically Protected Steel | Cathodically Protected | Pressure |  | 1998-06-23 |  | 1998-06-23
470080 | 1 | 1990-05-23 | Removed From Ground | Diesel | 10000 | Bare Steel | Galvanized Steel | Not Marked
470080 | 2 | 1990-05-22 | Removed From Ground | Diesel | 10000 | Bare Steel | Galvanized Steel | Not Marked
470080 | 3 | 1990-05-22 | Removed From Ground | Other | 1000 | Bare Steel | Galvanized Steel | Not Marked
470080 | 4 | 1990-05-22 | Removed From Ground | Used Oil | 1000 | Bare Steel | Galvanized Steel | Not Marked | Y |  | Y
470080 | 5 | 1990-05-23 | Temporarily Out Of Use | Diesel | 20000 | Unknown | Fiberglass Reinforced Plastic | Not Marked |  | 1990-05-23 |  | 1990-05-23
470082 | 1 | 1991-03-07 | Removed From Ground | Gas | 6000 | Bare Steel | Galvanized Steel | Not Marked
470082 | 2 | 1991-03-07 | Removed From Ground | Gas | 6000 | Bare Steel | Galvanized Steel | Not Marked
470082 | 3 | 1991-03-07 | Removed From Ground | Gas | 6000 | Bare Steel | Galvanized Steel | Not Marked
470082 | 4 | 2003-09-02 | Currently In Use | Gas | 8000 | Composite | Fiberglass Reinforced Plastic | Pressure | N | 2003-09-02 | N | 2003-09-02
470082 | 5A | 2003-09-02 | Currently In Use | Gas | 4000 | Composite | Fiberglass Reinforced Plastic | Pressure | N | 2003-09-02 | N | 2003-09-02
470082 | 5B | 2003-09-02 | Currently In Use | Diesel | 4000 | Cathodically Protected Steel | Fiberglass Reinforced Plastic | Pressure | N | 2003-09-02 | N | 2003-09-02
470083 | 1 | 1998-12-18 | Removed From Ground | Gas | 8000 | Bare Steel | Galvanized Steel | Pressure
470083 | 2 | 1998-12-18 | Removed From Ground | Gas | 8000 | Bare Steel | Galvanized Steel | Pressure
470083 | 3 | 1998-12-18 | Removed From Ground | Gas | 4000 | Bare Steel | Galvanized Steel | Pressure
470083 | 4 | 1998-12-18 | Removed From Ground | Diesel | 4000 | Bare Steel | Galvanized Steel | Pressure
470084 | 1 | 1988-01-01 | Removed From Ground | Diesel | 10000 | Bare Steel | Bare Steel | Not Marked
470084 | 1 |  | Currently In Use | Diesel | 10000 | Bare Steel | Bare Steel | Not Marked
470084 | 2 | 1988-01-01 | Removed From Ground | Diesel | 1000 | Bare Steel | Bare Steel | Not Marked
470084 | 2 |  | Currently In Use | Diesel | 1000 | Bare Steel | Bare Steel | Not Marked
470084 | 3 | 1988-01-01 | Removed From Ground | Diesel | 3000 | Bare Steel | Bare Steel | Not Marked
470084 | 3 |  | Currently In Use | Diesel | 3000 | Bare Steel | Bare Steel | Not Marked
470084 | 4 | 2008-01-01 | Removed From Ground | Diesel | 800 | Bare Steel | Bare Steel | Not Marked
470084 | 4 |  | Currently In Use | Diesel | 800 | Bare Steel | Bare Steel | Not Marked
470086 | 1 | 1990-11-27 | Removed From Ground | Diesel | 10000 | Bare Steel | Galvanized Steel | Not Marked
470086 | 2 | 1990-11-27 | Removed From Ground | Diesel | 10000 | Bare Steel | Galvanized Steel | Not Marked
470087 | 1 | 1994-09-01 | Removed From Ground | Gas | 6000 | Bare Steel | Galvanized Steel | Not Marked
470087 | 2 | 1994-01-09 | Removed From Ground | Gas | 4000 | Bare Steel | Galvanized Steel | Not Marked
470087 | 3 | 1994-09-01 | Removed From Ground | Diesel | 2000 | Bare Steel | Galvanized Steel | Not Marked
470087 | 4 | 1994-09-01 | Removed From Ground | Gas | 1000 | Bare Steel | Bare Steel | Not Marked
470087 | 5 | 1997-09-01 | Removed From Ground | Kerosene | 500 | Bare Steel | Bare Steel | Suction: Valve At The Tank
470088 | 1 | 1997-08-21 | Removed From Ground | Gas | 6000 | Bare Steel | Galvanized Steel | Not Marked
470088 | 2 | 1997-08-21 | Removed From Ground | Gas | 6000 | Bare Steel | Galvanized Steel | Not Marked
470088 | 3 | 1997-08-21 | Removed From Ground | Diesel | 1000 | Bare Steel | Galvanized Steel | Not Marked
470090 | 1 | 1988-01-01 | Removed From Ground | Gas | 3000 | Bare Steel | Galvanized Steel | Not Marked
470090 | 2 | 1988-01-01 | Removed From Ground | Gas | 2000 | Bare Steel | Galvanized Steel | Not Marked
470091 | 1 | 1999-12-01 | Removed From Ground | Gas | 4000 | Bare Steel | Galvanized Steel | Pressure
470091 | 2 | 1999-12-01 | Removed From Ground | Gas | 3000 | Bare Steel | Galvanized Steel | Pressure
470091 | 3 | 1999-12-01 | Removed From Ground | Gas | 3000 | Bare Steel | Galvanized Steel | Pressure
470091 | 4 | 1999-12-01 | Removed From Ground | Diesel | 1000 | Bare Steel | Galvanized Steel | Suction: No Valve At The Tank
470092 | 1 | 1999-12-01 | Removed From Ground | Gas | 8000 | Bare Steel | Galvanized Steel | Pressure
470092 | 2 | 1999-12-01 | Removed From Ground | Gas | 8000 | Bare Steel | Galvanized Steel | Pressure
470092 | 3 | 1999-12-01 | Removed From Ground | Gas | 2000 | Bare Steel | Galvanized Steel | Suction: No Valve At The Tank
470092 | 4 | 1999-12-01 | Removed From Ground | Diesel | 1000 | Bare Steel | Galvanized Steel | Suction: No Valve At The Tank
470093 | 1 | 1992-04-01 | Removed From Ground | Gas | 2000 | Bare Steel | Galvanized Steel | Not Marked
470093 | 2 | 1992-04-01 | Removed From Ground | Gas | 1000 | Bare Steel | Galvanized Steel | Not Marked
470093 | 3 |  | Permanently Out Of Use | Gas | 1000 | Bare Steel | Galvanized Steel | Not Marked
470094 | 1 |  | Removed From Ground Date Unknown | Gas | 8000 | Bare Steel | Galvanized Steel | Not Marked
470094 | 2 |  | Removed From Ground Date Unknown | Gas | 4000 | Bare Steel | Galvanized Steel | Not Marked
470094 | 3 |  | Removed From Ground Date Unknown | Gas | 300 | Bare Steel | Galvanized Steel | Not Marked
470094 | 4 |  | Removed From Ground Date Unknown | Gas | 3000 | Bare Steel | Galvanized Steel | Not Marked
470094 | 5 |  | Removed From Ground Date Unknown | Used Oil | 500 | Not Marked/Unknown | Not Marked | Not Marked | Y |  | Y
470095 | 1 | 1993-03-02 | Removed From Ground | Diesel | 10000 | Bare Steel | Galvanized Steel | Suction: No Valve At The Tank
470096 | F-1 | 1999-10-20 | Removed From Ground | Diesel | 2000 | Cathodically Protected Steel | Galvanized Steel | Suction: No Valve At The Tank
470097 | WPC-1 | 1993-09-01 | Removed From Ground | Empty | 2000 | Bare Steel | Galvanized Steel | Not Marked
470098 | 1 | 1992-02-26 | Removed From Ground | Gas | 10000 | Bare Steel | Galvanized Steel | Not Marked
470098 | 2 | 1992-02-26 | Removed From Ground | Gas | 10000 | Bare Steel | Galvanized Steel | Not Marked
470098 | 3 | 2012-06-06 | Removed From Ground | Gas | 8000 | Steel-Galvanic | Fiberglass/Double Walled | Pressure |  | 1992-12-30 |  | 1992-12-30
470098 | 4 | 2012-06-06 | Removed From Ground | Gas | 8000 | Steel-Galvanic | Fiberglass/Double Walled | Pressure |  | 1992-12-30 |  | 1992-12-30
470099 | 10 | 1990-11-01 | Removed From Ground | Gas | 6000 | Bare Steel | Galvanized Steel | Not Marked
470099 | 11 | 1990-11-01 | Removed From Ground | Gas | 6000 | Bare Steel | Galvanized Steel | Not Marked
470099 | 12 | 1991-02-28 | Currently In Use | Diesel | 10000 | Steel-Galvanic | Fiberglass Reinforced Plastic | Pressure |  | 1991-02-28 |  | 1991-02-28
470099 | 13 | 1991-02-28 | Currently In Use | Diesel | 10000 | Steel-Galvanic | Fiberglass Reinforced Plastic | Pressure |  | 1991-02-28 |  | 1991-02-28
470099 | 14 | 1991-02-28 | Currently In Use | Gas | 10000 | Steel-Galvanic | Fiberglass Reinforced Plastic | Pressure |  | 1991-02-28 |  | 1991-02-28
470099 | 15 | 1991-02-28 | Currently In Use | Gas | 10000 | Steel-Galvanic | Fiberglass Reinforced Plastic | Pressure |  | 1991-02-28 |  | 1991-02-28
470099 | 3 | 1990-11-01 | Removed From Ground | Gas | 10000 | Bare Steel | Galvanized Steel | Not Marked
470099 | 4 | 1990-11-01 | Removed From Ground | Gas | 10000 | Bare Steel | Galvanized Steel | Not Marked
470099 | 5 | 1990-11-01 | Removed From Ground | Diesel | 18000 | Bare Steel | Galvanized Steel | Not Marked
470099 | 6 | 1990-11-01 | Removed From Ground | Gas | 10000 | Bare Steel | Galvanized Steel | Not Marked
470099 | 7 | 1990-11-01 | Removed From Ground | Gas | 10000 | Bare Steel | Galvanized Steel | Not Marked
470099 | 8 | 1990-11-01 | Removed From Ground | Diesel | 10000 | Bare Steel | Galvanized Steel | Not Marked
470099 | 9 | 1990-11-01 | Removed From Ground | Kerosene | 500 | Bare Steel | Galvanized Steel | Not Marked
470100 | R-1 | 1998-04-10 | Removed From Ground | Gas | 1000 | Cathodically Protected Steel | Galvanized Steel | Not Marked
470102 | 1 | 1985-04-21 | Currently In Use | Gas | 6000 | Steel-Impressed Current | Fiberglass Reinforced Plastic | Pressure |  | 1998-02-17 |  | 1998-02-17
470102 | 2 | 1985-04-21 | Currently In Use | Gas | 6000 | Steel-Impressed Current | Fiberglass Reinforced Plastic | Pressure |  | 1998-02-17 |  | 1998-02-17
470102 | 3 | 1985-04-21 | Currently In Use | Gas | 6000 | Steel-Impressed Current | Double Walled/Sec. Containment | Pressure |  | 1998-02-17 |  | 1998-02-17
470103 | 1 |  | Removed From Ground Date Unknown | Gas | 4000 | Bare Steel | Galvanized Steel | Not Marked
470103 | 2 |  | Removed From Ground Date Unknown | Gas | 4000 | Bare Steel | Galvanized Steel | Not Marked
470103 | 3 |  | Removed From Ground Date Unknown | Gas | 4000 | Bare Steel | Galvanized Steel | Not Marked
470104 | 1 | 1997-04-04 | Removed From Ground | Gas | 8000 | Bare Steel | Galvanized Steel | Pressure
470104 | 2 | 1997-04-04 | Removed From Ground | Gas | 8000 | Cathodically Protected Steel | Galvanized Steel | Pressure
470104 | 3 | 1998-04-04 | Removed From Ground | Gas | 8000 | Cathodically Protected Steel | Galvanized Steel | Pressure
470107 | 1 | 2000-05-20 | Removed From Ground | Diesel | 10000 | Bare Steel | Galvanized Steel | Not Marked
470107 | 2 |  | Removed From Ground Date Unknown | Gas | 10000 | Bare Steel | Galvanized Steel | Not Marked
470108 | 1 | 1999-02-11 | Removed From Ground | Gas | 4000 | Bare Steel | Galvanized Steel | Pressure
470108 | 2 | 1999-02-11 | Removed From Ground | Gas | 4000 | Bare Steel | Galvanized Steel | Pressure
470108 | 3 | 1999-02-11 | Removed From Ground | Gas | 4000 | Bare Steel | Galvanized Steel | Pressure
470108 | 4A | 1999-02-15 | Currently In Use | Gasohol | 14000 | Composite | Fiberglass Reinforced Plastic | Pressure |  | 1999-02-15 |  | 1999-02-15
470108 | 4B | 1999-02-15 | Currently In Use | Gasohol | 6000 | Composite | Fiberglass Reinforced Plastic | Pressure |  | 1999-02-15 |  | 1999-02-15
470109 | 1 | 2011-01-08 | Removed From Ground | Gas | 4000 | Steel-Impressed Current | Fiberglass Reinforced Plastic | Pressure |  | 1998-11-01 |  | 1998-11-01
470109 | 2 | 2011-01-08 | Removed From Ground | Gas | 6000 | Steel-Impressed Current | Fiberglass Reinforced Plastic | Pressure |  | 1998-11-01 |  | 1998-11-01
470109 | 3 | 2011-01-08 | Removed From Ground | Gas | 6000 | Steel-Impressed Current | Fiberglass Reinforced Plastic | Pressure |  | 1998-11-01 |  | 1998-11-01
470109 | 4 | 2011-01-08 | Removed From Ground | Gas | 4000 | Steel-Impressed Current | Fiberglass Reinforced Plastic | Pressure |  | 1998-11-01 |  | 1998-11-01
470109 | 5 | 1999-01-18 | Removed From Ground | Used Oil | 550 | Steel-Impressed Current | Galvanized Steel | Gravity Fed | Y |  | Y
470110 | 1 | 1993-06-25 | Removed From Ground | Gas | 10000 | Bare Steel | Galvanized Steel | Pressure
470110 | 2 | 1993-06-25 | Removed From Ground | Gas | 10000 | Bare Steel | Galvanized Steel | Pressure
470110 | 3 | 1993-06-25 | Removed From Ground | Gas | 10000 | Bare Steel | Galvanized Steel | Pressure
470111 | 1 | 1998-08-01 | Removed From Ground | Gas | 4000 | Bare Steel | Galvanized Steel | Not Marked
470111 | 2 | 1998-08-01 | Removed From Ground | Gas | 2000 | Bare Steel | Galvanized Steel | Not Marked
470111 | 3 | 1998-08-01 | Removed From Ground | Gas | 1000 | Bare Steel | Galvanized Steel | Not Marked
470111 | 4 | 1998-08-01 | Removed From Ground | Diesel | 1000 | Bare Steel | Galvanized Steel | Not Marked
470111 | 5 | 1998-09-01 | Removed From Ground | Kerosene | 500 | Not Marked/Unknown | Not Marked | Not Marked
470111 | 6 | 1998-09-01 | Removed From Ground | Empty | 250 | Bare Steel | Not Marked | Not Marked
470111 | 7 | 1998-09-01 | Removed From Ground | Empty | 250 | Bare Steel | Not Marked | Not Marked
470113 | 1 | 1983-11-08 | Removed From Ground | Gas | 550 | Cathodically Protected Steel | Galvanized Steel | Not Marked
470114 | 1 | 1987-01-15 | Removed From Ground | Diesel | 500 | Bare Steel | Galvanized Steel | Not Marked
470114 | 2 | 1987-01-15 | Removed From Ground | Empty | 14000 | Bare Steel | Galvanized Steel | Not Marked
470115 | 1 | 1994-04-04 | Removed From Ground | Gas | 10000 | Fiberglass | Fiberglass Reinforced Plastic | Not Marked
470115 | 2 | 1994-04-04 | Removed From Ground | Gas | 10000 | Fiberglass | Fiberglass Reinforced Plastic | Not Marked
470115 | 3 | 1994-04-04 | Removed From Ground | Gas | 10000 | Fiberglass | Fiberglass Reinforced Plastic | Not Marked
470115 | 4 | 1994-04-04 | Removed From Ground | Used Oil | 550 | Fiberglass | Fiberglass Reinforced Plastic | Not Marked | Y |  | Y
470115 | 5 |  | Removed From Ground Date Unknown | Gas | 9721 | Fiberglass | Fiberglass Reinforced Plastic | Not Marked
470115 | 6 |  | Removed From Ground Date Unknown | Gas | 9721 | Fiberglass | Fiberglass Reinforced Plastic | Not Marked
470115 | 7 |  | Removed From Ground Date Unknown | Gas | 9721 | Fiberglass | Fiberglass Reinforced Plastic | Not Marked
470118 | 1 | 1986-03-19 | Removed From Ground | Gas | 5000 | Bare Steel | Galvanized Steel | Not Marked
470118 | 2 | 1986-03-19 | Removed From Ground | Gas | 10000 | Bare Steel | Galvanized Steel | Not Marked
470118 | 3 | 1986-03-19 | Removed From Ground | Gas | 10000 | Bare Steel | Galvanized Steel | Not Marked
470118 | 4 | 1986-03-19 | Removed From Ground | Used Oil | 550 | Bare Steel | Galvanized Steel | Not Marked | Y |  | Y
470119 | 1 | 1989-12-01 | Removed From Ground | Used Oil | 560 | Bare Steel | Bare Steel | Not Marked | Y |  | Y
470119 | 2 | 1989-12-01 | Removed From Ground | Diesel | 560 | Bare Steel | Bare Steel | Not Marked
470119 | 3 | 1989-12-01 | Removed From Ground | Other | 6000 | Bare Steel | Not Marked | Not Marked
470119 | 4 | 1989-12-01 | Removed From Ground | Propane | 500 | Bare Steel | Copper | Not Marked
470119 | 5 | 2008-04-08 | Removed From Ground | Diesel | 530 | Steel-Galvanic | Galvanic | Suction: No Valve At The Tank |  | 1990-01-01 |  | 1990-01-01
470119 | 6 | 2008-04-08 | Removed From Ground | Gas | 530 | Steel-Galvanic | Galvanic | Suction: No Valve At The Tank |  | 1990-01-01 |  | 1990-01-01
470120 | 1 | 1994-01-10 | Removed From Ground | Used Oil | 1000 | Bare Steel | Bare Steel | Gravity Fed | Y |  | Y
470121 | 1 | 1989-01-01 | Removed From Ground Date Unknown | Gas | 3000 | Bare Steel | Galvanized Steel | Not Marked
470121 | 2 | 1989-01-01 | Removed From Ground | Gas | 3000 | Bare Steel | Galvanized Steel | Not Marked
470121 | 2 |  | Permanently Out Of Use | Gas | 3000 | Bare Steel | Galvanized Steel | Not Marked
470121 | 3 | 2009-12-30 | Removed From Ground | Used Oil | 1000 | Unknown |  |  | N |  | N
470123 | 1 | 1996-12-05 | Removed From Ground | Gas | 1000 | Bare Steel | Galvanized Steel | Suction: Valve At The Tank
470123 | 2 | 1996-12-05 | Removed From Ground | Gas | 1000 | Bare Steel | Galvanized Steel | Suction: Valve At The Tank
470124 | 1 | 1988-01-01 | Removed From Ground | Gas | 1000 | Bare Steel | Galvanized Steel | Not Marked
470125 | 1 | 1998-12-01 | Closed In Ground | Gas | 1000 | Bare Steel | Galvanized Steel | Suction: Valve At The Tank
470126 | 1 | 1998-12-01 | Closed In Ground | Gas | 1000 | Bare Steel | Galvanized Steel | Suction: Valve At The Tank
470127 | 1 | 1964-04-14 | Currently In Use | Diesel | 4000 | Steel-Impressed Current | Cathodically Protected | Pressure |  | 1997-06-15 |  | 1997-06-15
470127 | 2 | 1964-04-14 | Currently In Use | Gas | 6000 | Steel-Impressed Current | Cathodically Protected | Pressure |  | 1994-06-15 |  | 1997-06-15
470127 | 3 | 1964-04-14 | Currently In Use | Gas | 6000 | Steel-Impressed Current | Cathodically Protected | Pressure |  | 1997-06-15 |  | 1997-06-15
470127 | 4 |  | Removed From Ground Date Unknown | Used Oil | 500 | Bare Steel | Galvanized Steel | Pressure | Y |  | Y
470128 | 1 | 1997-07-20 | Removed From Ground | Gas | 10000 | Bare Steel | Galvanized Steel | Pressure
470128 | 2 | 1997-07-20 | Removed From Ground | Gas | 10000 | Bare Steel | Galvanized Steel | Pressure
470128 | 3 | 1997-07-20 | Removed From Ground | Gas | 10000 | Bare Steel | Galvanized Steel | Pressure
470129 | 1 | 1989-10-01 | Removed From Ground | Gas | 2000 | Bare Steel | Galvanized Steel | Not Marked
470129 | 2 |  | Permanently Out Of Use | Gas | 2000 | Bare Steel | Galvanized Steel | Not Marked
470129 | 3 |  | Permanently Out Of Use | Gas | 2000 | Bare Steel | Galvanized Steel | Not Marked
470130 | 1 | 1972-04-12 | Currently In Use | Gas | 6000 | Steel-Impressed Current | Cathodically Protected | Pressure |  | 1999-02-25 |  | 1999-02-25
470130 | 2 | 1972-04-12 | Currently In Use | Gas | 4000 | Steel-Impressed Current | Cathodically Protected | Pressure |  | 1999-02-25 |  | 1999-02-25
470130 | 3 | 1972-04-12 | Currently In Use | Gas | 3000 | Steel-Impressed Current | Cathodically Protected | Pressure |  | 1999-02-25 |  | 1999-02-25
470130 | 4 | 1972-04-12 | Currently In Use | Diesel | 2000 | Steel-Impressed Current | Cathodically Protected | Suction: Valve At The Tank |  | 1999-02-25 |  | 1999-02-25
470131 | 1 | 1989-10-01 | Removed From Ground | Gas | 2000 | Bare Steel | Galvanized Steel | Not Marked
470131 | 2 | 1989-10-01 | Removed From Ground | Gas | 2000 | Bare Steel | Galvanized Steel | Not Marked
470131 | 3 | 1989-10-01 | Removed From Ground | Gas | 2000 | Bare Steel | Galvanized Steel | Not Marked
470132 | 1 | 1989-01-01 | Removed From Ground | Gas | 1000 | Bare Steel | Galvanized Steel | Not Marked
470133 | 1 | 1995-11-27 | Removed From Ground | Gas | 5000 | Bare Steel | Galvanized Steel | Pressure
470133 | 2 | 1995-11-27 | Removed From Ground | Gas | 5000 | Bare Steel | Galvanized Steel | Pressure
470133 | 3 | 1995-11-27 | Removed From Ground | Gas | 5000 | Bare Steel | Galvanized Steel | Pressure
470133 | 4 | 1995-11-27 | Removed From Ground | Diesel | 5000 | Bare Steel | Galvanized Steel | Pressure
470133 | 5 | 1995-11-27 | Removed From Ground | Used Oil | 500 | Bare Steel | Galvanized Steel | Gravity Fed | Y |  | Y
470134 | 1 | 1999-07-16 | Removed From Ground | Gas | 3000 | Bare Steel | Galvanized Steel | Not Marked
470134 | 2 | 1999-07-16 | Removed From Ground | Gas | 3000 | Bare Steel | Galvanized Steel | Not Marked
470134 | 3 | 1999-07-16 | Removed From Ground | Gas | 2000 | Bare Steel | Galvanized Steel | Not Marked
470134 | 4 | 1999-07-16 | Removed From Ground | Diesel | 3000 | Bare Steel | Galvanized Steel | Not Marked
470134 | 5 | 1999-07-16 | Removed From Ground | Kerosene | 280 | Not Marked/Unknown | Not Marked | Not Marked
470135 | 1 | 1991-04-30 | Removed From Ground | Gas | 10000 | Marked Unknown | Galvanized Steel | Not Marked
470135 | 2 | 1991-05-02 | Removed From Ground | Diesel | 3000 | Marked Unknown | Galvanized Steel | Not Marked
470139 | 1 | 1994-11-01 | Removed From Ground | Used Oil | 1000 | Bare Steel | Bare Steel | Gravity Fed | Y |  | Y
470145 | 1 | 1998-10-01 | Currently In Use | Gas | 2500 | Fiberglass Double Walled | Fiberglass Reinforced Plastic | Suction: No Valve At The Tank |  | 1998-10-01 |  | 1998-10-01
470145 | 10401-4 | 1989-01-01 | Removed From Ground | Diesel | 500 | Bare Steel | Galvanized Steel | Suction: No Valve At The Tank
470145 | 10401-5 | 1989-01-01 | Removed From Ground | Gas | 1000 | Bare Steel | Galvanized Steel | Suction: No Valve At The Tank
470145 | 2 | 1998-10-01 | Currently In Use | Diesel | 2500 | Fiberglass Double Walled | Fiberglass Reinforced Plastic | Suction: No Valve At The Tank |  | 1998-10-01 |  | 1998-10-01
470145 | 401D1 | 1998-10-23 | Removed From Ground | Diesel | 1000 | Bare Steel | Galvanized Steel | Suction: No Valve At The Tank
470145 | 401G1 | 1998-10-23 | Removed From Ground | Gas | 980 | Bare Steel | Galvanized Steel | Suction: No Valve At The Tank
470145 | 401G2 | 1995-12-17 | Removed From Ground | Gas | 980 | Bare Steel | Galvanized Steel | Suction: No Valve At The Tank
470149 | 1 | 1998-12-18 | Removed From Ground | Diesel | 10000 | Bare Steel | Galvanized Steel | Not Marked
470149 | 2 | 1998-12-18 | Removed From Ground | Gas | 10000 | Bare Steel | Galvanized Steel | Not Marked
470150 | 1 | 1983-05-01 | Removed From Ground | Other | 5000 | Bare Steel | Bare Steel | Not Marked
470152 | 1 | 1998-12-01 | Removed From Ground | Gas | 4000 | Bare Steel | Galvanized Steel | Suction: Valve At The Tank
470152 | 2 | 1998-12-01 | Removed From Ground | Gas | 2000 | Bare Steel | Galvanized Steel | Suction: Valve At The Tank
470152 | 3 | 1998-12-01 | Removed From Ground | Diesel | 8000 | Bare Steel | Galvanized Steel | Suction: Valve At The Tank
470152 | 4 | 1976-01-01 | Removed From Ground | Empty | 1000 | Bare Steel | Galvanized Steel | Not Marked
470153 | 1 | 1986-07-01 | Removed From Ground | Gas | 5000 | Bare Steel | Galvanized Steel | Not Marked
470153 | 2 | 1986-07-01 | Removed From Ground | Gas | 5000 | Bare Steel | Galvanized Steel | Not Marked
470153 | 3 | 1986-07-01 | Removed From Ground | Diesel | 5000 | Bare Steel | Galvanized Steel | Not Marked
470153 | 4 | 1986-07-01 | Removed From Ground | Diesel | 5000 | Bare Steel | Galvanized Steel | Not Marked
470154 | 1 | 1998-10-02 | Removed From Ground | Empty | 4000 | Bare Steel | Galvanized Steel | Suction: Valve At The Tank
470154 | 2 | 1998-10-02 | Removed From Ground | Empty | 3000 | Bare Steel | Galvanized Steel | Suction: Valve At The Tank
470154 | 3 | 1998-10-02 | Removed From Ground | Gas | 3000 | Bare Steel | Galvanized Steel | Suction: Valve At The Tank
470156 | 1 | 1994-02-27 | Removed From Ground | Diesel | 1000 | Bare Steel | Galvanized Steel | Not Marked
470157 | 1 | 1988-09-01 | Removed From Ground | Diesel | 1000 | Bare Steel | Galvanized Steel | Not Marked
470157 | 2 | 1988-09-01 | Removed From Ground | Diesel | 1000 | Bare Steel | Galvanized Steel | Not Marked
470160 | 1 | 1990-03-01 | Removed From Ground | Diesel | 10000 | Fiberglass | Fiberglass Reinforced Plastic | Not Marked
470163 | 1 |  | Removed From Ground Date Unknown | Diesel | 8020 | Bare Steel | Galvanized Steel | Not Marked
470163 | 1A | 2004-11-01 | Removed From Ground | Diesel | 10000 | Fiberglass | Fiberglass Reinforced Plastic | Pressure |  | 1986-04-01 |  | 1986-04-01
470163 | 2 | 2000-02-26 | Removed From Ground | Gas | 15000 | Bare Steel | Galvanized Steel | Pressure
470163 | 2A | 2004-11-01 | Removed From Ground | Gas | 15000 | Fiberglass | Fiberglass Reinforced Plastic | Pressure |  | 1986-04-01 |  | 1986-04-01
470163 | 3 |  | Removed From Ground Date Unknown | Gas | 15000 | Bare Steel | Galvanized Steel | Not Marked
470163 | 3A | 2004-11-01 | Removed From Ground | Gas | 15000 | Fiberglass | Fiberglass Reinforced Plastic | Pressure |  | 1986-04-01 |  | 1986-04-01
470163 | 3A |  | Temporarily Out Of Use | Gas | 15000 | Fiberglass | Fiberglass Reinforced Plastic | Pressure |  | 1986-04-01 |  | 1986-04-01
470163 | 4 | 2006-01-17 | Removed From Ground | Diesel | 500 | Unknown | Unknown |  | N |  | N
470164 | 1 | 2006-01-17 | Removed From Ground | Diesel | 500 | Steel-Galvanic | Cathodically Protected | Suction: No Valve At The Tank |  | 1991-10-11 |  | 1991-10-11
470164 | 2 | 2000-02-29 | Removed From Ground | Empty | 500 | Marked Unknown | Unknown | Not Marked
470165 | 1 | 1994-07-27 | Removed From Ground | Diesel | 10000 | Bare Steel | Galvanized Steel | Suction: Valve At The Tank
470167 | 1 | 1993-10-01 | Removed From Ground | Diesel | 2000 | Bare Steel | Galvanized Steel | Not Marked
470167 | 2 | 1993-10-01 | Removed From Ground | Gas | 2000 | Bare Steel | Galvanized Steel | Not Marked
470171 | 1 | 1989-12-01 | Removed From Ground | Gas | 1000 | Bare Steel | Unknown | Not Marked
470171 | 2 | 1989-12-01 | Removed From Ground | Gas | 4000 | Bare Steel | Unknown | Not Marked
470171 | 3 | 1989-12-01 | Removed From Ground | Gas | 3000 | Bare Steel | Unknown | Not Marked
470171 | 4 | 1989-12-01 | Removed From Ground | Gas | 4000 | Bare Steel | Galvanized Steel | Not Marked
470171 | 5 | 1989-12-01 | Removed From Ground | Diesel | 5000 | Bare Steel | Galvanized Steel | Not Marked
470171 | 6 | 1989-12-01 | Removed From Ground | Diesel | 6000 | Bare Steel | Galvanized Steel | Not Marked
470172 | 1 | 1998-04-21 | Removed From Ground | Gas | 3000 | Bare Steel | Bare Steel | Suction: No Valve At The Tank
470172 | 2 | 1998-04-21 | Removed From Ground | Gas | 3000 | Bare Steel | Bare Steel | Suction: No Valve At The Tank
470172 | 3 | 1998-04-21 | Removed From Ground | Gas | 3000 | Bare Steel | Bare Steel | Suction: No Valve At The Tank
470172 | 4A | 1998-04-21 | Currently In Use | Gas | 8000 | Composite | Fiberglass Reinforced Plastic | Pressure |  | 1998-04-21 |  | 1998-04-21
470172 | 4B | 1998-04-21 | Currently In Use | Gas | 4000 | Composite | Fiberglass Reinforced Plastic | Pressure | N | 1998-04-21 | N | 1998-04-21
470174 | 1 | 1998-01-13 | Removed From Ground | Diesel | 10000 | Bare Steel | Galvanized Steel | Pressure |  | 1979-07-01 |  | 1979-07-01
470174 | 2 | 1998-01-13 | Removed From Ground | Gas | 10000 | Bare Steel | Galvanized Steel | Pressure |  | 1979-07-01 |  | 1979-07-01
470174 | 3 | 1998-01-13 | Removed From Ground | Other | 10000 | Bare Steel | Galvanized Steel | Pressure |  | 1979-07-01 |  | 1979-07-01
470174 | 4 | 1994-11-23 | Removed From Ground | Used Oil | 2000 | Not Marked/Unknown | Not Marked | Not Marked | Y |  | Y
470175 | 1 | 1987-01-01 | Removed From Ground | Heating Oil | 250 | Bare Steel | Galvanized Steel | Not Marked | Y |  | Y
470176 | 1 |  | Removed From Ground Date Unknown | Gas |  | Bare Steel | Unknown | Not Marked
470176 | 2 |  | Removed From Ground Date Unknown | Gas |  | Bare Steel | Unknown | Not Marked
470176 | 3 |  | Removed From Ground Date Unknown | Gas |  | Bare Steel | Unknown | Not Marked
470177 | 1 | 1994-04-01 | Removed From Ground | Used Oil | 2000 | Bare Steel | Galvanized Steel | Not Marked | Y |  | Y
470177 | 2 | 1994-04-01 | Removed From Ground | Empty | 2000 | Bare Steel | Galvanized Steel | Not Marked
470177 | 3 | 1994-04-01 | Removed From Ground | Diesel | 10000 | Bare Steel | Galvanized Steel | Not Marked
470177 | 4 |  | Removed From Ground Date Unknown | Diesel | 2000 | Epoxy | Double Walled | Not Marked |  | 1995-04-19 |  | 1995-04-19
470178 | 1 | 1988-09-01 | Removed From Ground | Other | 2000 | Marked Unknown | Bare Steel | Not Marked
470178 | 2 | 1988-09-01 | Removed From Ground | Other | 2000 | Marked Unknown | Bare Steel | Not Marked
470178 | 3 | 1988-09-01 | Removed From Ground | Empty | 2000 | Marked Unknown | Bare Steel | Not Marked
470179 | 1 |  | Removed From Ground Date Unknown | Gas | 6000 | Bare Steel | Galvanized Steel | Not Marked
470179 | 2 |  | Removed From Ground Date Unknown | Gas | 6000 | Bare Steel | Galvanized Steel | Not Marked
470179 | 3 |  | Removed From Ground Date Unknown | Gas | 6000 | Bare Steel | Galvanized Steel | Not Marked
470179 | 4 |  | Removed From Ground Date Unknown | Gas | 6000 | Bare Steel | Galvanized Steel | Not Marked
470179 | 5 |  | Removed From Ground Date Unknown | Used Oil | 540 | Bare Steel | Unknown | Not Marked | Y |  | Y
470182 | 1 | 2000-01-03 | Removed From Ground | Gas | 4000 | Bare Steel | Galvanized Steel | Pressure
470182 | 2 | 2000-01-03 | Removed From Ground | Gas | 4000 | Bare Steel | Galvanized Steel | Pressure
470182 | 3 | 2000-01-03 | Removed From Ground | Gas | 3000 | Bare Steel | Galvanized Steel | Suction: Valve At The Tank
470182 | 4 | 2000-01-03 | Removed From Ground | Gas | 3000 | Bare Steel | Galvanized Steel | Suction: Valve At The Tank
470182 | 5 | 2000-01-03 | Removed From Ground | Gas | 8000 | Fiberglass | Galvanized Steel | Pressure
470182 | 6 |  | Removed From Ground Date Unknown | Used Oil | 250 | Bare Steel | Galvanized Steel | Not Marked | Y |  | Y
470182 | 7 | 2006-02-14 | Currently In Use | Gas | 12000 | Composite | Fiberglass Reinforced Plastic | Pressure | N | 2006-02-01 12:00 | N | 2007-01-25 12:00
470182 | 8 | 2006-02-14 | Currently In Use | Gas | 4000 | Cathodically Protected Steel | Fiberglass Reinforced Plastic | Pressure | N | 2006-02-01 12:00 | N | 2007-01-25 12:00
470183 | 1 |  | Removed From Ground Date Unknown | Gas | 4000 | Bare Steel | Galvanized Steel | Pressure
470183 | 2 |  | Removed From Ground Date Unknown | Gas | 4000 | Bare Steel | Galvanized Steel | Pressure
470183 | 3 |  | Removed From Ground Date Unknown | Gas | 4000 | Bare Steel | Galvanized Steel | Pressure
470183 | 4 |  | Removed From Ground Date Unknown | Gas | 4000 | Bare Steel | Galvanized Steel | Pressure
470183 | 5 |  | Removed From Ground Date Unknown | Gas | 4000 | Bare Steel | Galvanized Steel | Pressure
470183 | 6 |  | Removed From Ground Date Unknown | Used Oil | 250 | Bare Steel | Galvanized Steel | Not Marked | Y |  | Y
470184 | 1 | 1985-04-29 | Currently In Use | Gas | 6000 | Steel-Impressed Current | Fiberglass Reinforced Plastic | Pressure |  | 1998-10-08 |  | 1998-10-08
470184 | 2 | 1985-04-29 | Currently In Use | Gas | 6000 | Steel-Impressed Current | Fiberglass Reinforced Plastic | Pressure |  | 1998-10-08 |  | 1998-10-08
470184 | 3 | 1985-04-29 | Currently In Use | Gas | 6000 | Steel-Impressed Current | Fiberglass Reinforced Plastic | Pressure |  | 1998-10-08 |  | 1998-10-08
470185 | 1 |  | Currently In Use | Other | 25000 | Bare Steel | Bare Steel | Not Marked
470185 | 2 |  | Currently In Use | Other | 25000 | Bare Steel | Bare Steel | Not Marked
470185 | 3 |  | Currently In Use | Other | 25000 | Bare Steel | Bare Steel | Not Marked
470185 | 4 | 1990-01-01 | Removed From Ground | Gas | 5000 | Bare Steel | Bare Steel | Not Marked
470185 | 5 |  | Permanently Out Of Use | Other | 10000 | Bare Steel | Bare Steel | Not Marked
470187 | 1 | 1995-12-11 | Removed From Ground | Gas | 2000 | Bare Steel | Galvanized Steel | Not Marked
470187 | 2 | 1995-12-11 | Removed From Ground | Diesel | 6000 | Bare Steel | Galvanized Steel | Not Marked
470188 | 1 | 2005-02-15 | Temporarily Out Of Use | Gas | 2000 | Epoxy | Fiberglass/Double Walled | Pressure |  | 1991-05-14 |  | 1991-05-14
470188 | 2 | 2005-02-15 | Temporarily Out Of Use | Diesel | 2000 | Epoxy | Fiberglass/Double Walled | Pressure |  | 1991-05-14 |  | 1991-05-14
470189 | 1 | 1997-06-16 | Removed From Ground | Gas | 550 | Bare Steel | Galvanized Steel | Suction: No Valve At The Tank
470189 | 2 | 1997-06-16 | Removed From Ground | Gas | 1000 | Bare Steel | Galvanized Steel | Not Marked
470190 | 1 | 1990-10-01 | Currently In Use | Gas | 3000 | STIP-3 | Fiberglass Reinforced Plastic | Pressure |  | 1990-10-01 |  | 1990-10-01
470190 | 2 | 1990-10-01 | Currently In Use | Gas | 10000 | STIP-3 | Fiberglass Reinforced Plastic | Pressure |  | 1990-10-01 |  | 1990-10-01
470190 | 3 | 1990-10-01 | Currently In Use | Gas | 8000 | STIP-3 | Fiberglass Reinforced Plastic | Pressure |  | 1990-10-01 |  | 1990-10-01
470190 | D1 | 1991-01-01 | Removed From Ground | Diesel | 4000 | Bare Steel | Galvanized Steel | Not Marked
470190 | D2 | 1991-01-01 | Removed From Ground | Diesel | 4000 | Bare Steel | Galvanized Steel | Not Marked
470190 | N1 | 1991-01-01 | Removed From Ground | Gas | 6000 | Bare Steel | Fiberglass Reinforced Plastic | Not Marked
470190 | N2 | 1991-01-01 | Removed From Ground | Kerosene | 4000 | Bare Steel | Fiberglass Reinforced Plastic | Not Marked
470190 | N3 | 1991-01-01 | Removed From Ground | Gas | 0 | Not Marked/Unknown | Not Marked | Not Marked
470190 | P1 | 1991-01-01 | Removed From Ground | Gas | 2000 | Bare Steel | Fiberglass Reinforced Plastic | Not Marked
470190 | R1 | 1991-01-01 | Removed From Ground | Gas | 8000 | Fiberglass | Fiberglass Reinforced Plastic | Not Marked
470193 | 1 | 1999-04-01 | Currently In Use | Gas | 10000 | Composite | Fiberglass Reinforced Plastic | Pressure |  | 1999-04-01 |  | 1999-04-01
470193 | 2 | 1999-04-01 | Currently In Use | Gas | 5000 | Composite | Fiberglass Reinforced Plastic | Pressure |  | 1999-04-01 |  | 1999-04-01
470193 | N1 | 1999-03-22 | Removed From Ground | Gas | 6500 | Bare Steel | Galvanized Steel | Not Marked
470193 | P1 | 1999-03-22 | Removed From Ground | Gas | 3000 | Bare Steel | Galvanized Steel | Not Marked
470193 | R1 | 1999-03-22 | Removed From Ground | Gas | 6500 | Bare Steel | Galvanized Steel | Not Marked
470194 | 1 | 1992-11-09 | Removed From Ground | Gas | 10000 | Bare Steel | Bare Steel | Not Marked
470194 | 2 | 1992-11-09 | Removed From Ground | Used Oil | 560 | Bare Steel | Bare Steel | Not Marked | Y |  | Y
470195 | N | 1991-01-01 | Removed From Ground | Gas | 4000 | Bare Steel | Galvanized Steel | Not Marked
470195 | P1 | 1991-01-01 | Removed From Ground | Gas | 2000 | Bare Steel | Galvanized Steel | Not Marked
470195 | R1 | 1991-01-01 | Removed From Ground | Gas | 4000 | Bare Steel | Galvanized Steel | Not Marked
470195 | R2 | 1991-01-01 | Removed From Ground | Empty | 4000 | Bare Steel | Galvanized Steel | Not Marked
470196 | D1 | 1990-01-01 | Removed From Ground | Diesel | 3000 | Bare Steel | Galvanized Steel | Not Marked
470196 | N1 |  | Permanently Out Of Use | Gas | 6000 | Bare Steel | Galvanized Steel | Not Marked
470196 | P1 | 1990-01-01 | Removed From Ground | Gas | 6000 | Bare Steel | Galvanized Steel | Not Marked
470196 | R1 | 1990-01-01 | Removed From Ground | Gas | 6000 | Bare Steel | Galvanized Steel | Not Marked
470201 | 1 | 1988-09-01 | Removed From Ground | Gas | 500 | Bare Steel | Galvanized Steel | Not Marked
470201 | 2 | 1988-12-01 | Removed From Ground | Other | 250 | Bare Steel | Galvanized Steel | Not Marked
470202 | 1 |  | Currently In Use | Gas | 1000 | Bare Steel | Unknown | Not Marked
470203 | 1 | 1999-10-19 | Removed From Ground | Diesel | 3000 | Bare Steel | Galvanized Steel | Suction: Valve At The Tank
470204 | A | 1993-08-16 | Removed From Ground | Diesel | 12000 | Bare Steel | Bare Steel | Not Marked
470204 | B | 1998-07-23 | Removed From Ground | Diesel | 1000 | Bare Steel | Unknown | Not Marked
470204 | C | 1998-07-24 | Currently In Use | Diesel | 1000 | Fiberglass Double Walled | Single Wall Flex | Suction: Valve At The Tank |  | 1998-07-29 12:00 |  | 1998-07-29 12:00
470205 | 1 | 1995-05-19 | Removed From Ground | Gas | 560 | Bare Steel | Bare Steel | Not Marked
470206 | 1 | 1984-03-17 | Currently In Use | Kerosene | 2000 | Steel-Galvanic | Fiberglass Reinforced Plastic | Pressure |  | 2000-01-06 |  | 2000-01-06
470206 | 2 | 1984-03-17 | Currently In Use | Diesel | 8000 | Steel-Galvanic | Fiberglass Reinforced Plastic | Pressure |  | 2000-01-06 |  | 2000-01-06
470206 | 3 | 1984-03-17 | Currently In Use | Gas | 8000 | Steel-Galvanic | Fiberglass Reinforced Plastic | Pressure |  | 1984-01-01 |  | 2000-01-06
470206 | 4 | 1984-03-17 | Currently In Use | Gas | 12000 | Steel-Galvanic | Fiberglass Reinforced Plastic | Pressure |  | 2000-01-06 |  | 2000-01-06
470206 | 5 | 1984-03-17 | Currently In Use | Gas | 12000 | Steel-Galvanic | Fiberglass Reinforced Plastic | Pressure |  | 2000-01-06 |  | 2000-01-06
470207 | 1 | 1984-03-17 | Currently In Use | Kerosene | 2000 | STIP-3 | Fiberglass Reinforced Plastic | Pressure |  | 1995-11-01 |  | 1995-11-01
470207 | 2 | 1984-03-17 | Currently In Use | Diesel | 8000 | STIP-3 | Fiberglass Reinforced Plastic | Pressure |  | 1995-11-01 |  | 1995-11-01
470207 | 3 | 1984-03-17 | Currently In Use | Gas | 8000 | STIP-3 | Fiberglass Reinforced Plastic | Pressure |  | 1995-11-01 |  | 1995-11-01
470207 | 4 | 1984-03-17 | Currently In Use | Gas | 12000 | STIP-3 | Fiberglass Reinforced Plastic | Pressure |  | 1995-11-01 |  | 1995-11-01
470207 | 5 | 1984-03-17 | Currently In Use | Gas | 12000 | STIP-3 | Fiberglass Reinforced Plastic | Pressure |  | 1995-11-01 |  | 1995-11-01
470208 | 1 | 1984-03-17 | Currently In Use | Gas | 12000 | Steel-Galvanic | Fiberglass Reinforced Plastic | Pressure |  | 1996-09-01 |  | 1996-09-01
470208 | 2 | 1984-03-17 | Currently In Use | Gas | 12000 | Steel-Galvanic | Fiberglass Reinforced Plastic | Pressure |  | 1996-09-01 |  | 1996-09-01
470208 | 3 | 1984-03-17 | Currently In Use | Gas | 8000 | Steel-Galvanic | Fiberglass Reinforced Plastic | Pressure |  | 1996-09-01 |  | 1996-09-01
470208 | 4 | 1984-03-17 | Currently In Use | Diesel | 8000 | Steel-Galvanic | Fiberglass Reinforced Plastic | Pressure |  | 1996-09-01 |  | 1996-09-01
470208 | 5 | 1984-03-17 | Currently In Use | Kerosene | 2000 | Steel-Galvanic | Fiberglass Reinforced Plastic | Suction: No Valve At The Tank |  | 1996-09-01 |  | 1996-09-01
470209 | 1 |  | Removed From Ground Date Unknown | Diesel | 1050 | Bare Steel | Galvanized Steel | Not Marked
470209 | 2 |  | Removed From Ground Date Unknown | Gas | 1500 | Bare Steel | Galvanized Steel | Not Marked
470209 | 3 |  | Removed From Ground Date Unknown | Diesel | 1050 | Bare Steel | Galvanized Steel | Not Marked
470212 | 1 | 1997-07-10 | Removed From Ground | Empty | 1000 | Bare Steel | Unknown | Not Marked
470212 | 2 | 1993-07-20 | Permanently Out Of Use | Used Oil | 6000 | Not Marked/Unknown | Not Marked | Not Marked
470212 | 3 | 1993-07-29 | Removed From Ground | Used Oil | 5000 | Bare Steel | Not Marked | Not Marked
470212 | 4 | 1993-07-29 | Removed From Ground | Diesel | 5000 | Bare Steel | Galvanized Steel | Not Marked
470212 | 5 | 1986-05-01 | Currently In Use | Gas | 10000 | Steel-Galvanic | Fiberglass Reinforced Plastic | Pressure |  | 1993-07-29 |  | 1997-07-01
470212 | 6 | 1993-07-29 | Currently In Use | Diesel | 10000 | Composite | Fiberglass Reinforced Plastic | Pressure |  | 1993-07-29 |  | 1993-07-29
470213 | 1 | 1995-04-30 | Removed From Ground | Gas | 10000 | Bare Steel | Galvanized Steel | Not Marked |  | 1989-10-01
470213 | 2 | 1989-10-01 | Removed From Ground | Gas | 1 | Not Marked/Unknown | Not Marked | Not Marked
470213 | 3 | 1989-10-01 | Removed From Ground | Gas | 1 | Not Marked/Unknown | Not Marked | Not Marked
470213 | 4 | 1989-10-01 | Currently In Use | Diesel | 10000 | Cathodically Protected Steel | Fiberglass Reinforced Plastic | Pressure | N | 1989-10-01 | N | 1989-10-01
470213 | 5 | 1995-04-30 | Currently In Use | Diesel | 10000 | Composite | Fiberglass Reinforced Plastic | Pressure |  | 1995-04-30 |  | 1995-04-30
470213 | 6 | 1995-07-01 | Removed From Ground | Empty | 5000 | Bare Steel | Unknown | Not Marked
470213 | 7 | 1995-07-01 | Removed From Ground | Empty | 5000 | Bare Steel | Unknown | Not Marked
470214 | 1 | 1995-06-01 | Removed From Ground | Empty | 10000 | Bare Steel | Unknown | Not Marked
470215 | 1 | 1995-06-01 | Removed From Ground | Empty | 5000 | Bare Steel | Unknown | Not Marked
470216 | 1 | 1995-06-01 | Removed From Ground | Empty | 6000 | Bare Steel | Unknown | Not Marked
470217 | 1 | 1990-04-01 | Removed From Ground | Diesel | 6000 | Bare Steel | Unknown | Not Marked
470217 | 2 | 1990-04-01 | Removed From Ground | Diesel | 5000 | Bare Steel | Unknown | Not Marked
470218 | 1 | 1995-06-01 | Removed From Ground | Empty | 5000 | Bare Steel | Unknown | Not Marked
470219 | 1 | 1995-06-01 | Removed From Ground | Diesel | 6000 | Bare Steel | Unknown | Not Marked
470220 | 1 |  | Currently In Use | Heating Oil | 10000 | Bare Steel | Unknown | Not Marked
470220 | 2 |  | Currently In Use | Heating Oil | 10000 | Bare Steel | Unknown | Not Marked
470221 | 1 | 1995-06-01 | Removed From Ground | Empty | 6000 | Bare Steel | Unknown | Not Marked
470222 | 1 | 1992-12-01 | Removed From Ground | Heating Oil | 6000 | Bare Steel | Unknown | Not Marked
470224 | 2 | 1984-06-01 | Removed From Ground | Gas | 8000 | Marked Unknown | Unknown | Not Marked
470224 | 3 | 1984-06-01 | Removed From Ground | Gas | 8000 | Marked Unknown | Unknown | Not Marked
470225 | 1 | 1998-09-17 | Removed From Ground | Other | 3000 | Bare Steel | Bare Steel | Suction: No Valve At The Tank
470225 | 2 | 1998-09-17 | Removed From Ground | Used Oil | 1000 | Bare Steel | Bare Steel | Gravity Fed | Y |  | Y
470225 | 3 | 1990-05-01 | Removed From Ground | Diesel | 10000 | Bare Steel | Bare Steel | Pressure
470225 | 4 | 1990-05-01 | Removed From Ground | Diesel | 10000 | Bare Steel | Bare Steel | Pressure
470225 | 5 |  | Removed From Ground Date Unknown | Diesel | 12000 | Steel-Galvanic | Fiberglass Reinforced Plastic | Pressure |  | 1990-05-03 |  | 1998-05-03
470226 | 1 |  | Removed From Ground Date Unknown | Other | 2000 | Bare Steel | Unknown | Not Marked
470226 | 2 |  | Removed From Ground Date Unknown | Diesel | 2000 | Bare Steel | Unknown | Not Marked
470226 | 3 |  | Removed From Ground Date Unknown | Diesel | 2000 | Bare Steel | Unknown | Not Marked
470226 | 4 |  | Removed From Ground Date Unknown | Diesel | 3000 | Bare Steel | Unknown | Not Marked
470226 | 5 |  | Removed From Ground Date Unknown | Used Oil | 1000 | Bare Steel | Unknown | Not Marked | Y |  | Y
470226 | 6 |  | Removed From Ground Date Unknown | Gas | 500 | Bare Steel | Unknown | Not Marked
470226 | 7 |  | Removed From Ground Date Unknown | Diesel | 10000 | Bare Steel | Unknown | Not Marked
470226 | 8 |  | Removed From Ground Date Unknown | Diesel | 2000 | Bare Steel | Unknown | Not Marked
470227 | 4 | 1988-02-26 | Removed From Ground | Gas | 2500 | Bare Steel | Unknown | Not Marked
470227 | 5 | 1988-02-26 | Removed From Ground | Diesel | 2500 | Bare Steel | Unknown | Not Marked
470227 | 6 | 1988-02-26 | Removed From Ground | Gas | 2500 | Bare Steel | Unknown | Not Marked
470227 | 7 | 1988-08-04 | Removed From Ground | Other | 150 | Bare Steel | Unknown | Not Marked
470229 | 1 | 1993-09-28 | Removed From Ground | Other | 12000 | Bare Steel | Galvanized Steel | Not Marked
470229 | 2 | 1993-09-28 | Removed From Ground | Other | 10000 | Bare Steel | Galvanized Steel | Not Marked
470229 | 3 | 1993-09-28 | Removed From Ground | Other | 12000 | Bare Steel | Galvanized Steel | Not Marked
470229 | 4 | 1994-02-01 | Removed From Ground | Gas | 500 | Bare Steel | Galvanized Steel | Not Marked
470229 | 5 | 1976-01-01 | Closed In Ground | Gas |  | Bare Steel | Galvanized Steel | Not Marked
470231 | 1 | 1989-02-11 | Removed From Ground | Used Oil |  | Bare Steel | Fiberglass Reinforced Plastic | Not Marked | Y |  | Y
470232 | 1 | 1979-03-30 | Removed From Ground | Empty | 10000 | Bare Steel | Galvanized Steel | Not Marked
470232 | 2 | 1979-03-30 | Removed From Ground | Empty | 10000 | Bare Steel | Galvanized Steel | Not Marked
470233 | 1 | 1998-02-01 | Removed From Ground | Gas | 10000 | Bare Steel | Bare Steel | Not Marked
470236 | 1 | 1998-12-14 | Removed From Ground | Gas | 6000 | Bare Steel | Galvanized Steel | Pressure
470236 | 2 | 1998-12-14 | Removed From Ground | Gas | 6000 | Bare Steel | Galvanized Steel | Pressure
470236 | 3 | 1998-12-14 | Removed From Ground | Gas | 6000 | Bare Steel | Galvanized Steel | Pressure
470236 | 4 | 1998-12-14 | Removed From Ground | Gas | 6000 | Bare Steel | Galvanized Steel | Pressure
470236 | 5 | 1998-12-15 | Currently In Use | Gas | 8000 | Steel-Galvanic | Double Walled | Pressure |  | 1998-12-28 |  | 1998-12-28
470236 | 6 | 1998-12-15 | Currently In Use | Gas | 8000 | Steel-Galvanic | Double Walled | Pressure |  | 1998-12-28 |  | 1998-12-28
470236 | 7 | 1998-12-15 | Currently In Use | Gas | 8000 | Steel-Galvanic | Double Walled | Pressure |  | 1998-12-28 |  | 1998-12-28
470237 | 1 | 1987-06-11 | Removed From Ground | Diesel | 5000 | Bare Steel | Unknown | Not Marked
470237 | 2 | 1987-06-11 | Removed From Ground | Diesel | 5000 | Bare Steel | Unknown | Not Marked
470237 | 3 | 1994-11-17 | Removed From Ground | Used Oil | 1000 | Bare Steel | Unknown | Not Marked | Y |  | Y
470239 | 1 | 1998-02-01 | Removed From Ground | Other | 10000 | Not Marked/Unknown | Galvanized Steel | Suction: Valve At The Tank
470239 | 2 | 1998-02-01 | Removed From Ground | Other | 10000 | Not Marked/Unknown | Galvanized Steel | Suction: Valve At The Tank
470239 | 3 | 1998-02-01 | Removed From Ground | Other | 10000 | Not Marked/Unknown | Galvanized Steel | Suction: Valve At The Tank
470239 | 4 | 1998-02-01 | Removed From Ground | Other | 10000 | Not Marked/Unknown | Galvanized Steel | Suction: Valve At The Tank
470239 | 5 | 1999-02-01 | Closed In Ground | Gas | 3000 | Not Marked/Unknown | Galvanized Steel | Suction: Valve At The Tank
470241 | T1 | 1988-11-16 | Removed From Ground | Gas | 6000 | Bare Steel | Galvanized Steel | Not Marked
470241 | T2 | 1988-11-16 | Removed From Ground | Gas | 6000 | Bare Steel | Galvanized Steel | Not Marked
470241 | T3 | 1988-11-16 | Removed From Ground | Gas | 6000 | Bare Steel | Galvanized Steel | Not Marked
470242 | 4 | 1998-12-01 | Currently In Use | Gas | 12000 | Composite | Double Walled Flex | Pressure |  | 1998-12-01 |  | 1998-12-01
470242 | 5 | 1998-12-01 | Currently In Use | Gas | 8000 | Composite | Double Walled Flex | Pressure |  | 1998-12-01 |  | 1998-12-01
470242 | T1 | 1998-11-30 | Removed From Ground | Gas | 6000 | Bare Steel | Galvanized Steel | Suction: Valve At The Tank
470242 | T2 | 1998-11-30 | Removed From Ground | Gas | 6000 | Bare Steel | Galvanized Steel | Suction: Valve At The Tank
470242 | T3 | 1998-11-30 | Removed From Ground | Gas | 6000 | Bare Steel | Galvanized Steel | Suction: Valve At The Tank
470243 | 68448 | 1987-04-04 | Currently In Use | Gas | 6000 | Steel-Galvanic | Fiberglass Reinforced Plastic | Pressure |  | 1987-04-04 |  | 1987-04-04
470243 | 68463 | 1987-04-04 | Currently In Use | Gas | 6000 | Steel-Galvanic | Fiberglass Reinforced Plastic | Pressure |  | 1987-04-04 |  | 1987-04-04
470243 | 68464 | 1987-04-04 | Currently In Use | Gas | 6000 | Steel-Galvanic | Fiberglass Reinforced Plastic | Pressure |  | 1987-04-04 |  | 1987-04-04
470243 | T1 | 1987-03-01 | Removed From Ground | Gas | 5000 | Bare Steel | Galvanized Steel | Not Marked
470243 | T2 | 1987-03-01 | Removed From Ground | Gas | 8000 | Bare Steel | Galvanized Steel | Not Marked
470243 | T3 | 1987-03-01 | Removed From Ground | Gas | 5000 | Bare Steel | Galvanized Steel | Not Marked
470244 | T1 | 2013-10-01 | Temporarily Out Of Use | Gas | 6000 | Steel-Impressed Current | Cathodically Protected | Suction: No Valve At The Tank |  | 1994-12-30 |  | 1994-12-30
470244 | T2 | 2012-02-20 | Temporarily Out Of Use | Gas | 6000 | Steel-Impressed Current | Cathodically Protected | Suction: No Valve At The Tank |  | 1994-12-30 |  | 1994-12-30
470244 | T3 | 2013-10-01 | Temporarily Out Of Use | Gas | 6000 | Steel-Impressed Current | Cathodically Protected | Suction: No Valve At The Tank |  | 1994-12-30 |  | 1994-12-30
470245 | T1 | 1998-03-06 | Removed From Ground | Gas | 6000 | Composite | Galvanized Steel | Suction: No Valve At The Tank |  | 1994-12-05 |  | 1994-12-05
470245 | T2 | 1998-03-06 | Removed From Ground | Gas | 8000 | Composite | Galvanized Steel | Suction: No Valve At The Tank |  | 1994-12-05 |  | 1994-12-05
470245 | T3 | 1998-03-06 | Removed From Ground | Gas | 6000 | Composite | Galvanized Steel | Suction: No Valve At The Tank |  | 1994-12-05 |  | 1994-12-05
470246 | T1 | 2008-04-29 | Temporarily Out Of Use | Gas | 6000 | Steel-Galvanic | Fiberglass Reinforced Plastic | Pressure |  | 1994-12-04 |  | 1994-12-04
470246 | T2 | 2008-04-29 | Temporarily Out Of Use | Gas | 6000 | Steel-Galvanic | Fiberglass Reinforced Plastic | Pressure |  | 1994-12-04 |  | 1994-12-04
470246 | T3 | 2008-04-29 | Temporarily Out Of Use | Gas | 6000 | Steel-Galvanic | Fiberglass Reinforced Plastic | Pressure |  | 1994-12-04 |  | 1994-12-04
470247 | T1 | 2013-02-08 | Currently In Use | Gas | 6000 | Cathodically Protected Steel | Fiberglass Reinforced Plastic | Pressure |  | 1995-01-10 |  | 1995-01-10
470247 | T2 | 2013-02-08 | Currently In Use | Gas | 6000 | Cathodically Protected Steel | Fiberglass Reinforced Plastic | Pressure |  | 1995-01-10 |  | 1995-01-10
470247 | T3 | 2013-02-08 | Currently In Use | Gas | 6000 | Cathodically Protected Steel | Fiberglass Reinforced Plastic | Pressure |  | 1995-01-10 |  | 1995-01-10
470248 | 94181 | 1987-11-10 | Currently In Use | Gas | 6000 | STIP-3 | Fiberglass Reinforced Plastic | Pressure |  | 1988-02-15 |  | 1988-02-15
470248 | 94196 | 1987-11-10 | Currently In Use | Gas | 6000 | STIP-3 | Fiberglass Reinforced Plastic | Pressure |  | 1988-02-15 |  | 1988-02-15
470248 | 94197 | 1987-11-10 | Currently In Use | Gas | 6000 | STIP-3 | Fiberglass Reinforced Plastic | Pressure |  | 1988-02-15 |  | 1988-02-15
470248 | 96794 | 1987-11-10 | Currently In Use | Gas | 6000 | STIP-3 | Fiberglass Reinforced Plastic | Pressure |  | 1998-02-15 |  | 1998-02-15
470248 | T1 | 1987-11-01 | Removed From Ground | Gas | 3000 | Bare Steel | Galvanized Steel | Not Marked
470248 | T2 | 1987-11-01 | Removed From Ground | Gas | 3000 | Bare Steel | Galvanized Steel | Not Marked
470248 | T3 | 1987-11-01 | Removed From Ground | Gas | 3000 | Bare Steel | Galvanized Steel | Not Marked
470248 | T5 | 1987-11-01 | Removed From Ground | Used Oil | 550 | Bare Steel | Galvanized Steel | Not Marked | Y |  | Y
470249 | T1 | 1988-03-29 | Removed From Ground | Gas | 3000 | Bare Steel | Galvanized Steel | Not Marked
470249 | T2 | 1988-03-29 | Removed From Ground | Gas | 3000 | Bare Steel | Galvanized Steel | Not Marked
470249 | T3 | 1988-03-29 | Removed From Ground | Gas | 1010 | Bare Steel | Galvanized Steel | Not Marked
470250 | 1 | 2009-10-21 | Removed From Ground | Empty | 8000 | Cathodically Protected Steel | Fiberglass Reinforced Plastic | Pressure |  | 1986-05-08 |  | 1986-05-08
470250 | 2 | 2009-10-21 | Removed From Ground | Empty | 8000 | Cathodically Protected Steel | Fiberglass Reinforced Plastic | Pressure |  | 1986-05-08 |  | 1986-05-08
470250 | 3 | 2009-10-21 | Removed From Ground | Empty | 8000 | Cathodically Protected Steel | Fiberglass Reinforced Plastic | Pressure |  | 1986-05-08 |  | 1986-05-08
470250 | 4 | 2009-10-21 | Removed From Ground | Empty | 4000 | Cathodically Protected Steel | Fiberglass Reinforced Plastic | Pressure |  | 1986-05-08 |  | 1986-05-08
470254 | 1 | 1985-05-08 | Currently In Use | Gas | 10000 | Steel-Impressed Current | Double Walled Flex | Pressure |  | 1994-08-27 |  | 1994-08-27
470254 | 2 | 1985-05-08 | Currently In Use | Gas | 10000 | Steel-Impressed Current | Double Walled Flex | Pressure |  | 1994-08-27 |  | 1994-08-27
470254 | 3 | 1985-05-08 | Currently In Use | Gas | 8000 | Steel-Impressed Current | Double Walled Flex | Pressure |  | 1994-08-27 |  | 1994-08-27
470255 | 1 | 2002-04-18 | Removed From Ground | Gas | 3000 | Steel-Impressed Current | Cathodically Protected | Suction: Valve At The Tank |  | 1998-02-11 |  | 1998-02-11
470255 | 2 | 2002-04-18 | Removed From Ground | Gas | 3000 | Steel-Impressed Current | Cathodically Protected | Suction: No Valve At The Tank |  | 1998-02-11 |  | 1998-02-11
470255 | 3 | 2002-04-18 | Removed From Ground | Gas | 3000 | Steel-Impressed Current | Cathodically Protected | Suction: Valve At The Tank |  | 1998-02-11 |  | 1998-02-11
470255 | 4 | 2002-04-23 | Currently In Use | Gas | 12000 | Composite Double Walled | Double Walled Flex | Pressure | N | 2002-04-23 | N | 2002-04-23
470255 | 5 | 2002-04-23 | Currently In Use | Gas | 10000 | Composite Double Walled | Double Walled Flex | Pressure | N | 2002-04-23 | N | 2002-04-23
470257 | 1 | 1994-08-31 | Removed From Ground | Gas | 8000 | Bare Steel | Galvanized Steel | Pressure
470257 | 2 | 1994-08-31 | Removed From Ground | Gas | 6000 | Bare Steel | Galvanized Steel | Pressure
470257 | 3 | 1994-08-31 | Removed From Ground | Gas | 6000 | Bare Steel | Galvanized Steel | Pressure
470257 | 4 | 2017-04-05 | Currently In Use | Gas | 12000 | Composite | Double Walled Flex | Pressure |  | 1994-08-02 |  | 1994-08-02
470257 | 5 | 2017-04-04 | Currently In Use | Gas | 10000 | Composite | Double Walled Flex | Pressure |  | 1994-08-02 |  | 1994-08-02
470257 | 6 | 2017-03-14 | Currently In Use | Diesel | 8000 | Composite Double Walled | Double Walled Flex | Pressure | N | 2017-03-14 | N | 2017-03-14
470258 | 1 | 1998-01-01 | Removed From Ground | Gas | 1000 | Bare Steel | Galvanized Steel | Not Marked
470258 | 2 | 1998-01-01 | Removed From Ground | Diesel | 560 | Bare Steel | Galvanized Steel | Not Marked
470258 | 3 | 1998-01-01 | Removed From Ground | Gas | 560 | Bare Steel | Galvanized Steel | Not Marked
470259 | D1 | 1990-03-01 | Removed From Ground | Diesel | 1000 | Bare Steel | Galvanized Steel | Not Marked
470259 | N1 | 1990-03-01 | Removed From Ground | Gas | 1000 | Bare Steel | Galvanized Steel | Not Marked
470259 | R1 | 1990-03-01 | Removed From Ground | Gas | 1000 | Bare Steel | Galvanized Steel | Not Marked
470260 | K1 | 1998-03-03 | Removed From Ground | Diesel | 560 | Bare Steel | Galvanized Steel | Suction: No Valve At The Tank
470260 | R1 | 1998-03-03 | Removed From Ground | Gas | 1000 | Bare Steel | Galvanized Steel | Suction: No Valve At The Tank
470261 | D1 | 1999-03-02 | Removed From Ground | Diesel | 1000 | Bare Steel | Galvanized Steel | Not Marked
470261 | N1 | 1999-03-02 | Removed From Ground | Gas | 1000 | Bare Steel | Galvanized Steel | Not Marked
470261 | R1 | 1999-03-02 | Removed From Ground | Gas | 4000 | Bare Steel | Galvanized Steel | Not Marked
470263 | 1 | 1994-02-01 | Removed From Ground | Diesel | 0 | Not Marked/Unknown | Not Marked | Not Marked
470263 | D1 | 1994-02-01 | Removed From Ground | Diesel | 558 | Bare Steel | Galvanized Steel | Not Marked
470264 | N1 | 1998-11-30 | Removed From Ground | Gas | 1000 | Bare Steel | Galvanized Steel | Not Marked
470265 | 2 | 1988-12-19 | Removed From Ground | Gas | 550 | Bare Steel | Galvanized Steel | Not Marked
470265 | R1 | 1988-12-01 | Removed From Ground | Gas | 2000 | Bare Steel | Galvanized Steel | Not Marked
470266 | N1 | 1995-11-14 | Removed From Ground | Gas | 1000 | Bare Steel | Galvanized Steel | Not Marked
470268 | D1 | 1991-01-01 | Removed From Ground | Diesel | 2000 | Bare Steel | Galvanized Steel | Not Marked
470268 | R1 | 1991-01-01 | Removed From Ground | Gas | 560 | Bare Steel | Galvanized Steel | Not Marked
470269 | R1 |  | Permanently Out Of Use | Gas | 1000 | Bare Steel | Galvanized Steel | Not Marked
470271 | 1 | 1990-01-01 | Removed From Ground | Empty | 10000 | Bare Steel | Galvanized Steel | Not Marked
470271 | 2 | 1990-01-01 | Removed From Ground | Empty | 2000 | Bare Steel | Galvanized Steel | Not Marked
470273 | 1 | 1996-10-01 | Removed From Ground | Gas | 8000 | Bare Steel | Galvanized Steel | Not Marked
470273 | 2 | 1996-10-01 | Removed From Ground | Gas | 8000 | Bare Steel | Galvanized Steel | Not Marked
470273 | 3A | 1997-04-15 | Currently In Use | Gas | 9000 | Composite | Fiberglass Reinforced Plastic | Pressure |  | 1997-04-15 |  | 1997-04-15
470273 | 3B | 1997-04-15 | Currently In Use | Gas | 6000 | Composite | Fiberglass Reinforced Plastic | Pressure |  | 1997-04-15 |  | 1997-04-15
470274 | 1 | 1970-05-12 | Currently In Use | Gas | 8000 | Steel-Impressed Current | Impressed Current | Pressure |  | 1996-06-26 |  | 1996-06-26
470274 | 2 | 1970-05-12 | Currently In Use | Gas | 6000 | Steel-Impressed Current | Impressed Current | Pressure |  | 1996-06-26 |  | 1996-06-26
470274 | 3 | 1970-05-12 | Currently In Use | Gas | 6000 | Steel-Impressed Current | Impressed Current | Pressure |  | 1996-06-26 |  | 1996-06-26
470275 | 1 |  | Currently In Use | Gas | 8000 | Steel-Impressed Current | Cathodically Protected | Suction: No Valve At The Tank |  | 1997-07-15 |  | 1997-07-15
470275 | 2 |  | Currently In Use | Gas | 8000 | Steel-Impressed Current | Cathodically Protected | Suction: Valve At The Tank |  | 1997-07-15 |  | 1997-07-15
470275 | 3 |  | Currently In Use | Gas | 6000 | Steel-Impressed Current | Cathodically Protected | Suction: No Valve At The Tank |  | 1997-07-15 |  | 1997-07-15
470276 | 1 | 1995-04-06 | Removed From Ground | Gas | 6000 | Bare Steel | Galvanized Steel | Not Marked
470276 | 2 | 1995-04-06 | Removed From Ground | Gas | 6000 | Bare Steel | Galvanized Steel | Not Marked
470276 | 3 | 1995-04-06 | Removed From Ground | Gas | 6000 | Bare Steel | Galvanized Steel | Not Marked
470278 | 1 | 1991-07-09 | Closed In Ground | Used Oil | 550 | Bare Steel | Unknown | Gravity Fed | Y |  | Y
470278 | 2 | 1991-07-09 | Closed In Ground | Used Oil | 550 | Bare Steel | Unknown | Gravity Fed | Y |  | Y
470278 | 3 |  | Permanently Out Of Use | Gas | 10000 | Bare Steel | Unknown | Not Marked
470278 | 4 |  | Permanently Out Of Use | Gas | 10000 | Bare Steel | Unknown | Not Marked
470279 | 1 | 1987-10-16 | Removed From Ground | Gas | 500 | Bare Steel | Bare Steel | Not Marked
470279 | 2 | 1987-01-01 | Removed From Ground | Gas | 2000 | Bare Steel | Bare Steel | Not Marked
470279 | 3 | 1987-10-16 | Removed From Ground | Empty | 990 | Bare Steel | Bare Steel | Not Marked
470279 | 4 | 1987-01-01 | Removed From Ground | Gas | 500 | Bare Steel | Bare Steel | Not Marked
470279 | 5 | 1987-01-01 | Removed From Ground | Gas | 500 | Bare Steel | Bare Steel | Not Marked
470280 | 1 | 1987-04-22 | Removed From Ground | Diesel | 10000 | Bare Steel | Bare Steel | Not Marked
470280 | 2 | 1987-04-22 | Removed From Ground | Diesel | 10000 | Bare Steel | Bare Steel | Not Marked
470280 | 3 | 1987-04-22 | Removed From Ground | Used Oil | 250 | Bare Steel | Bare Steel | Not Marked | Y |  | Y
470280 | 4 | 1987-04-22 | Removed From Ground | Other | 3000 | Bare Steel | Bare Steel | Not Marked
470280 | 5 | 1989-10-25 | Removed From Ground | Diesel | 12000 | Double Walled | Fiberglass Reinforced Plastic | Not Marked
470281 | 1 | 1991-04-15 | Removed From Ground | Gas | 3000 | Bare Steel | Bare Steel | Not Marked
470281 | 2 | 1991-04-15 | Removed From Ground | Gas | 3000 | Bare Steel | Bare Steel | Not Marked
470281 | 3 | 1991-04-15 | Removed From Ground | Gas | 3000 | Bare Steel | Bare Steel | Not Marked
470281 | 4 | 1991-04-15 | Removed From Ground | Other | 500 | Marked Unknown | Unknown | Not Marked
470281 | 5 | 1991-05-16 | Removed From Ground | Gas | 1500 | Marked Unknown | Unknown | Not Marked
470281 | 6 | 1991-05-16 | Removed From Ground | Gas | 1500 | Marked Unknown | Unknown | Not Marked
470281 | 7 | 1991-05-16 | Removed From Ground | Gas | 1500 | Marked Unknown | Unknown | Not Marked
470281 | 8 | 1991-05-16 | Removed From Ground | Gas | 1500 | Marked Unknown | Unknown | Not Marked
470282 | 1 | 2012-08-23 | Removed From Ground | Gas | 3000 | Bare Steel | Galvanized Steel | Not Marked
470282 | 1 |  | Currently In Use | Gas | 3000 | Bare Steel | Galvanized Steel | Not Marked
470283 | 1 | 1996-11-01 | Removed From Ground | Diesel | 8000 | Bare Steel | Bare Steel | Suction: No Valve At The Tank |  |  |  | 1981-05-01
470283 | 2 | 1998-12-08 | Removed From Ground | Used Oil | 500 | Bare Steel | Bare Steel | Gravity Fed | Y |  | Y
470283 | 3 | 1996-11-06 | Currently In Use | Diesel | 10000 | Composite Double Walled | Double Walled Flex | Pressure |  | 1996-11-06 |  | 1996-11-06
470283 | 4 | 2005-02-02 | Temporarily Out Of Use | New Oil | 1500 | Composite Double Walled | Double Walled Flex | Pressure |  | 1996-11-06 |  | 1996-11-06
470284 | 1 | 1999-11-09 | Removed From Ground | Gas | 5000 | Bare Steel | Galvanized Steel | Not Marked
470285 | 1 | 1996-02-14 | Removed From Ground | Used Oil | 250 | Bare Steel | Bare Steel | Gravity Fed | Y |  | Y
470286 | 1 | 1992-05-28 | Removed From Ground | Diesel | 20000 | Bare Steel | Unknown | Not Marked
470286 | 2 | 1992-05-28 | Removed From Ground | Empty | 1000 | Bare Steel | Unknown | Not Marked
470289 | 1 | 1991-11-13 | Removed From Ground | Gas | 8000 | Bare Steel | Galvanized Steel | Not Marked
470289 | 2 | 1991-11-13 | Removed From Ground | Gas | 8000 | Bare Steel | Galvanized Steel | Not Marked
470293 | 1 |  | Removed From Ground Date Unknown | Gas | 2500 | Bare Steel | Galvanized Steel | Not Marked
470294 | 1 | 1984-05-07 | Temporarily Out Of Use | Gas | 8000 | Steel-Impressed Current | Impressed Current | Pressure |  | 1998-08-31 |  | 1998-08-31
470294 | 2 | 1984-05-07 | Temporarily Out Of Use | Gas | 8000 | Steel-Impressed Current | Impressed Current | Pressure |  | 1998-08-31 |  | 1998-08-31
470294 | 3 | 1984-05-07 | Temporarily Out Of Use | Diesel | 8000 | Steel-Impressed Current | Impressed Current | Pressure |  | 1998-08-31 |  | 1998-08-31
470295 | 1 | 1978-05-09 | Currently In Use | Gas | 8000 | Steel-Impressed Current | Cathodically Protected | Suction: No Valve At The Tank |  | 1998-12-01 |  | 1998-12-01
470295 | 2 | 1978-05-09 | Currently In Use | Gas | 6000 | Steel-Impressed Current | Cathodically Protected | Suction: No Valve At The Tank |  | 1998-12-01 |  | 1998-12-01
470295 | 3 | 1978-05-09 | Currently In Use | Gas | 6000 | Steel-Impressed Current | Cathodically Protected | Suction: No Valve At The Tank |  | 1998-12-01 |  | 1998-12-01
470297 | N-1 |  | Permanently Out Of Use | Gas | 2000 | Marked Unknown | Unknown | Not Marked
470297 | P-1 |  | Permanently Out Of Use | Gas | 2000 | Marked Unknown | Unknown | Not Marked
470297 | R-1 |  | Permanently Out Of Use | Gas | 2000 | Marked Unknown | Unknown | Not Marked
470298 | 1 | 1994-05-01 | Removed From Ground | Gas | 8000 | Bare Steel | Galvanized Steel | Suction: No Valve At The Tank
470298 | 2 | 1994-05-01 | Removed From Ground | Diesel | 7200 | Bare Steel | Galvanized Steel | Suction: No Valve At The Tank
470298 | 3 | 1994-05-01 | Removed From Ground | Heating Oil | 10000 | Bare Steel | Galvanized Steel | Suction: No Valve At The Tank
470298 | 4 | 1994-05-01 | Removed From Ground | Heating Oil | 10000 | Bare Steel | Galvanized Steel | Suction: No Valve At The Tank
470299 | 1 | 2017-01-31 | Currently In Use | Diesel | 6000 | Steel-Impressed Current | Fiberglass Reinforced Plastic | Pressure |  | 1996-06-01 |  | 1996-06-01
470299 | 2 | 2017-01-31 | Currently In Use | Gas | 4000 | Steel-Impressed Current | Fiberglass Reinforced Plastic | Pressure | N | 1998-07-01 | N | 1996-06-01
470299 | 3 | 2017-01-31 | Currently In Use | Gas | 4000 | Steel-Impressed Current | Fiberglass Reinforced Plastic | Pressure | N | 1998-07-01 | N | 1996-06-01
470299 | 4 | 2017-01-31 | Currently In Use | Gas | 4000 | Steel-Impressed Current | Fiberglass Reinforced Plastic | Pressure | N | 1998-07-01 | N | 1996-06-01
470301 | 1 | 1982-05-06 | Currently In Use | Gas | 8000 | Steel-Impressed Current | Cathodically Protected | Suction: Valve At The Tank |  | 1998-12-15 |  | 1998-12-15
470301 | 2 | 1982-05-06 | Currently In Use | Gas | 6000 | Steel-Impressed Current | Cathodically Protected | Suction: Valve At The Tank |  | 1998-12-15 |  | 1998-12-15
470301 | 3 | 1982-05-06 | Currently In Use | Diesel | 6000 | Steel-Impressed Current | Cathodically Protected | Suction: Valve At The Tank |  | 1998-12-15 |  | 1998-12-15
470302 | 1 | 1990-06-01 | Removed From Ground | Gas | 500 | Bare Steel | Galvanized Steel | Not Marked
470302 | 2 | 1990-06-01 | Removed From Ground | Other | 500 | Bare Steel | Galvanized Steel | Not Marked
470302 | 3 | 1990-06-01 | Removed From Ground | Used Oil | 500 | Bare Steel | Galvanized Steel | Not Marked | Y |  | Y
470303 | G#4965 | 1987-12-10 | Removed From Ground | Diesel | 1000 | Bare Steel | Bare Steel | Not Marked
470303 | G#6138 | 1987-12-01 | Removed From Ground | Gas | 3000 | Bare Steel | Bare Steel | Not Marked
470303 | G#6139 | 1987-12-01 | Removed From Ground | Gas | 1000 | Bare Steel | Bare Steel | Not Marked
470303 | TA-100 |  | Removed From Ground Date Unknown | Other | 5000 | Bare Steel | Not Marked | Pressure
470303 | TA-101 |  | Removed From Ground Date Unknown | Other | 5000 | Bare Steel | Not Marked | Pressure
470303 | TA-102 | 1995-05-02 | Removed From Ground | Hazardous Substance | 5000 | Bare Steel | Not Marked | Pressure
470303 | TA-103 |  | Removed From Ground Date Unknown | Hazardous Substance | 5000 | Marked Unknown | Unknown | Not Marked
470303 | TA-104 |  | Removed From Ground Date Unknown | Hazardous Substance | 5000 | Bare Steel | Not Marked | Pressure
470303 | TA-105 |  | Removed From Ground Date Unknown | Hazardous Substance | 5000 | Bare Steel | Not Marked | Pressure
470303 | TA-110 | 1993-04-13 | Removed From Ground | Hazardous Substance | 10000 | Bare Steel | Not Marked | Pressure
470303 | TA-111 | 1993-04-13 | Removed From Ground | Hazardous Substance | 10000 | Unknown | Not Marked | Not Marked
470303 | TA-112 | 1993-04-13 | Removed From Ground | Hazardous Substance | 10000 | Marked Unknown | Unknown | Not Marked
470303 | TA-113 |  | Removed From Ground Date Unknown | Hazardous Substance | 10000 | Marked Unknown | Unknown | Not Marked
470303 | TA-114 |  | Removed From Ground Date Unknown | Hazardous Substance | 10000 | Marked Unknown | Unknown | Not Marked
470303 | TA-115 |  | Removed From Ground Date Unknown | Hazardous Substance | 10000 | Marked Unknown | Unknown | Not Marked
470303 | TA-116 |  | Removed From Ground Date Unknown | Hazardous Substance | 20000 | Marked Unknown | Unknown | Not Marked
470303 | TA-701 | 1995-04-10 | Removed From Ground | Hazardous Substance | 10000 | Unknown | Not Marked | Not Marked
470303 | TA-702 | 1995-05-01 | Removed From Ground | Hazardous Substance | 10000 | Bare Steel | Not Marked | Pressure
470303 | TA-703 | 1995-05-01 | Removed From Ground | Hazardous Substance | 10000 | Bare Steel | Not Marked | Pressure
470303 | TA-704 | 1995-05-01 | Removed From Ground | Hazardous Substance | 10000 | Bare Steel | Not Marked | Pressure
470303 | TA-705 | 1995-05-01 | Removed From Ground | Hazardous Substance | 10000 | Bare Steel | Bare Steel | Not Marked
470303 | TA-706 | 1995-04-10 | Removed From Ground | Hazardous Substance | 10000 | Unknown | Not Marked | Not Marked
470303 | TA-707 | 1995-05-01 | Removed From Ground | Hazardous Substance | 20000 | Bare Steel | Bare Steel | Not Marked
470303 | TA-III-101 | 1993-11-02 | Removed From Ground | Hazardous Substance | 10000 | Unknown | Bare Steel | Not Marked
470303 | TA-III-102 | 1993-11-02 | Removed From Ground | Hazardous Substance | 10000 | Unknown | Bare Steel | Pressure
470303 | TA-III-103 | 1993-11-02 | Removed From Ground | Hazardous Substance | 10000 | Unknown | Not Marked | Pressure
470303 | TA-III-104 | 1993-11-02 | Removed From Ground | Hazardous Substance | 10000 | Unknown | Not Marked | Pressure
470303 | TA-III-201 | 1993-11-02 | Removed From Ground | Hazardous Substance | 20000 | Unknown | Not Marked | Pressure
470303 | TA-III-202 | 1992-09-29 | Removed From Ground | Hazardous Substance | 20000 | Unknown | Not Marked | Pressure
470303 | TA-III-203 | 1993-02-04 | Removed From Ground | Hazardous Substance | 20000 | Unknown | Unknown | Pressure
470303 | TA-III-204 | 1993-11-02 | Removed From Ground | Hazardous Substance | 20000 | Unknown | Not Marked | Not Marked
470304 | 1 | 1996-02-13 | Removed From Ground | Used Oil | 250 | Fiberglass | Bare Steel | Gravity Fed | Y |  | Y
470305 | 1 | 1987-02-01 | Removed From Ground | Gas | 12000 | Bare Steel | Galvanized Steel | Pressure
470305 | 2 | 1992-01-09 | Removed From Ground | Gas | 12000 | Bare Steel | Galvanized Steel | Pressure
470305 | 3 | 1990-10-01 | Removed From Ground | Used Oil | 550 | Bare Steel | Bare Steel | Gravity Fed | Y |  | Y
470306 | 1 | 1994-06-09 | Removed From Ground | Diesel | 5000 | Bare Steel | Bare Steel | Suction: Valve At The Tank
470306 | 2 | 1994-03-24 | Removed From Ground | Diesel | 3000 | Bare Steel | Galvanized Steel | Suction: Valve At The Tank
470308 | 1 |  | Closed In Ground Date Unknown | Gas | 3000 | Bare Steel | Unknown | Not Marked
470308 | 2 |  | Closed In Ground Date Unknown | Gas | 3000 | Bare Steel | Unknown | Not Marked
470308 | 3 |  | Closed In Ground Date Unknown | Gas | 3000 | Bare Steel | Unknown | Not Marked
470308 | 4 |  | Closed In Ground Date Unknown | Gas | 3000 | Not Marked/Unknown | Not Marked | Not Marked
470308 | 5 |  | Closed In Ground Date Unknown | Gas | 3000 | Not Marked/Unknown | Not Marked | Not Marked
470308 | 6 |  | Closed In Ground Date Unknown | Gas | 3000 | Not Marked/Unknown | Not Marked | Not Marked
470310 | 1 | 2006-01-23 | Removed From Ground | Gas | 10000 | Steel-Impressed Current | Impressed Current | Pressure |  | 1996-11-25 |  | 1996-11-25
470310 | 2 | 2006-01-23 | Removed From Ground | Gas | 6000 | Steel-Impressed Current | Impressed Current | Pressure |  | 1996-11-25 |  | 1996-11-25
470310 | 3 | 2006-01-23 | Removed From Ground | Gas | 6000 | Steel-Impressed Current | Impressed Current | Pressure |  | 1996-11-25 |  | 1996-11-25
470312 | 1 | 1998-01-27 | Removed From Ground | Diesel | 10000 | Cathodically Protected Steel | Fiberglass Reinforced Plastic | Pressure
470313 | 1 | 1999-04-01 | Removed From Ground | Diesel | 10000 | Bare Steel | Galvanized Steel | Suction: No Valve At The Tank
470313 | 2 | 1991-06-01 | Removed From Ground | Empty | 1000 | Bare Steel | Galvanized Steel | Not Marked
470313 | 3 | 1991-06-01 | Removed From Ground | Used Oil | 1000 | Bare Steel | Galvanized Steel | Not Marked | Y |  | Y
470313 | 4 | 1999-04-13 | Currently In Use | Diesel | 10000 | Fiberglass Double Walled | Double Walled Flex | Pressure |  | 1999-04-19 |  | 1999-04-19
470314 | 1-A | 1991-09-24 | Removed From Ground | Gas | 11750 | Bare Steel | Galvanized Steel | Not Marked
470314 | 1-B | 1991-09-24 | Removed From Ground | Diesel | 9400 | Bare Steel | Galvanized Steel | Not Marked
470314 | 2 | 1991-09-24 | Removed From Ground | Gas | 6063 | Bare Steel | Galvanized Steel | Not Marked
470315 | 1 | 1986-03-01 | Closed In Ground | Gas | 4000 | Bare Steel | Galvanized Steel | Not Marked
470315 | 2 | 1986-03-01 | Closed In Ground | Gas | 4000 | Bare Steel | Galvanized Steel | Not Marked
470315 | 3 | 1986-03-01 | Closed In Ground | Gas | 4000 | Bare Steel | Galvanized Steel | Not Marked
470315 | 4 | 1986-03-01 | Closed In Ground | Gas | 4000 | Bare Steel | Galvanized Steel | Not Marked
470316 | 1 | 1992-10-15 | Removed From Ground | Gas | 515 | Bare Steel | Copper | Suction: No Valve At The Tank
470317 | 1 | 1989-06-01 | Removed From Ground | Gas | 8000 | Bare Steel | Unknown | Not Marked
470318 | 1 | 1965-05-11 | Currently In Use | Gas | 6000 | Steel-Impressed Current | Impressed Current | Pressure |  | 1997-09-30 |  | 1997-09-30
470318 | 2 | 1965-05-11 | Currently In Use | Gas | 6000 | Steel-Impressed Current | Impressed Current | Pressure |  | 1997-09-30 |  | 1997-09-30
470318 | 3 | 1965-05-11 | Currently In Use | Gas | 6000 | Steel-Impressed Current | Impressed Current | Pressure |  | 1997-09-30 |  | 1997-09-30
470318 | 4 | 1982-05-07 | Currently In Use | Diesel | 3000 | Steel-Impressed Current | Impressed Current | Suction: No Valve At The Tank |  | 1997-09-30 |  | 1997-09-30
470318 | 5 | 1997-09-30 | Currently In Use | Kerosene |  | Steel-Impressed Current | Impressed Current | Suction: No Valve At The Tank |  | 1997-09-30 |  | 1997-09-30
470318 | 6 | 1997-09-30 | Currently In Use | Used Oil | 500 | Steel-Impressed Current | Impressed Current | Gravity Fed | Y | 2001-06-20 12:00 | Y | 2001-06-20 12:00
470322 | 1 | 1983-04-19 | Currently In Use | Diesel | 12000 | Steel-Impressed Current | Cathodically Protected | Pressure |  | 1996-04-01 |  | 1996-04-01
470322 | 2 | 1983-04-19 | Currently In Use | Gas | 12000 | Steel-Impressed Current | Cathodically Protected | Pressure |  | 1996-04-01 |  | 1996-04-01
470322 | 3 | 1983-04-19 | Currently In Use | Diesel | 12000 | Steel-Impressed Current | Cathodically Protected | Pressure |  | 1996-04-01 |  | 1996-04-01
470322 | 4 | 1983-04-19 | Currently In Use | Diesel | 12000 | Steel-Impressed Current | Cathodically Protected | Pressure |  | 1996-04-01 |  | 1996-04-01
470323 | 2 | 2013-06-10 | Temporarily Out Of Use | Diesel | 6000 | Steel-Impressed Current | Impressed Current | Pressure |  | 1998-07-31 |  | 1998-07-31
470323 | 5 |  | Removed From Ground Date Unknown | Used Oil | 500 | Bare Steel | Galvanized Steel | Not Marked | Y |  | Y
470323 | NL | 2013-06-10 | Temporarily Out Of Use | Gas | 10000 | Steel-Impressed Current | Impressed Current | Pressure |  | 1998-07-31 |  | 1998-07-31
470323 | REG | 1979-04-20 | Currently In Use | Gas | 10000 | Steel-Impressed Current | Impressed Current | Pressure |  | 1998-07-31 |  | 1998-07-31
470323 | SUP | 2013-06-10 | Temporarily Out Of Use | Gas | 8000 | Steel-Impressed Current | Impressed Current | Suction: No Valve At The Tank |  | 1998-07-31 |  | 1998-07-31
470324 | 1 | 2001-05-01 | Removed From Ground | Diesel | 10000 | Cathodically Protected Steel | Cathodically Protected | Pressure |  | 1998-07-22 |  | 1998-07-22
470324 | 2 | 2001-05-01 | Removed From Ground | Diesel | 10000 | Cathodically Protected Steel | Cathodically Protected | Pressure |  | 1998-07-22 |  | 1998-07-22
470324 | 3 | 2001-05-01 | Removed From Ground | Diesel | 10000 | Cathodically Protected Steel | Galvanized Steel | Pressure |  | 1998-07-22 |  | 1998-07-22
470324 | 4 | 2001-05-01 | Removed From Ground | Diesel | 10000 | Cathodically Protected Steel | Cathodically Protected | Pressure |  | 1998-07-22 |  | 1998-07-22
470324 | 5 | 2001-05-01 | Removed From Ground | Other | 10000 | Cathodically Protected Steel | Cathodically Protected | Suction: Valve At The Tank |  | 1998-07-22 |  | 1998-07-22
470324 | 6 | 2001-05-01 | Removed From Ground | Used Oil | 6000 | Cathodically Protected Steel | Cathodically Protected | Gravity Fed | Y |  | Y
470326 | 1 | 1981-12-01 | Closed In Ground | Other | 25000 | Bare Steel | Unknown | Not Marked
470326 | 10 | 1981-12-01 | Closed In Ground | Other | 25000 | Bare Steel | Unknown | Not Marked
470326 | 11 | 1981-12-01 | Closed In Ground | Other | 25000 | Bare Steel | Unknown | Not Marked
470326 | 12 | 1981-12-01 | Closed In Ground | Other | 25000 | Bare Steel | Unknown | Not Marked
470326 | 13 | 1981-12-01 | Closed In Ground | Other | 25000 | Bare Steel | Unknown | Not Marked
470326 | 14 | 1981-12-01 | Closed In Ground | Other | 25000 | Bare Steel | Unknown | Not Marked
470326 | 15 | 1981-12-01 | Closed In Ground | Other | 25000 | Bare Steel | Unknown | Not Marked
470326 | 16 | 1981-12-01 | Closed In Ground | Other | 25000 | Bare Steel | Unknown | Not Marked
470326 | 17 | 1981-12-01 | Closed In Ground | Other | 50000 | Bare Steel | Unknown | Not Marked
470326 | 18 | 1981-12-01 | Closed In Ground | Other | 50000 | Bare Steel | Unknown | Not Marked
470326 | 19 | 1981-12-01 | Closed In Ground | Other | 50000 | Bare Steel | Unknown | Not Marked
470326 | 2 | 1981-12-01 | Closed In Ground | Other | 25000 | Bare Steel | Unknown | Not Marked
470326 | 20 | 1981-12-01 | Closed In Ground | Other | 50000 | Bare Steel | Unknown | Not Marked
470326 | 21 | 1981-12-01 | Closed In Ground | Other | 50000 | Bare Steel | Unknown | Not Marked
470326 | 22 | 1981-12-01 | Closed In Ground | Other | 50000 | Bare Steel | Unknown | Not Marked
470326 | 23 | 1981-12-01 | Closed In Ground | Other | 50000 | Bare Steel | Unknown | Not Marked
470326 | 24 | 1981-12-01 | Closed In Ground | Other | 50000 | Bare Steel | Unknown | Not Marked
470326 | 25 | 1981-12-01 | Closed In Ground | Other | 50000 | Bare Steel | Unknown | Not Marked
470326 | 26 | 1981-12-01 | Closed In Ground | Other | 50000 | Bare Steel | Unknown | Not Marked
470326 | 27 | 1981-12-01 | Closed In Ground | Other | 2000 | Bare Steel | Unknown | Not Marked
470326 | 28 | 1981-12-01 | Closed In Ground | Other | 2000 | Bare Steel | Unknown | Not Marked
470326 | 29 | 1981-12-01 | Closed In Ground | Other | 2000 | Bare Steel | Unknown | Not Marked
470326 | 3 | 1981-12-01 | Closed In Ground | Other | 25000 | Bare Steel | Unknown | Not Marked
470326 | 30 | 1981-12-01 | Closed In Ground | Other | 25000 | Bare Steel | Unknown | Not Marked
470326 | 31 | 1981-12-01 | Closed In Ground | Other | 50000 | Bare Steel | Unknown | Not Marked
470326 | 4 | 1981-12-01 | Closed In Ground | Other | 25000 | Bare Steel | Unknown | Not Marked
470326 | 5 | 1981-12-01 | Closed In Ground | Other | 25000 | Bare Steel | Unknown | Not Marked
470326 | 6 | 1981-12-01 | Closed In Ground | Other | 25000 | Bare Steel | Unknown | Not Marked
470326 | 7 | 1981-12-01 | Closed In Ground | Other | 25000 | Bare Steel | Unknown | Not Marked
470326 | 8 | 1981-12-01 | Closed In Ground | Other | 25000 | Bare Steel | Unknown | Not Marked
470326 | 9 | 1981-12-01 | Closed In Ground | Other | 25000 | Bare Steel | Unknown | Not Marked
470328 | 1 | 2000-02-01 | Removed From Ground | Diesel | 6000 | Bare Steel | Unknown | Suction: Valve At The Tank
470328 | 2 | 2000-02-01 | Removed From Ground | Diesel | 6000 | Bare Steel | Unknown | Suction: Valve At The Tank
470329 | 1 | 1993-11-01 | Removed From Ground | Gas | 3000 | Bare Steel | Galvanized Steel | Not Marked
470329 | 2 | 1993-11-01 | Removed From Ground | Gas | 3000 | Bare Steel | Galvanized Steel | Not Marked
470329 | 3 | 1993-11-01 | Removed From Ground | Gas | 3000 | Bare Steel | Galvanized Steel | Not Marked
470330 | 1 | 1997-04-21 | Removed From Ground | Gas | 3000 | Bare Steel | Galvanized Steel | Not Marked
470332 | 1 | 2008-06-09 | Removed From Ground | Gas | 5000 | Steel-Impressed Current | Cathodically Protected | Pressure |  | 1998-07-11 |  | 1998-07-11
470332 | 10 | 1986-01-01 | Closed In Ground | Empty | 4000 | Bare Steel | Galvanized Steel | Not Marked
470332 | 10 |  | Removed From Ground Date Unknown | Empty | 4000 | Bare Steel | Galvanized Steel | Not Marked
470332 | 11 | 1986-01-01 | Closed In Ground | Empty | 3000 | Bare Steel | Galvanized Steel | Not Marked
470332 | 11 |  | Removed From Ground Date Unknown | Empty | 3000 | Bare Steel | Galvanized Steel | Not Marked
470332 | 2 | 2008-06-09 | Removed From Ground | Gas | 5000 | Steel-Impressed Current | Cathodically Protected | Pressure |  | 1998-07-11 |  | 1998-07-11
470332 | 3 | 2008-06-09 | Removed From Ground | Gas | 5000 | Steel-Impressed Current | Cathodically Protected | Pressure |  | 1998-07-11 |  | 1998-07-11
470332 | 4 | 2008-06-09 | Removed From Ground | Diesel | 5000 | Steel-Impressed Current | Cathodically Protected | Pressure |  | 1998-07-11 |  | 1998-07-11
470332 | 5 | 1986-01-01 | Closed In Ground | Empty | 4000 | Bare Steel | Galvanized Steel | Not Marked
470332 | 5 |  | Removed From Ground Date Unknown | Empty | 4000 | Bare Steel | Galvanized Steel | Not Marked
470332 | 6 | 1986-01-01 | Closed In Ground | Empty | 4000 | Bare Steel | Galvanized Steel | Not Marked
470332 | 6 |  | Removed From Ground Date Unknown | Empty | 4000 | Bare Steel | Galvanized Steel | Not Marked
470332 | 7 | 1986-01-01 | Closed In Ground | Empty | 5000 | Bare Steel | Galvanized Steel | Not Marked
470332 | 7 |  | Removed From Ground Date Unknown | Empty | 5000 | Bare Steel | Galvanized Steel | Not Marked
470332 | 8 | 1986-01-01 | Closed In Ground | Empty | 2000 | Bare Steel | Galvanized Steel | Not Marked
470332 | 8 |  | Removed From Ground Date Unknown | Empty | 2000 | Bare Steel | Galvanized Steel | Not Marked
470332 | 9 | 1986-01-01 | Closed In Ground | Empty | 4000 | Bare Steel | Galvanized Steel | Not Marked
470332 | 9 |  | Removed From Ground Date Unknown | Empty | 4000 | Bare Steel | Galvanized Steel | Not Marked
470333 | 1 | 1977-01-03 | Currently In Use | Gas | 8000 | Steel-Impressed Current | Cathodically Protected | Pressure |  | 1998-05-01 |  | 1998-05-01
470333 | 2 | 1977-01-03 | Currently In Use | Gas | 8000 | Steel-Impressed Current | Cathodically Protected | Pressure |  | 1998-05-01 |  | 1998-05-01
470334 | 1 |  | Currently In Use | Other | 10000 | Bare Steel | Galvanized Steel | Gravity Fed
470334 | 2 | 1992-10-19 | Removed From Ground | Gas | 1000 | Bare Steel | Galvanized Steel | Not Marked
470337 | 1 | 1997-12-08 | Removed From Ground | Gas | 3000 | Bare Steel | Galvanized Steel | Suction: Valve At The Tank
470337 | 2 | 1997-12-08 | Removed From Ground | Diesel | 3000 | Composite | Galvanized Steel | Suction: Valve At The Tank
470337 | 3 | 1997-12-08 | Removed From Ground | Gas | 3000 | Bare Steel | Galvanized Steel | Suction: Valve At The Tank
470337 | 4 | 1997-12-08 | Removed From Ground | Gas | 3000 | Bare Steel | Galvanized Steel | Suction: Valve At The Tank
470337 | 5 | 1997-12-08 | Removed From Ground | Used Oil |  | Marked Unknown | Galvanized Steel | Gravity Fed | Y |  | Y
470337 | 6 | 1997-11-21 | Removed From Ground | Empty | 250 | Not Marked/Unknown | Bare Steel | Not Marked
470337 | 7 | 1998-07-01 | Currently In Use | Gas | 10000 | Composite | Double Walled Flex | Pressure | N | 1998-07-01 | N | 1998-07-01
470337 | 8 | 1998-07-01 | Currently In Use | Gas | 10000 | Composite | Double Walled Flex | Pressure | N | 1998-07-01 | N | 1998-07-01
470337 | 9A | 1998-07-01 | Currently In Use | Gas | 7000 | Composite |  |  | N | 1998-07-01 | N | 1998-07-01
470337 | 9B | 1998-07-01 | Currently In Use | Diesel | 3000 | Composite | Double Walled Flex | Pressure | N | 1998-07-01 | N | 1998-07-01
470339 | 1 | 1997-04-01 | Removed From Ground | Gas | 4000 | Bare Steel | Bare Steel | Suction: Valve At The Tank
470339 | 2 | 1997-04-01 | Removed From Ground | Gas | 4000 | Bare Steel | Bare Steel | Suction: Valve At The Tank
470342 | 1 | 1999-09-30 | Removed From Ground | Empty | 2000 | Bare Steel | Galvanized Steel | Not Marked
470343 | 1 |  | Permanently Out Of Use | Diesel | 3000 | Bare Steel | Unknown | Not Marked
470343 | 2 |  | Permanently Out Of Use | Gas | 3000 | Bare Steel | Unknown | Not Marked
470343 | 3 |  | Permanently Out Of Use | Gas | 4000 | Bare Steel | Unknown | Not Marked
470343 | 4 |  | Permanently Out Of Use | Gas | 4000 | Bare Steel | Unknown | Not Marked
470344 | 1 | 1996-10-25 | Removed From Ground | Gas | 8000 | Bare Steel | Galvanized Steel | Not Marked
470344 | 2 | 1996-10-25 | Removed From Ground | Gas | 8000 | Bare Steel | Galvanized Steel | Not Marked
470344 | 3 | 1996-11-04 | Currently In Use | Gas | 12000 | Epoxy | Double Walled | Pressure |  | 1996-11-06 |  | 1996-11-06
470344 | 4 | 2009-04-29 | Temporarily Out Of Use | Gas | 8000 | Composite | Double Walled | Pressure |  | 1996-11-06 |  | 1996-11-06
470345 | 1 | 1977-05-15 | Currently In Use | Gas | 4000 | Steel-Impressed Current | Impressed Current | Suction: No Valve At The Tank |  | 1995-10-01 |  | 1995-10-01
470345 | 2 | 1977-05-15 | Currently In Use | Gas | 4000 | Steel-Impressed Current | Impressed Current | Suction: No Valve At The Tank |  | 1995-10-01 |  | 1995-10-01
470345 | 3 | 1977-05-15 | Temporarily Out Of Use | Gas | 4000 | Steel-Impressed Current | Impressed Current | Suction: No Valve At The Tank |  | 1995-10-01 |  | 1995-10-01
470345 | 4 | 1977-05-15 | Temporarily Out Of Use | Gas | 4000 | Steel-Impressed Current | Impressed Current | Suction: No Valve At The Tank |  | 1995-10-01 |  | 1995-10-01
470345 | 5 | 1977-05-15 | Currently In Use | Gas | 4000 | Steel-Impressed Current | Impressed Current | Suction: No Valve At The Tank |  | 1995-10-01 |  | 1995-10-01
470345 | 6 | 1977-05-15 | Currently In Use | Kerosene | 2000 | Steel-Impressed Current | Impressed Current | Suction: No Valve At The Tank |  | 1995-10-01 |  | 1995-10-01
470347 | 1 | 2004-11-19 | Removed From Ground | Gas | 4000 | Steel-Impressed Current | Cathodically Protected | Suction: No Valve At The Tank |  | 1995-08-28 |  | 1995-08-28
470347 | 2 | 2004-11-19 | Removed From Ground | Gas | 4000 | Steel-Impressed Current | Cathodically Protected | Suction: No Valve At The Tank |  | 1995-08-28 |  | 1995-08-28
470347 | 3 | 2004-11-19 | Removed From Ground | Gas | 4000 | Steel-Impressed Current | Cathodically Protected | Suction: No Valve At The Tank |  | 1995-08-28 |  | 1995-08-28
470347 | 4 | 2004-11-19 | Removed From Ground | Gas | 4000 | Steel-Impressed Current | Cathodically Protected | Suction: No Valve At The Tank |  | 1995-08-28 |  | 1995-08-28
470347 | 5 | 2004-11-19 | Removed From Ground | Diesel | 4000 | Steel-Impressed Current | Cathodically Protected | Suction: No Valve At The Tank |  | 1995-08-28 |  | 1995-08-28
470348 | 1 | 2015-01-23 | Removed From Ground | Gas | 4000 | Steel-Impressed Current | Impressed Current | Suction: No Valve At The Tank |  | 1995-08-28 |  | 1995-08-28
470348 | 2 | 2015-01-23 | Removed From Ground | Gas | 4000 | Steel-Impressed Current | Impressed Current | Suction: No Valve At The Tank |  | 1995-08-28 |  | 1995-08-28
470348 | 3 | 2015-01-23 | Removed From Ground | Gas | 4000 | Steel-Impressed Current | Impressed Current | Suction: No Valve At The Tank |  | 1995-08-28 |  | 1995-08-28
470348 | 4 | 2015-01-23 | Removed From Ground | Gas | 4000 | Steel-Impressed Current | Impressed Current | Suction: No Valve At The Tank |  | 1995-08-28 |  | 1995-08-28
470348 | 5 | 2015-01-23 | Removed From Ground | Gas | 4000 | Steel-Impressed Current | Impressed Current | Suction: No Valve At The Tank |  | 1995-08-28 |  | 1995-08-28
470348 | 6 | 2015-01-23 | Removed From Ground | Diesel | 4000 | Steel-Impressed Current | Impressed Current | Suction: No Valve At The Tank |  | 1995-08-28 |  | 1995-08-28
470349 | 1 | 1993-02-13 | Removed From Ground | Diesel | 20000 | Bare Steel | Galvanized Steel | Not Marked
470349 | 2 | 1993-02-13 | Removed From Ground | Gas | 2000 | Bare Steel | Galvanized Steel | Not Marked
470349 | 3 | 1993-02-13 | Removed From Ground | Gas | 2000 | Bare Steel | Galvanized Steel | Not Marked
470350 | 1 |  | Removed From Ground Date Unknown | Gas |  | Bare Steel | Galvanized Steel | Not Marked
470350 | 2 | 1990-09-01 | Removed From Ground | Diesel |  | Bare Steel | Galvanized Steel | Not Marked
470350 | 3 | 1990-09-01 | Removed From Ground | Diesel |  | Bare Steel | Galvanized Steel | Not Marked
470350 | 4 | 1990-09-01 | Removed From Ground | Diesel |  | Bare Steel | Galvanized Steel | Not Marked
470350 | 5 | 1998-09-01 | Removed From Ground | Diesel |  | Bare Steel | Galvanized Steel | Not Marked
470350 | 6 | 1998-09-01 | Removed From Ground | Diesel |  | Bare Steel | Galvanized Steel | Not Marked
470351 | 1 | 1981-01-01 | Removed From Ground | Diesel | 10000 | Bare Steel | Unknown | Not Marked
470352 | 1 | 1991-04-21 | Removed From Ground | Gas | 5000 | Bare Steel | Galvanized Steel | Not Marked
470352 | 2 | 1991-04-21 | Removed From Ground | Gas | 5000 | Bare Steel | Galvanized Steel | Not Marked
470352 | 3 | 1991-04-21 | Removed From Ground | Other | 500 | Bare Steel | Galvanized Steel | Not Marked
470352 | 4 | 1991-04-21 | Removed From Ground | Used Oil | 500 | Bare Steel | Galvanized Steel | Not Marked | Y |  | Y
470352 | 5 | 1999-04-01 | Removed From Ground | Gas | 12000 | Double Walled | Fiberglass Reinforced Plastic | Pressure
470352 | 6 | 1999-04-01 | Removed From Ground | Used Oil | 1000 | Double Walled | Fiberglass Reinforced Plastic | Gravity Fed | Y |  | Y
470352 | 7 | 1999-04-01 | Removed From Ground | Other | 1000 | Double Walled | Fiberglass Reinforced Plastic | Suction: No Valve At The Tank
470356 | 1 | 2016-04-26 | Temporarily Out Of Use | Gas | 6000 | STIP-3 | Fiberglass Reinforced Plastic | Pressure |  | 1991-10-01 |  | 1991-10-01
470356 | 2 | 2016-04-26 | Temporarily Out Of Use | Gas | 6000 | STIP-3 | Fiberglass Reinforced Plastic | Pressure |  | 1991-10-01 |  | 1991-10-01
470356 | 3 | 2016-04-26 | Temporarily Out Of Use | Gas | 6000 | STIP-3 | Fiberglass Reinforced Plastic | Pressure |  | 1991-10-01 |  | 1991-10-01
470356 | 4 | 2016-04-26 | Temporarily Out Of Use | Diesel | 6000 | STIP-3 | Fiberglass Reinforced Plastic | Pressure |  | 1991-10-01 |  | 1991-10-01
470356 | 5 | 2004-09-30 | Removed From Ground | Not Marked/Tank Removed | 500 | Unknown | Not Marked | Not Marked | N |  | N
470357 | 1 | 1998-11-01 | Removed From Ground | Gas | 10000 | Bare Steel | Unknown | Not Marked
470357 | 2 | 1998-11-01 | Removed From Ground | Gas | 500 | Bare Steel | Unknown | Not Marked
470358 | 1 | 1987-01-01 | Currently In Use | Gas | 5000 | Steel-Impressed Current | Cathodically Protected | Pressure |  | 1999-02-01 |  | 1999-02-01
470358 | 2 | 1987-01-01 | Currently In Use | Gas | 5000 | Steel-Impressed Current | Cathodically Protected | Pressure |  | 1999-02-01 |  | 1999-02-01
470358 | 3 | 1987-01-01 | Currently In Use | Gas | 5000 | Steel-Impressed Current | Cathodically Protected | Pressure |  | 1999-02-01 |  | 1999-02-01
470358 | 4 | 1987-01-01 | Currently In Use | Empty | 2000 | Steel-Impressed Current | Cathodically Protected | Pressure |  | 1999-03-01 |  | 1999-03-01
470359 | 1 | 1992-04-28 | Removed From Ground | Gas | 10000 | Bare Steel | Bare Steel | Pressure
470359 | 2 | 1987-03-15 | Removed From Ground | Used Oil | 500 | Bare Steel | Unknown | Not Marked | Y |  | Y
470359 | 3 | 1992-04-28 | Removed From Ground | Other | 550 | Fiberglass | Fiberglass Reinforced Plastic | Gravity Fed
470359 | 4 | 1992-04-28 | Removed From Ground | Used Oil | 550 | Fiberglass | Fiberglass Reinforced Plastic | Gravity Fed | Y |  | Y
470359 | 5 | 1992-04-30 | Currently In Use | Diesel | 12000 | Double Walled | Fiberglass Reinforced Plastic | Pressure |  | 1992-04-01 |  | 1992-04-01
470361 | 1 | 1992-05-27 | Removed From Ground | Diesel | 7500 | Bare Steel | Unknown | Not Marked
470361 | 2 | 1992-05-27 | Removed From Ground | Gas | 6000 | Bare Steel | Unknown | Not Marked
470361 | 3 | 1992-05-27 | Removed From Ground | Gas | 1500 | Bare Steel | Unknown | Not Marked
470363 | 1 | 1987-11-04 | Currently In Use | Gas | 8000 | STIP-3 | Galvanic | Pressure |  | 1987-11-04 |  | 1987-11-04
470363 | 2 | 1987-11-04 | Currently In Use | Gas | 8000 | STIP-3 | Galvanic | Pressure |  | 1987-11-04 |  | 1987-11-04
470363 | 3 | 1987-11-04 | Currently In Use | Gas | 8000 | STIP-3 | Galvanic | Pressure |  | 1987-11-04 |  | 1987-11-04
472000 | 1 | 1987-11-04 | Currently In Use | Gas | 10000 | Steel-Galvanic | Fiberglass Reinforced Plastic | Pressure |  | 1987-11-04 |  | 1987-11-04
472000 | 2 | 1987-11-04 | Currently In Use | Gas | 10000 | Steel-Galvanic | Fiberglass Reinforced Plastic | Pressure |  | 1987-11-04 |  | 1987-11-04
472000 | 3 | 1987-11-04 | Currently In Use | Gas | 10000 | Steel-Galvanic | Fiberglass Reinforced Plastic | Pressure |  | 1987-11-04 |  | 1987-11-04
472000 | 4 | 1987-11-04 | Currently In Use | Diesel | 10000 | Steel-Galvanic | Fiberglass Reinforced Plastic | Pressure |  | 1987-11-04 |  | 1987-11-04
472000 | 5 | 1987-11-04 | Currently In Use | Kerosene | 3000 | Steel-Galvanic | Fiberglass Reinforced Plastic | Pressure |  | 1987-11-04 |  | 1987-11-04
472002 | 1 | 1992-10-01 | Removed From Ground | Gas | 3000 | Cathodically Protected Steel | Galvanized Steel | Not Marked
472002 | 10A | 1992-12-01 | Currently In Use | Gas | 5000 | Steel-Impressed Current | Fiberglass Reinforced Plastic | Pressure |  | 1992-12-01 |  | 1992-12-01
472002 | 10B | 1992-12-01 | Currently In Use | Diesel | 3000 | Steel-Impressed Current | Fiberglass Reinforced Plastic | Pressure |  | 1992-10-01 |  | 1992-10-01
472002 | 2 | 1992-10-01 | Removed From Ground | Gas | 3000 | Cathodically Protected Steel | Galvanized Steel | Pressure |  | 1992-12-01 |  | 1992-12-01
472002 | 3 | 1992-10-01 | Removed From Ground | Gas | 3000 | Cathodically Protected Steel | Galvanized Steel | Not Marked
472002 | 4 | 1992-10-01 | Removed From Ground | Gas | 6000 | Cathodically Protected Steel | Galvanized Steel | Not Marked
472002 | 5 | 1992-10-01 | Removed From Ground | Gas | 3000 | Cathodically Protected Steel | Galvanized Steel | Not Marked
472002 | 6 | 1992-10-01 | Removed From Ground | Gas | 3000 | Cathodically Protected Steel | Galvanized Steel | Not Marked
472002 | 7 | 1992-10-01 | Removed From Ground | Gas | 3000 | Cathodically Protected Steel | Galvanized Steel | Not Marked
472002 | 8 | 1992-12-01 | Currently In Use | Gas | 8000 | Steel-Impressed Current | Fiberglass Reinforced Plastic | Pressure |  | 1992-12-01 |  | 1992-12-01
472002 | 9 | 1992-12-01 | Currently In Use | Gas | 8000 | Steel-Impressed Current | Fiberglass Reinforced Plastic | Pressure |  | 1992-12-01 |  | 1992-12-01
480001 | 1 | 1992-03-17 | Removed From Ground | Diesel | 8000 | Bare Steel | Galvanized Steel | Not Marked
480001 | 2 | 1992-03-17 | Removed From Ground | Diesel | 3000 | Bare Steel | Galvanized Steel | Not Marked
480001 | 3 | 1992-03-17 | Removed From Ground | Diesel | 3000 | Bare Steel | Galvanized Steel | Not Marked
480001 | 4 | 1991-05-29 | Removed From Ground | Diesel | 3000 | Bare Steel | Galvanized Steel | Not Marked
480001 | 5 | 1992-03-20 | Removed From Ground | Diesel | 3000 | Bare Steel | Galvanized Steel | Not Marked
480001 | 6 | 1991-05-29 | Removed From Ground | Diesel | 3000 | Bare Steel | Galvanized Steel | Not Marked
480001 | 7 | 1991-05-29 | Removed From Ground | Diesel | 3000 | Bare Steel | Galvanized Steel | Not Marked
480001 | 8 | 1991-08-15 | Removed From Ground | Diesel | 3000 | Bare Steel | Galvanized Steel | Not Marked
480001 | 9 | 1991-08-15 | Removed From Ground | Diesel | 1000 | Bare Steel | Galvanized Steel | Not Marked
480002 | 1 | 1997-12-01 | Removed From Ground | Gas | 6000 | Bare Steel | Galvanized Steel | Suction: Valve At The Tank
480002 | 2 | 1997-12-01 | Removed From Ground | Gas | 8000 | Bare Steel | Galvanized Steel | Suction: Valve At The Tank
480002 | 3 | 1997-12-01 | Removed From Ground | Diesel | 10000 | Bare Steel | Galvanized Steel | Suction: Valve At The Tank
480002 | 4 | 1996-07-22 | Currently In Use | Gas | 10000 | Composite | Fiberglass Reinforced Plastic | Pressure |  | 1996-07-22 |  | 1996-07-22
480002 | 5 | 1996-07-22 | Currently In Use | Diesel | 10000 | Composite | Fiberglass Reinforced Plastic | Pressure |  | 1996-07-22 |  | 1996-07-22
480003 | 5 | 1998-12-01 | Removed From Ground | Diesel | 10000 | Bare Steel | Galvanized Steel | Suction: Valve At The Tank
480004 | 4 | 1997-11-01 | Removed From Ground | Diesel | 10000 | Bare Steel | Galvanized Steel | Suction: Valve At The Tank
480007 | 1 | 1994-07-26 | Removed From Ground | Used Oil | 1000 | Bare Steel | Galvanized Steel | Not Marked | Y |  | Y
480008 | 1 | 1996-10-01 | Removed From Ground | Diesel | 4164 | Bare Steel | Cathodically Protected | Not Marked
480008 | 2 | 2002-06-30 | Removed From Ground | Diesel | 4000 | Double Walled | Not Marked | Pressure |  | 1997-01-01 |  | 1997-01-01
480008 | 2 |  | Temporarily Out Of Use | Diesel | 4000 | Double Walled | Not Marked | Pressure |  | 1997-01-01 |  | 1997-01-01
480009 | 1 | 1980-01-01 | Currently In Use | Gas | 10000 | Cathodically Protected Steel | Cathodically Protected | Pressure |  | 1996-08-22 |  | 1996-08-22
480009 | 2 | 1980-01-01 | Currently In Use | Gas | 10000 | Cathodically Protected Steel | Cathodically Protected | Pressure |  | 1996-08-22 |  | 1996-08-22
480009 | 3 | 1980-01-01 | Currently In Use | Gas | 10000 | Cathodically Protected Steel | Cathodically Protected | Pressure |  | 1996-08-22 |  | 1996-08-22
480009 | 4 | 1980-01-01 | Currently In Use | Diesel | 10000 | Cathodically Protected Steel | Cathodically Protected | Pressure |  | 1996-08-22 |  | 1996-08-22
480011 | 1 | 1978-03-26 | Currently In Use | Gas | 10000 | Steel-Impressed Current | Fiberglass Reinforced Plastic | Pressure |  | 1994-03-01 |  | 1994-03-01
480011 | 2 | 1978-03-26 | Currently In Use | Gas | 10000 | Steel-Impressed Current | Fiberglass Reinforced Plastic | Pressure |  | 1994-03-01 |  | 1994-03-01
480011 | 3 | 1978-03-26 | Currently In Use | Gas | 10000 | Steel-Impressed Current | Fiberglass Reinforced Plastic | Pressure |  | 1994-03-01 |  | 1994-03-01
480011 | 4 | 1987-10-01 | Currently In Use | Diesel | 4000 | Steel-Impressed Current | Cathodically Protected | Pressure |  | 1994-03-01 |  | 1994-03-01
480011 | 5 | 1987-10-01 | Currently In Use | Kerosene | 2000 | Steel-Impressed Current | Cathodically Protected | Pressure |  | 1994-03-01 |  | 1994-03-01
480012 | 1 | 1991-10-15 | Removed From Ground | Gas | 4010 | Bare Steel | Galvanized Steel | Suction: Valve At The Tank
480012 | 2 | 1991-10-15 | Removed From Ground | Gas | 4010 | Bare Steel | Galvanized Steel | Suction: Valve At The Tank
480012 | 3 | 1991-10-15 | Removed From Ground | Gas | 4010 | Bare Steel | Galvanized Steel | Suction: Valve At The Tank
480012 | 4 | 1991-12-02 | Closed In Ground | Used Oil | 560 | Bare Steel | Galvanized Steel | Gravity Fed | Y |  | Y
480014 | 1 | 1998-12-01 | Removed From Ground | Gas | 2000 | Bare Steel | Galvanized Steel | Suction: Valve At The Tank
480014 | 2 | 1998-12-01 | Removed From Ground | Gas | 2000 | Bare Steel | Galvanized Steel | Suction: Valve At The Tank
480014 | 3 | 1998-12-01 | Removed From Ground | Gas | 5000 | Bare Steel | Galvanized Steel | Suction: Valve At The Tank
480015 | 1 | 1998-11-04 | Removed From Ground | Diesel | 1000 | Marked Unknown | Unknown | Suction: No Valve At The Tank
480015 | 2 | 1998-11-04 | Removed From Ground | Gas | 2000 | Marked Unknown | Unknown | Suction: No Valve At The Tank
480015 | 3 | 1993-07-01 | Currently In Use | Gas | 10000 | Fiberglass | Fiberglass Reinforced Plastic | Pressure |  | 1997-11-10 |  | 1997-11-10
480015 | 4 | 1993-07-01 | Currently In Use | Diesel | 2000 | Fiberglass | Fiberglass Reinforced Plastic | Pressure |  | 1997-11-10 |  | 1997-11-10
480017 | 1 | 1999-10-01 | Removed From Ground | Gas | 8000 | Steel-Galvanic | Cathodically Protected | Pressure |  | 1996-06-01 |  | 1996-06-01
480017 | 2 | 1999-10-01 | Removed From Ground | Gas | 8000 | Steel-Galvanic | Cathodically Protected | Pressure |  | 1996-06-06 |  | 1996-06-01
480017 | 3 | 1999-10-01 | Removed From Ground | Gas | 6000 | Steel-Galvanic | Cathodically Protected | Pressure |  | 1996-06-01 |  | 1996-06-01
480018 | 1 | 1998-08-12 | Removed From Ground | Gas | 1000 | Bare Steel | Unknown | Not Marked
480018 | 2 | 1991-01-01 | Removed From Ground | Other | 500 | Bare Steel | Unknown | Not Marked
480018 | 3 | 1991-01-01 | Removed From Ground | Other | 500 | Bare Steel | Unknown | Not Marked
480018 | 4 | 1991-01-01 | Removed From Ground | Other | 500 | Bare Steel | Unknown | Not Marked
480019 | 1 | 1993-06-18 | Removed From Ground | Gas | 2000 | Bare Steel | Galvanized Steel | Not Marked
480019 | 2 | 1993-06-18 | Removed From Ground | Gas | 2000 | Bare Steel | Galvanized Steel | Not Marked
480019 | 3 | 1993-06-18 | Removed From Ground | Gas | 2000 | Bare Steel | Galvanized Steel | Not Marked
480019 | 4 | 1993-06-30 | Currently In Use | Gas | 6000 | Steel-Galvanic | Fiberglass Reinforced Plastic | Pressure |  | 1993-06-30 |  | 1993-06-30
480019 | 5 | 1993-06-30 | Currently In Use | Gas | 8000 | Steel-Galvanic | Fiberglass Reinforced Plastic | Pressure |  | 1992-06-30 |  | 1992-06-30
480019 | 6 | 1993-06-30 | Currently In Use | Gas | 8000 | Steel-Galvanic | Fiberglass Reinforced Plastic | Pressure |  | 1993-06-30 |  | 1993-06-30
480020 | 1 | 1985-04-15 | Currently In Use | Gas | 6000 | Steel-Impressed Current | Impressed Current | Pressure |  | 1998-08-06 |  | 1998-08-06
480020 | 2 | 1985-04-15 | Currently In Use | Diesel | 6000 | Steel-Impressed Current | Impressed Current | Pressure |  | 1998-08-06 |  | 1998-08-06
480020 | 3 | 1985-04-15 | Currently In Use | Gas | 3000 | Steel-Impressed Current | Impressed Current | Pressure |  | 1998-08-06 |  | 1998-08-06
480021 | 1 |  | Removed From Ground Date Unknown | Gas | 2000 | Bare Steel | Galvanized Steel | Not Marked
480021 | 2 |  | Removed From Ground Date Unknown | Gas | 2000 | Bare Steel | Galvanized Steel | Not Marked
480021 | 3 |  | Removed From Ground Date Unknown | Gas | 2000 | Bare Steel | Galvanized Steel | Not Marked
480024 | 1 | 2004-12-09 | Removed From Ground | Gas | 10000 | Steel-Impressed Current | Fiberglass Reinforced Plastic | Pressure |  | 1998-05-04 |  | 1998-05-04
480024 | 2 | 2004-12-09 | Removed From Ground | Gas | 10000 | Steel-Impressed Current | Fiberglass Reinforced Plastic | Pressure |  | 1998-05-04 |  | 1998-05-04
480024 | 3 | 2004-12-09 | Removed From Ground | Gas | 8000 | Steel-Impressed Current | Fiberglass Reinforced Plastic | Pressure |  | 1998-05-04 |  | 1998-05-04
480024 | 4 | 2004-12-09 | Removed From Ground | Used Oil | 550 | Bare Steel | Galvanized Steel | Not Marked | Y |  | Y
480025 | 1 | 1990-07-24 | Removed From Ground | Gas | 10000 | Cathodically Protected Steel | Galvanized Steel | Not Marked
480025 | 2 | 1990-07-24 | Removed From Ground | Gas | 10000 | Cathodically Protected Steel | Galvanized Steel | Not Marked
480025 | 3 | 1990-07-24 | Removed From Ground | Gas | 5000 | Cathodically Protected Steel | Galvanized Steel | Not Marked
480025 | 4 | 1990-07-24 | Removed From Ground | Used Oil | 550 | Cathodically Protected Steel | Galvanized Steel | Not Marked | Y |  | Y
480025 | 5 | 2012-08-16 | Removed From Ground | Gas | 8000 | Composite | Double Walled | Pressure |  | 2001-12-14 |  | 2001-12-14
480025 | 6 | 2012-08-16 | Removed From Ground | Gas | 12000 | Composite | Double Walled | Pressure |  | 2001-12-14 |  | 2001-12-14
480025 | 7 | 2012-08-16 | Removed From Ground | Diesel | 15000 | Composite | Double Walled | Pressure |  | 2001-12-14 |  | 2001-12-14
480026 | 1 | 2015-12-21 | Removed From Ground | Used Oil | 1000 | Fiberglass | Fiberglass Reinforced Plastic | Gravity Fed | Y | 1993-04-14 12:00 | Y | 1993-04-14 12:00
480026 | 2 | 2015-12-21 | Removed From Ground | Gas | 10000 | Fiberglass | Fiberglass Reinforced Plastic | Pressure |  | 1993-04-14 12:00 |  | 1993-04-14 12:00
480026 | 3 | 2015-12-21 | Removed From Ground | Gas | 10000 | Fiberglass | Fiberglass Reinforced Plastic | Pressure |  | 1993-04-14 12:00 |  | 1993-04-14 12:00
480026 | 4 | 2015-12-21 | Removed From Ground | Gas | 10000 | Fiberglass | Fiberglass Reinforced Plastic | Pressure |  | 1993-04-14 12:00 |  | 1993-04-14 12:00
480026 | 5 | 2015-12-21 | Removed From Ground | Diesel | 10000 | Fiberglass | Fiberglass Reinforced Plastic | Pressure |  | 1993-04-14 12:00 |  | 1993-04-14 12:00
480030 | 1 | 1983-04-11 | Currently In Use | Gas | 12000 | Steel-Impressed Current | Cathodically Protected | Pressure |  | 1983-01-01 |  | 1997-07-15
480030 | 2 | 1983-04-11 | Currently In Use | Gas | 12000 | Steel-Impressed Current | Cathodically Protected | Pressure |  | 1983-01-01 |  | 1997-07-15
480030 | 3 | 1983-04-11 | Currently In Use | Diesel | 12000 | Steel-Impressed Current | Cathodically Protected | Pressure |  | 1983-01-01 |  | 1997-07-15
480030 | 4 | 1983-04-11 | Currently In Use | Diesel | 12000 | Steel-Impressed Current | Cathodically Protected | Pressure |  | 1983-01-01 |  | 1997-07-15
480030 | 5 | 1985-04-10 | Currently In Use | Diesel | 6000 | Steel-Impressed Current | Cathodically Protected | Pressure |  | 1985-01-01 |  | 1997-07-15
480031 | 1 | 1998-11-01 | Removed From Ground | Gas | 2000 | Bare Steel | Galvanized Steel | Suction: Valve At The Tank
480031 | 2 | 1995-04-01 | Removed From Ground | Other | 1000 | Bare Steel | Galvanized Steel | Suction: Valve At The Tank
480031 | 3 | 1998-11-01 | Removed From Ground | Gas | 1000 | Bare Steel | Galvanized Steel | Suction: No Valve At The Tank |  | 1993-01-01
480031 | 4 | 2013-02-27 | Currently In Use | Diesel | 2000 | STIP-3 | Cathodically Protected | Suction: Valve At The Tank |  | 1998-11-01 |  | 1998-11-01
480031 | 5 |  | Permanently Out Of Use | Empty | 500 | Bare Steel | Fiberglass/Double Walled | Suction: No Valve At The Tank
480031 | 6 | 2013-02-27 | Currently In Use | Gas | 8000 | Composite | Fiberglass/Double Walled | Pressure |  | 1998-12-01 |  | 1998-12-01
480031 | 7 | 2013-02-27 | Currently In Use | Gas | 6000 | Composite | Fiberglass/Double Walled | Pressure |  | 1998-12-01 |  | 1998-12-01
480031 | 8 | 2004-08-11 | Removed From Ground Date Unknown | Diesel | 2000 | Cathodically Protected Steel | Fiberglass Reinforced Plastic | Pressure |  | 1998-12-01 |  | 1998-12-01
480032 | 1 | 1989-05-01 | Removed From Ground | Used Oil | 1000 | Bare Steel | Galvanized Steel | Not Marked | Y |  | Y
480033 | 1 | 1998-03-11 | Removed From Ground | Gas | 6000 | Bare Steel | Bare Steel | Pressure |  | 1989-10-01 |  | 1989-10-01
480033 | 2 | 1998-03-11 | Removed From Ground | Gas | 6000 | Bare Steel | Bare Steel | Pressure |  | 1989-10-01 |  | 1989-10-01
480033 | 3 | 1998-03-11 | Removed From Ground | Gas | 4000 | Bare Steel | Bare Steel | Pressure |  | 1989-10-01 |  | 1989-10-01
480033 | 4 | 1971-01-01 | Removed From Ground | Other | 5000 | Bare Steel | Galvanized Steel | Not Marked
480033 | 5 | 2011-04-29 | Removed From Ground | Used Oil | 300 | Unknown | Unknown |  | N |  | N
480033 | 6 | 2012-05-01 | Currently In Use | Gas | 15000 | Tank Jacket | Fiberglass/Double Walled | Pressure | N | 2012-05-01 | N | 2012-05-01
480034 | 395153 | 1977-08-01 | Temporarily Out Of Use | Used Oil | 550 | Bare Steel | Bare Steel | Not Marked | Y |  | Y
480034 | 395153 |  | Removed From Ground Date Unknown | Used Oil | 550 | Bare Steel | Bare Steel | Not Marked | Y |  | Y
480034 | 395158 | 1977-08-01 | Temporarily Out Of Use | Gas | 8000 | Bare Steel | Bare Steel | Not Marked
480034 | 395158 |  | Removed From Ground Date Unknown | Gas | 8000 | Bare Steel | Bare Steel | Not Marked
480034 | 395160 | 1977-08-01 | Temporarily Out Of Use | Gas | 8000 | Bare Steel | Bare Steel | Not Marked
480034 | 395160 |  | Removed From Ground Date Unknown | Gas | 8000 | Bare Steel | Bare Steel | Not Marked
480034 | 460273 | 1977-08-01 | Temporarily Out Of Use | Gas | 8068 | Fiberglass | Unknown | Not Marked
480034 | 460273 |  | Removed From Ground Date Unknown | Gas | 8068 | Fiberglass | Unknown | Not Marked
480035 | 1 | 2006-10-09 | Removed From Ground | Gas | 10000 | Fiberglass | Fiberglass/Double Walled | Pressure |  | 1994-09-14 |  | 1994-09-14
480035 | 2 | 2006-10-09 | Removed From Ground | Gas | 10000 | Fiberglass | Fiberglass/Double Walled | Pressure |  | 1994-09-14 |  | 1994-09-14
480035 | 3 | 2006-10-09 | Removed From Ground | Gas | 10000 | Fiberglass | Fiberglass/Double Walled | Pressure |  | 1994-09-14 |  | 1994-09-14
480035 | 4 | 1992-09-01 | Removed From Ground | Used Oil | 550 | Bare Steel | Galvanized Steel | Not Marked | Y |  | Y
480035 | 5 | 2006-10-10 | Removed From Ground | Used Oil | 1000 | Fiberglass | Fiberglass/Double Walled | Gravity Fed | Y |  | Y | 1994-09-14
480038 | 1 | 1992-12-05 | Removed From Ground | Gas | 10000 | Bare Steel | Galvanized Steel | Pressure
480038 | 2 | 1992-12-05 | Removed From Ground | Gas | 10000 | Bare Steel | Galvanized Steel | Pressure
480038 | 3 | 1992-12-05 | Removed From Ground | Gas | 10000 | Bare Steel | Galvanized Steel | Pressure
480038 | 4 | 1992-12-05 | Removed From Ground | Empty | 10000 | Bare Steel | Galvanized Steel | Pressure
480039 | 1 | 1993-03-09 | Removed From Ground | Gas | 1000 | Bare Steel | Bare Steel | Not Marked
480040 | 1 | 1985-01-03 | Currently In Use | Gas | 10000 | Fiberglass | Fiberglass Reinforced Plastic | Pressure |  | 1994-07-01 |  | 1994-07-01
480040 | 2 | 1985-01-03 | Currently In Use | Gas | 10000 | Fiberglass | Fiberglass Reinforced Plastic | Pressure |  | 1994-07-01 |  | 1994-07-01
480040 | 3 | 1985-01-03 | Currently In Use | Gas | 10000 | Fiberglass | Fiberglass Reinforced Plastic | Pressure |  | 1994-07-01 |  | 1994-07-01
480041 | 1 | 1983-04-30 | Currently In Use | Gas | 10000 | Fiberglass | Fiberglass Reinforced Plastic | Pressure |  | 1995-09-01 |  | 1991-01-01
480041 | 2 | 1983-04-30 | Currently In Use | Gas | 10000 | Fiberglass | Fiberglass Reinforced Plastic | Pressure |  | 1995-09-01 |  | 1991-01-01
480041 | 3 | 1983-04-30 | Currently In Use | Gas | 10000 | Fiberglass | Fiberglass Reinforced Plastic | Pressure |  | 1995-09-01 |  | 1991-01-01
480041 | 4 | 1983-04-30 | Currently In Use | Diesel | 10000 | Fiberglass | Fiberglass Reinforced Plastic | Pressure |  | 1995-09-01 |  | 1991-01-01
480043 | 1 | 1983-04-01 | Currently In Use | Gas | 10000 | Cathodically Protected Steel | Double Walled | Pressure |  | 1996-01-01 |  | 1996-01-01
480043 | 2 | 1983-04-01 | Currently In Use | Gas | 6000 | Cathodically Protected Steel | Double Walled | Pressure |  | 1996-01-01 |  | 1996-01-01
480043 | 3 | 1983-04-01 | Currently In Use | Gas | 6000 | Cathodically Protected Steel | Double Walled | Pressure |  | 1996-01-01 |  | 1996-01-01
480044 | 1 | 1999-11-07 | Removed From Ground | Other | 2050 | Bare Steel | Galvanized Steel | Suction: Valve At The Tank
480046 | 1 | 1988-12-14 | Closed In Ground | Gas | 1000 | Bare Steel | Bare Steel | Not Marked
480047 | 1 | 1987-07-01 | Removed From Ground | Gas | 10000 | Bare Steel | Galvanized Steel | Not Marked
480047 | 2 | 1987-07-01 | Removed From Ground | Gas | 10000 | Bare Steel | Galvanized Steel | Not Marked
480047 | 4 | 1987-07-01 | Currently In Use | Gas | 10000 | Fiberglass | Fiberglass Reinforced Plastic | Pressure |  | 1994-06-17 |  | 1994-06-17
480047 | 5 | 1987-07-01 | Currently In Use | Gas | 10000 | Fiberglass | Fiberglass Reinforced Plastic | Pressure |  | 1994-06-17 |  | 1994-06-17
480047 | 6 | 1987-07-01 | Currently In Use | Gas | 10000 | Fiberglass | Fiberglass Reinforced Plastic | Pressure |  | 1994-06-17 |  | 1994-06-17
480048 | 1 | 2013-10-19 | Removed From Ground | Gas | 10000 | Steel-Impressed Current | Fiberglass Reinforced Plastic | Pressure |  | 1994-12-03 |  | 1994-12-03
480048 | 2 | 2013-10-09 | Removed From Ground | Gas | 10000 | Steel-Impressed Current | Fiberglass Reinforced Plastic | Pressure |  | 1994-12-03 |  | 1994-12-03
480048 | 3 | 1996-03-06 | Permanently Out Of Use | Gas | 10000 | Not Marked/Unknown | Not Marked | Not Marked
480049 | 1 | 1993-06-23 | Removed From Ground | Gas | 8000 | Bare Steel | Galvanized Steel | Not Marked
480049 | 2 | 1993-06-23 | Removed From Ground | Gas | 8000 | Bare Steel | Galvanized Steel | Not Marked
480050 | 026-01 | 1987-03-25 | Removed From Ground | Gas | 1000 | Bare Steel | Galvanized Steel | Not Marked
480050 | 026-02 | 1987-03-01 | Removed From Ground | Gas | 2000 | Bare Steel | Galvanized Steel | Suction: No Valve At The Tank
480050 | 026-05 | 1992-10-29 | Removed From Ground | Other | 550 | Bare Steel | Galvanized Steel | Suction: No Valve At The Tank
480050 | 026-06 | 1992-10-29 | Removed From Ground | Other | 1500 | Bare Steel | Galvanized Steel | Suction: No Valve At The Tank
480050 | 026-07 | 1992-10-29 | Removed From Ground | Other | 1500 | Bare Steel | Galvanized Steel | Suction: No Valve At The Tank
480050 | 026-08 | 1992-10-29 | Removed From Ground | Other | 1500 | Bare Steel | Galvanized Steel | Suction: No Valve At The Tank
480050 | 026-09 | 1992-10-29 | Removed From Ground | Other | 1500 | Cathodically Protected Steel | Galvanized Steel | Suction: No Valve At The Tank
480050 | 026-13 | 1992-10-29 | Removed From Ground | Used Oil | 1000 | Bare Steel | Galvanized Steel | Suction: No Valve At The Tank | Y |  | Y
480050 | 026-13A | 1992-10-29 | Removed From Ground | Used Oil | 550 | Cathodically Protected Steel | Galvanized Steel | Suction: No Valve At The Tank | Y |  | Y
480050 | 026-14 | 1992-10-29 | Removed From Ground | Used Oil | 2000 | Cathodically Protected Steel | Galvanized Steel | Suction: No Valve At The Tank | Y |  | Y
480051 | 1 | 1984-05-01 | Currently In Use | Gas | 8000 | Steel-Impressed Current | Cathodically Protected | Suction: Valve At The Tank |  | 1997-04-01 |  | 1997-04-01
480051 | 2 | 1984-05-01 | Currently In Use | Gas | 6000 | Steel-Impressed Current | Cathodically Protected | Suction: Valve At The Tank |  | 1997-04-01 |  | 1997-04-01
480051 | 3 | 1984-05-01 | Currently In Use | Diesel | 6000 | Steel-Impressed Current | Cathodically Protected | Not Marked |  | 1997-04-01 |  | 1997-04-01
480052 | 1 | 1991-10-22 | Removed From Ground | Gas | 10000 | Fiberglass | Fiberglass Reinforced Plastic | Pressure
480052 | 2 | 1991-10-22 | Removed From Ground | Gas | 6000 | Fiberglass | Fiberglass Reinforced Plastic | Pressure
480052 | 3 | 1991-10-22 | Removed From Ground | Gas | 6000 | Fiberglass | Fiberglass Reinforced Plastic | Pressure
480052 | 4 | 1991-10-22 | Removed From Ground | Kerosene | 1000 | Bare Steel | Fiberglass Reinforced Plastic | Not Marked
480052 | 5 | 1991-10-22 | Removed From Ground | Used Oil | 550 | Bare Steel | Fiberglass Reinforced Plastic | Not Marked | Y |  | Y
480053 | 1 | 2013-04-02 | Currently In Use | Gas | 10000 | Steel-Impressed Current | Impressed Current | Pressure |  | 2007-07-12 12:00 |  | 2007-07-12 12:00
480053 | 2 | 2013-04-02 | Currently In Use | Gas | 8000 | Steel-Impressed Current | Impressed Current | Pressure |  | 2007-07-12 12:00 |  | 2007-07-12 12:00
480053 | 3 | 2013-04-02 | Currently In Use | Gas | 8000 | Steel-Impressed Current | Impressed Current | Pressure |  | 2007-07-12 12:00 |  | 2007-07-12 12:00
480054 | 1 | 1993-08-27 | Removed From Ground | Diesel | 15000 | Bare Steel | Galvanized Steel | Suction: Valve At The Tank
480054 | 1-A | 1993-10-01 | Currently In Use | Gas | 10000 | Steel-Galvanic | Fiberglass Reinforced Plastic | Suction: No Valve At The Tank |  | 1993-10-01 |  | 1993-10-01
480054 | 2 | 1993-08-27 | Removed From Ground | Gas | 8000 | Bare Steel | Galvanized Steel | Suction: Valve At The Tank
480054 | 2-A | 1993-10-01 | Currently In Use | Diesel | 10000 | Steel-Galvanic | Fiberglass Reinforced Plastic | Suction: No Valve At The Tank |  | 1993-10-01 |  | 1993-10-01
480054 | 3 | 1993-08-27 | Removed From Ground | Other | 5000 | Bare Steel | Galvanized Steel | Suction: Valve At The Tank
480056 | 1 | 1995-03-27 | Removed From Ground | Diesel | 12000 | Fiberglass | Galvanized Steel | Not Marked
480059 | 1 | 1985-05-06 | Currently In Use | Gas | 8000 | Fiberglass Double Walled | Fiberglass Reinforced Plastic | Pressure |  | 1994-06-24 |  | 1994-06-24
480059 | 2 | 1985-05-06 | Currently In Use | Gas | 8000 | Fiberglass Double Walled | Fiberglass Reinforced Plastic | Pressure |  | 1994-06-24 |  | 1994-06-24
480059 | 3 | 1985-05-06 | Currently In Use | Gas | 8000 | Fiberglass Double Walled | Fiberglass Reinforced Plastic | Pressure |  | 1994-06-24 |  | 1994-06-24
480060 | 1 | 1984-05-06 | Currently In Use | Gas | 6000 | Steel-Impressed Current | Fiberglass Reinforced Plastic | Pressure |  | 1998-12-01 |  | 1998-12-01
480060 | 2 | 1984-05-06 | Currently In Use | Gas | 6000 | Steel-Impressed Current | Fiberglass Reinforced Plastic | Pressure |  | 1998-12-01 |  | 1998-12-01
480060 | 3 | 1984-05-06 | Currently In Use | Gas | 6000 | Steel-Impressed Current | Fiberglass Reinforced Plastic | Pressure |  | 1998-12-01 |  | 1998-12-01
480061 | 1 | 1999-02-20 | Removed From Ground | Gas | 6000 | Bare Steel | Galvanized Steel | Not Marked
480061 | 2 | 1999-02-20 | Removed From Ground | Gas | 6000 | Bare Steel | Galvanized Steel | Not Marked
480061 | 3 | 1999-02-20 | Removed From Ground | Gas | 6000 | Bare Steel | Galvanized Steel | Not Marked
480063 | 1 | 1998-12-22 | Removed From Ground | Other | 14000 | Bare Steel | Galvanized Steel | Pressure
480063 | 2 | 1989-01-02 | Closed In Ground | Other | 3000 | Bare Steel | Galvanized Steel | Not Marked
480063 | 3 | 1989-01-02 | Closed In Ground | Other | 2000 | Bare Steel | Galvanized Steel | Not Marked
480064 | 1 | 1993-03-29 | Removed From Ground | Gas | 1000 | Bare Steel | Galvanized Steel | Not Marked
480065 | 1 | 1969-05-12 | Currently In Use | Diesel | 3000 | Cathodically Protected Steel | Fiberglass Reinforced Plastic | Pressure |  | 1989-06-19 |  | 1989-06-19
480065 | 2 | 1969-05-12 | Currently In Use | Gas | 6000 | Cathodically Protected Steel | Fiberglass Reinforced Plastic | Pressure |  | 1989-06-19 |  | 1989-06-19
480065 | 3 | 1969-05-12 | Currently In Use | Gas | 6000 | Cathodically Protected Steel | Fiberglass Reinforced Plastic | Pressure |  | 1989-06-19 |  | 1989-06-19
480065 | 4 | 1987-11-30 | Currently In Use | Gas | 8000 | Cathodically Protected Steel | Fiberglass Reinforced Plastic | Pressure |  | 1987-11-30 |  | 1987-11-30
480067 | 1 | 1990-05-01 | Removed From Ground | Gas | 1000 | Bare Steel | Galvanized Steel | Not Marked
480067 | 2 | 1990-05-01 | Removed From Ground | Gas | 560 | Bare Steel | Galvanized Steel | Not Marked
480067 | 3 | 1990-05-01 | Removed From Ground | Diesel | 1000 | Bare Steel | Galvanized Steel | Not Marked
480067 | 4 | 1990-05-01 | Removed From Ground | Kerosene | 560 | Bare Steel | Galvanized Steel | Not Marked
480067 | 5 | 2013-05-15 | Removed From Ground | Gas | 4000 | Cathodically Protected Steel | Fiberglass Reinforced Plastic | Pressure |  | 1990-05-01 |  | 1990-05-01
480067 | 6 | 2013-05-15 | Removed From Ground | Gas | 4000 | Cathodically Protected Steel | Fiberglass Reinforced Plastic | Pressure |  | 1990-05-01 |  | 1990-05-01
480067 | 7 | 2013-05-15 | Removed From Ground | Gas | 3000 | Cathodically Protected Steel | Fiberglass Reinforced Plastic | Pressure |  | 1990-05-01 |  | 1990-05-01
480067 | 8 | 2013-05-15 | Removed From Ground | Diesel | 2000 | Cathodically Protected Steel | Fiberglass Reinforced Plastic | Pressure |  | 1990-05-01 |  | 1990-05-01
480068 | 1 | 1995-04-01 | Removed From Ground | Gas | 2980 | Bare Steel | Galvanized Steel | Suction: Valve At The Tank
480068 | 2 | 1995-04-01 | Removed From Ground | Gas | 2980 | Bare Steel | Galvanized Steel | Suction: Valve At The Tank
480068 | 3 | 1995-04-01 | Removed From Ground | Kerosene | 560 | Bare Steel | Galvanized Steel | Suction: Valve At The Tank
480068 | 4A | 1995-04-01 | Currently In Use | Gas | 10000 | Fiberglass | Fiberglass/Double Walled | Pressure |  | 1995-04-01 |  | 1995-04-01
480068 | 4B | 1995-04-01 | Currently In Use | Gas | 6000 | Fiberglass | Fiberglass/Double Walled | Pressure |  | 1995-04-01 |  | 1995-04-01
480068 | 5 | 1995-04-01 | Currently In Use | Diesel | 3000 | Fiberglass | Fiberglass/Double Walled | Pressure |  | 1995-04-01 |  | 1995-04-01
480068 | 6 | 1995-04-01 | Currently In Use | Kerosene | 600 | Fiberglass | Fiberglass/Double Walled | Pressure |  | 1995-04-01 |  | 1995-04-01
480070 | 1 |  | Permanently Out Of Use | Used Oil | 500 | Bare Steel | Unknown | Not Marked | Y |  | Y
480070 | 2 |  | Permanently Out Of Use | Empty | 1000 | Bare Steel | Unknown | Not Marked
480070 | 3 |  | Permanently Out Of Use | Empty | 1000 | Bare Steel | Unknown | Not Marked
480071 | 1 | 1991-11-18 | Removed From Ground | Gas | 4000 | Bare Steel | Galvanized Steel | Not Marked
480071 | 2 | 1991-11-18 | Removed From Ground | Gas | 6000 | Bare Steel | Galvanized Steel | Not Marked
480071 | 3 | 1991-11-18 | Removed From Ground | Gas | 6000 | Bare Steel | Galvanized Steel | Not Marked
480071 | 4 | 1991-11-18 | Removed From Ground | Gas | 10000 | Bare Steel | Galvanized Steel | Not Marked
480071 | 5 | 1991-11-18 | Removed From Ground | Diesel | 6000 | Bare Steel | Galvanized Steel | Not Marked
480071 | 6 | 1991-11-18 | Removed From Ground | Diesel | 6000 | Bare Steel | Galvanized Steel | Not Marked
480071 | 7 | 1991-11-18 | Removed From Ground | Kerosene | 10000 | Bare Steel | Galvanized Steel | Not Marked
480072 | 1 | 1993-04-08 | Removed From Ground | Used Oil | 550 | Bare Steel | Galvanized Steel | Gravity Fed | Y |  | Y
480073 | 1 | 1994-04-01 | Removed From Ground | Used Oil | 550 | Bare Steel | Bare Steel | Not Marked | Y |  | Y
480074 | 1 | 1992-01-01 | Currently In Use | Diesel | 10000 | Fiberglass | Fiberglass/Double Walled | Pressure |  | 1992-01-01 |  | 1992-01-01
480074 | 2 | 1992-02-03 | Removed From Ground | Diesel | 6000 | Bare Steel | Bare Steel | Suction: Valve At The Tank
480074 | 3 | 1991-09-19 | Removed From Ground | Diesel | 1000 | Bare Steel | Bare Steel | Not Marked
480075 | 1 | 1999-06-18 | Removed From Ground | Gas | 10000 | Bare Steel | Galvanized Steel | Not Marked
480075 | 2 | 1999-06-18 | Removed From Ground | Gas | 10000 | Bare Steel | Galvanized Steel | Not Marked
480075 | 3 | 1999-06-18 | Removed From Ground | Gas | 4000 | Bare Steel | Galvanized Steel | Not Marked
480075 | 4 | 1999-06-18 | Removed From Ground | Gas | 4000 | Bare Steel | Galvanized Steel | Not Marked
480075 | 5 | 1999-06-18 | Removed From Ground | Gas | 3000 | Bare Steel | Galvanized Steel | Not Marked
480075 | 6 | 1999-06-18 | Removed From Ground | Gas | 3000 | Bare Steel | Galvanized Steel | Not Marked
480075 | 7 | 1999-06-18 | Removed From Ground | Kerosene | 1120 | Bare Steel | Galvanized Steel | Not Marked
480075 | 8 | 1999-06-18 | Removed From Ground | Used Oil | 560 | Bare Steel | Galvanized Steel | Not Marked | Y |  | Y
480076 | 1 | 1981-05-09 | Currently In Use | Gas | 12000 | Steel-Impressed Current | Cathodically Protected | Pressure |  | 1988-01-01 |  | 1988-01-01
480076 | 2 | 1981-05-09 | Currently In Use | Gas | 12000 | Steel-Impressed Current | Cathodically Protected | Pressure |  | 1988-01-01 |  | 1988-01-01
480076 | 3 | 1981-05-09 | Currently In Use | Gas | 12000 | Steel-Impressed Current | Cathodically Protected | Pressure |  | 1988-01-01 |  | 1988-01-01
480076 | 4 | 1995-05-09 | Permanently Out Of Use | Gas | 12000 | Bare Steel | Galvanized Steel | Pressure |  | 1988-01-01 |  | 1988-01-01
480077 | 1 | 1989-06-01 | Removed From Ground | Diesel |  | Bare Steel | Galvanized Steel | Not Marked
480077 | 2 | 1989-06-01 | Removed From Ground | Diesel |  | Bare Steel | Galvanized Steel | Not Marked
480077 | 3 | 1989-06-01 | Removed From Ground | Diesel |  | Bare Steel | Galvanized Steel | Not Marked
480077 | 4 | 1989-06-01 | Removed From Ground | Diesel |  | Bare Steel | Galvanized Steel | Not Marked
480078 | 1 | 2005-02-10 | Removed From Ground | Gas | 10000 | Steel-Impressed Current | Impressed Current | Pressure |  | 1995-05-30 |  | 1995-05-30
480078 | 2 | 2005-02-10 | Removed From Ground | Gas | 10000 | Steel-Impressed Current | Impressed Current | Pressure |  | 1995-05-30 |  | 1995-05-30
480078 | 2A | 2005-04-01 | Currently In Use | Gas | 6000 | Fiberglass | Fiberglass/Double Walled | Pressure | N | 2005-04-01 | N | 2005-04-01
480078 | 2B | 2005-04-01 | Currently In Use | Diesel | 6000 | Fiberglass | Fiberglass/Double Walled | Pressure | N | 2005-04-01 | N | 2005-04-01
480078 | 3 | 2005-02-10 | Removed From Ground | Gas | 10000 | Steel-Impressed Current | Impressed Current | Pressure |  | 1995-05-30 |  | 1995-05-30
480078 | 4 | 2005-04-01 | Currently In Use | Gas | 12000 | Fiberglass | Fiberglass/Double Walled | Pressure | N | 2005-04-01 | N | 2005-04-01
480079 | 1 | 1991-09-03 | Removed From Ground | Gas | 10000 | Bare Steel | Galvanized Steel | Not Marked
480079 | 2 | 1991-09-03 | Removed From Ground | Gas | 10000 | Bare Steel | Galvanized Steel | Not Marked
480080 | 1 |  | Removed From Ground Date Unknown | Other | 10000 | Cathodically Protected Steel | Copper | Suction: Valve At The Tank
480080 | 2 | 1996-02-29 | Currently In Use | Diesel | 6000 | Fiberglass Double Walled | Secondary Containment | Suction: Valve At The Tank | N | 1996-02-29 | N | 1996-02-29
480081 | 1 |  | Permanently Out Of Use | Gas | 4000 | Bare Steel | Galvanized Steel | Not Marked
480081 | 2 |  | Permanently Out Of Use | Gas | 4000 | Bare Steel | Galvanized Steel | Not Marked
480081 | 3 |  | Permanently Out Of Use | Diesel | 4000 | Bare Steel | Galvanized Steel | Not Marked
480083 | 1 | 1980-01-03 | Currently In Use | Gas | 12000 | Steel-Impressed Current | Double Walled Flex | Pressure |  | 1996-07-01 |  | 1996-07-01
480083 | 2 | 1980-01-03 | Currently In Use | Gas | 12000 | Steel-Impressed Current | Double Walled Flex | Pressure |  | 1996-07-01 |  | 1996-07-01
480083 | 3 | 1980-01-03 | Currently In Use | Diesel | 8000 | Steel-Impressed Current | Double Walled Flex | Pressure |  | 1996-07-01 |  | 1996-07-01
480083 | 4 | 2009-03-20 | Temporarily Out Of Use | Kerosene | 1000 | Steel-Impressed Current | Double Walled | Suction: Valve At The Tank |  | 1996-07-01 |  | 1996-07-01
480084 | 1 | 1992-09-26 | Removed From Ground | Gas | 8000 | Bare Steel | Galvanized Steel | Suction: Valve At The Tank
480084 | 2 | 1992-09-26 | Removed From Ground | Gas | 8000 | Bare Steel | Galvanized Steel | Suction: Valve At The Tank
480085 | 1 | 1997-04-22 | Removed From Ground | Gas | 10000 | Bare Steel | Bare Steel | Pressure
480085 | 2 |  | Removed From Ground Date Unknown | Gas | 10000 | Bare Steel | Bare Steel | Pressure
480085 | 3 |  | Removed From Ground Date Unknown | Gas | 10000 | Bare Steel | Bare Steel | Pressure
480085 | 5 | 1992-11-05 | Removed From Ground | Gas | 3000 | Bare Steel | Bare Steel | Suction: No Valve At The Tank
480085 | 6 | 1992-11-05 | Removed From Ground | Gas | 2000 | Bare Steel | Bare Steel | Suction: No Valve At The Tank
480085 | 7 | 1992-11-05 | Removed From Ground | Gas | 1000 | Bare Steel | Bare Steel | Suction: No Valve At The Tank
480085 | 8 | 1992-11-05 | Removed From Ground | Kerosene | 750 | Bare Steel | Bare Steel | Suction: No Valve At The Tank
480086 | 1 |  | Removed From Ground Date Unknown | Gas | 1000 | Bare Steel | Bare Steel | Not Marked
480086 | 2 |  | Removed From Ground Date Unknown | Gas | 1000 | Bare Steel | Bare Steel | Not Marked
480087 | 1 | 1992-11-13 | Removed From Ground | Gas | 5000 | Bare Steel | Galvanized Steel | Suction: Valve At The Tank
480087 | 2 | 1992-11-13 | Removed From Ground | Gas | 5000 | Bare Steel | Galvanized Steel | Suction: Valve At The Tank
480087 | 3 | 1992-11-13 | Removed From Ground | Gas | 2500 | Bare Steel | Galvanized Steel | Suction: Valve At The Tank
480088 | 1 | 1998-01-01 | Permanently Out Of Use | Gas | 2000 | Bare Steel | Galvanized Steel | Not Marked
480088 | 2 | 1998-01-01 | Permanently Out Of Use | Gas | 2000 | Bare Steel | Galvanized Steel | Not Marked
480088 | 3 | 1981-06-13 | Currently In Use | Gas | 12000 | Steel-Impressed Current | Cathodically Protected | Pressure |  | 1998-08-01 |  | 1998-08-01
480088 | 4 | 1981-06-13 | Currently In Use | Diesel | 10000 | Steel-Impressed Current | Cathodically Protected | Pressure |  | 1998-09-01 |  | 1998-09-01
480088 | 5 | 2009-07-07 | Temporarily Out Of Use | Kerosene | 250 | Fiberglass | Fiberglass Reinforced Plastic | Pressure |  | 1998-08-01 |  | 1998-08-01
480090 | 1 | 1996-07-01 | Removed From Ground | Gas | 5000 | Bare Steel | Galvanized Steel | Not Marked
480090 | 2 | 1996-07-01 | Removed From Ground | Gas | 5000 | Bare Steel | Galvanized Steel | Not Marked
480090 | 3 | 1996-07-01 | Removed From Ground | Gas | 1500 | Bare Steel | Galvanized Steel | Not Marked
480092 | 1 |  | Removed From Ground Date Unknown | Gas | 2980 | Bare Steel | Galvanized Steel | Not Marked
480092 | 2 |  | Removed From Ground Date Unknown | Gas | 2980 | Bare Steel | Galvanized Steel | Not Marked
480092 | 3 |  | Removed From Ground Date Unknown | Gas | 2980 | Bare Steel | Galvanized Steel | Not Marked
480092 | 4 |  | Removed From Ground Date Unknown | Kerosene | 560 | Bare Steel | Galvanized Steel | Not Marked
480092 | 5 |  | Removed From Ground Date Unknown | Used Oil | 560 | Bare Steel | Galvanized Steel | Not Marked | Y |  | Y
480093 | 1 | 1976-01-04 | Currently In Use | Gas | 10000 | Steel-Impressed Current | Fiberglass Reinforced Plastic | Pressure |  | 1987-01-01 |  | 1997-04-01
480093 | 2 | 1976-01-04 | Currently In Use | Gas | 10000 | Steel-Impressed Current | Fiberglass Reinforced Plastic | Pressure |  | 1987-01-01 |  | 1998-04-01
480093 | 3 | 1976-01-04 | Currently In Use | Diesel | 10000 | Steel-Impressed Current | Fiberglass Reinforced Plastic | Pressure |  | 1987-01-01 |  | 1997-04-01
480093 | 4 | 1987-01-01 | Currently In Use | Diesel | 4000 | Steel-Impressed Current | Fiberglass Reinforced Plastic | Pressure |  | 1987-01-01 |  | 1987-01-01
480093 | 5 | 1987-01-01 | Currently In Use | Kerosene | 2000 | Steel-Impressed Current | Fiberglass Reinforced Plastic | Pressure |  | 1987-01-01 |  | 1987-01-01
480094 | 1 | 1988-12-15 | Removed From Ground | Used Oil | 500 | Bare Steel | Unknown | Not Marked | Y |  | Y
480094 | 2 | 1988-12-15 | Removed From Ground | Other | 1000 | Bare Steel | Unknown | Not Marked
480094 | 3 | 1988-12-15 | Removed From Ground | Other | 1000 | Bare Steel | Unknown | Not Marked
480094 | 4 | 1988-12-15 | Removed From Ground | Other | 1000 | Bare Steel | Unknown | Not Marked
480096 | 1 | 1986-09-01 | Currently In Use | Gas | 10000 | Steel-Galvanic | Fiberglass Reinforced Plastic | Pressure |  | 1986-09-01 |  | 1995-01-01
480096 | 2 | 1986-09-01 | Currently In Use | Gas | 10000 | Steel-Galvanic | Fiberglass Reinforced Plastic | Pressure |  | 1986-09-01 |  | 1995-01-01
480096 | 3 | 1986-09-01 | Currently In Use | Gas | 10000 | Steel-Galvanic | Fiberglass Reinforced Plastic | Pressure |  | 1986-09-01 |  | 1995-01-01
480099 | 1 | 1989-06-26 | Removed From Ground | Gas | 12000 | Bare Steel | Galvanized Steel | Not Marked
480099 | 2 | 1989-06-26 | Removed From Ground | Gas | 12000 | Bare Steel | Galvanized Steel | Not Marked
480100 | 1 | 1989-07-01 | Removed From Ground | Gas | 4000 | Bare Steel | Galvanized Steel | Not Marked
480100 | 2 | 1989-07-01 | Removed From Ground | Gas | 6000 | Bare Steel | Galvanized Steel | Not Marked
480100 | 3 | 1989-07-01 | Removed From Ground | Gas | 6000 | Bare Steel | Galvanized Steel | Not Marked
480100 | 4 | 2000-05-01 | Removed From Ground | Gas | 10000 | Steel-Galvanic | Cathodically Protected | Pressure |  | 1989-05-24 |  | 1989-05-24
480100 | 5 | 2000-05-01 | Removed From Ground | Gas | 10000 | Steel-Galvanic | Cathodically Protected | Pressure |  | 1989-05-24 |  | 1989-05-24
480100 | 6 | 2000-05-01 | Removed From Ground | Diesel | 10000 | Cathodically Protected Steel | Galvanized Steel | Pressure |  | 1989-05-24 |  | 1989-05-24
480100 | 7 | 2000-05-01 | Removed From Ground | Used Oil | 550 | Bare Steel | Galvanized Steel | Gravity Fed | Y |  | Y
480100 | 8 | 2000-05-01 | Removed From Ground | Kerosene | 10000 | Cathodically Protected Steel | Fiberglass Reinforced Plastic | Suction: Valve At The Tank |  | 1989-05-24 |  | 1989-05-24
482000 | 1 | 1987-10-01 | Currently In Use | Gas | 10000 | Fiberglass | Fiberglass Reinforced Plastic | Pressure |  | 1993-11-30 |  | 1993-11-30
482000 | 2 | 1987-10-01 | Currently In Use | Gas | 10000 | Fiberglass | Fiberglass Reinforced Plastic | Pressure |  | 1993-11-30 |  | 1993-11-30
482000 | 3 | 1987-10-01 | Currently In Use | Gas | 10000 | Fiberglass | Fiberglass Reinforced Plastic | Pressure |  | 1993-11-30 |  | 1993-11-30
482001 | 1 | 1997-08-20 | Removed From Ground | Diesel | 20000 | Fiberglass | Fiberglass Reinforced Plastic | Pressure |  | 1991-03-25
482001 | 2 | 1997-08-20 | Removed From Ground | Diesel | 20000 | Fiberglass | Fiberglass Reinforced Plastic | Pressure |  | 1991-03-25
482001 | 3 | 1997-08-20 | Removed From Ground | Diesel | 20000 | Fiberglass | Fiberglass Reinforced Plastic | Pressure |  | 1991-03-25
482001 | 4 | 1990-12-19 | Removed From Ground | Diesel | 20000 | Bare Steel | Cathodically Protected | Not Marked
482001 | 5 | 1997-09-03 | Currently In Use | Diesel | 20000 | Double Walled | Fiberglass Reinforced Plastic | Pressure |  | 1997-09-08 |  | 1997-09-08
482001 | 6 | 1997-09-03 | Currently In Use | Diesel | 20000 | Double Walled | Fiberglass Reinforced Plastic | Pressure |  | 1997-09-08 |  | 1997-09-08
482003 | 1 | 1987-11-04 | Currently In Use | Gas | 10000 | Steel-Galvanic | Fiberglass Reinforced Plastic | Pressure |  | 1995-10-01 |  | 1995-10-01
482003 | 2 | 1987-11-04 | Currently In Use | Gas | 8000 | Steel-Galvanic | Fiberglass Reinforced Plastic | Pressure |  | 1995-10-01 |  | 1995-10-01
482003 | 3 | 1987-11-04 | Currently In Use | Diesel | 8000 | Steel-Galvanic | Fiberglass Reinforced Plastic | Pressure |  | 1995-10-01 |  | 1995-10-01
482004 | 1 | 1987-11-04 | Currently In Use | Gas | 10000 | STIP-3 | Fiberglass/Double Walled | Pressure |  | 1993-06-01 |  | 1993-06-01
482004 | 2 | 1987-11-04 | Currently In Use | Gas | 10000 | STIP-3 | Fiberglass/Double Walled | Pressure |  | 1993-06-01 |  | 1993-06-01
482004 | 3 | 1987-11-04 | Currently In Use | Diesel | 8000 | STIP-3 | Fiberglass/Double Walled | Pressure |  | 1993-06-01 |  | 1993-06-01
490001 | 1 | 1984-01-01 | Removed From Ground | Diesel | 1000 | Bare Steel | Galvanized Steel | Not Marked
490001 | 2 | 1984-01-01 | Removed From Ground | Diesel | 1000 | Bare Steel | Galvanized Steel | Not Marked
490002 | 1 | 2002-10-14 | Removed From Ground | Gas | 1990 | Steel-Impressed Current | Cathodically Protected | Suction: Valve At The Tank
490002 | 2 | 2002-10-14 | Removed From Ground | Gas | 5000 | Steel-Impressed Current | Fiberglass Reinforced Plastic | Suction: Valve At The Tank
490002 | 3 | 2002-10-14 | Removed From Ground | Gas | 8000 | Steel-Impressed Current | Fiberglass Reinforced Plastic | Suction: Valve At The Tank
490002 | 4 | 2002-10-14 | Removed From Ground | Used Oil | 250 | Steel-Impressed Current | Cathodically Protected | Suction: Valve At The Tank | Y |  | Y
490003 | 1 | 1984-01-01 | Currently In Use | Gas | 6000 | Steel-Impressed Current | Cathodically Protected | Pressure |  | 1995-09-01 12:00 | Y | 1993-02-11 12:00
490003 | 2 | 1984-01-01 | Currently In Use | Gas | 6000 | Steel-Impressed Current | Cathodically Protected | Pressure |  | 1995-09-01 12:00 | Y | 1993-02-11 12:00
490003 | 3 | 1984-01-01 | Currently In Use | Gas | 6000 | Steel-Impressed Current | Cathodically Protected | Pressure |  | 1995-09-01 12:00 | Y | 1993-02-11 12:00
490003 | 4 | 1993-08-10 | Currently In Use | Diesel | 8000 | Steel-Galvanic | Fiberglass Reinforced Plastic | Pressure |  | 1991-08-01 12:00 | Y | 1991-08-01 12:00
490005 | 3 |  | Removed From Ground Date Unknown | Diesel | 300 | Bare Steel | Bare Steel | Suction: Valve At The Tank
490005 | 4 |  | Removed From Ground Date Unknown | Diesel | 300 | Bare Steel | Bare Steel | Suction: Valve At The Tank
490005 | 5 | 1998-12-03 | Currently In Use | Diesel | 1000 | Composite | Fiberglass Reinforced Plastic | Suction: Valve At The Tank |  | 1998-12-03 |  | 1998-12-03
490006 | 4 | 2012-11-13 | Temporarily Out Of Use | Gas | 2500 | Fiberglass Double Walled | Fiberglass Reinforced Plastic | Suction: No Valve At The Tank |  | 2000-10-01 |  | 2000-10-01
490011 | 1 | 1997-07-24 | Removed From Ground | Gas | 10000 | Bare Steel | Galvanized Steel | Not Marked
490011 | 2 | 1997-07-24 | Removed From Ground | Gas | 1000 | Bare Steel | Galvanized Steel | Not Marked
490011 | 3 | 1997-07-24 | Removed From Ground | Gas | 1000 | Bare Steel | Galvanized Steel | Not Marked
490013 | 1 | 1999-06-01 | Removed From Ground | Gas | 2000 | Cathodically Protected Steel | Galvanized Steel | Pressure
490013 | 2 | 2009-11-24 | Removed From Ground | Gas | 2000 | Steel-Impressed Current | Double Walled | Pressure |  | 1999-07-01 |  | 1999-07-01
490013 | 3 | 1999-06-01 | Removed From Ground | Gas | 2000 | Cathodically Protected Steel | Galvanized Steel | Pressure
490013 | 6 | 1999-06-01 | Removed From Ground | Gas | 2000 | Cathodically Protected Steel | Galvanized Steel | Pressure
490013 | 7 | 2009-11-24 | Removed From Ground | Diesel | 10000 | Steel-Impressed Current | Double Walled | Pressure |  | 1999-07-01 |  | 1999-07-01
490013 | 8 | 2009-11-24 | Removed From Ground | Gas | 8000 | Epoxy | Double Walled | Pressure |  | 1999-07-01 |  | 1999-07-01
490013 | UNL | 1999-06-01 | Removed From Ground | Gas | 2000 | Cathodically Protected Steel | Galvanized Steel | Pressure
490013 | UNLEAD | 1999-06-01 | Removed From Ground | Diesel | 10000 | Cathodically Protected Steel | Fiberglass Reinforced Plastic | Pressure |  | 1991-05-05 |  | 1991-05-05
490014 | 1 | 1991-04-01 | Removed From Ground | Gas | 2000 | Bare Steel | Galvanized Steel | Not Marked
490014 | 2 | 1991-04-01 | Removed From Ground | Diesel | 560 | Bare Steel | Galvanized Steel | Not Marked
490014 | 3 | 1991-04-01 | Removed From Ground | Propane | 250 | Bare Steel | Copper | Not Marked
490014 | 4 | 2003-07-29 | Removed From Ground | Gas | 1000 | Steel-Galvanic | Cathodically Protected | Suction: No Valve At The Tank |  | 1991-01-01 |  | 1991-01-01
490014 | 5 | 2003-07-29 | Removed From Ground | Diesel | 1000 | Steel-Galvanic | Cathodically Protected | Suction: No Valve At The Tank |  | 1991-01-01 |  | 1991-01-01
490016 | 10422-1 | 1990-10-01 | Removed From Ground | Gas | 1000 | Bare Steel | Galvanized Steel | Not Marked
490016 | 10422-2 | 1990-10-01 | Removed From Ground | Gas | 550 | Bare Steel | Galvanized Steel | Not Marked
490016 | 422G1 | 2005-05-16 | Removed From Ground | Gas | 1060 | Cathodically Protected Steel | Galvanized Steel | Suction: Valve At The Tank
490017 | 1 | 1990-12-20 | Removed From Ground | Other | 12000 | Bare Steel | Galvanized Steel | Not Marked
490017 | 2 | 1996-04-01 | Removed From Ground | Gas | 3000 | Bare Steel | Galvanized Steel | Not Marked
490017 | 3 | 1990-01-01 | Removed From Ground | Gas | 1000 | Bare Steel | Galvanized Steel | Not Marked
490017 | 4 | 1990-01-01 | Removed From Ground | Diesel | 8000 | Bare Steel | Galvanized Steel | Not Marked
490017 | 5 | 1990-12-20 | Removed From Ground | Diesel | 4000 | Bare Steel | Galvanized Steel | Not Marked
490017 | 6 | 1990-12-20 | Removed From Ground | Diesel | 6500 | Bare Steel | Galvanized Steel | Not Marked
490017 | 7 |  | Removed From Ground Date Unknown | Kerosene | 12000 | Bare Steel | Galvanized Steel | Not Marked
490021 | 1 | 1991-02-28 | Removed From Ground | Diesel | 12000 | Bare Steel | Galvanized Steel | Not Marked
490021 | 2 | 1991-02-28 | Removed From Ground | Gas | 550 | Bare Steel | Galvanized Steel | Not Marked
490021 | 3 | 1991-01-01 | Removed From Ground | Kerosene | 250 | Bare Steel | Galvanized Steel | Not Marked
490024 | P | 1981-01-01 | Currently In Use | Gas | 10000 | Steel-Impressed Current | Cathodically Protected | Pressure |  | 1999-04-27 |  | 1999-04-27
490024 | R | 1981-01-01 | Currently In Use | Gas | 8000 | Steel-Impressed Current | Cathodically Protected | Pressure |  | 1999-04-27 |  | 1999-04-27
490024 | U | 1981-01-01 | Currently In Use | Diesel | 8000 | Steel-Impressed Current | Cathodically Protected | Pressure |  | 1999-04-27 |  | 1999-04-27
490025 | 1 | 1989-01-01 | Removed From Ground | Gas | 1000 | Bare Steel | Galvanized Steel | Not Marked
490025 | 2 | 1989-01-01 | Removed From Ground | Gas | 1000 | Bare Steel | Galvanized Steel | Not Marked
490026 | 1 | 1987-07-01 | Removed From Ground | Gas | 10000 | Bare Steel | Galvanized Steel | Not Marked
490026 | 2 | 1987-07-01 | Removed From Ground | Gas | 5000 | Bare Steel | Galvanized Steel | Not Marked
490026 | 3 | 1987-07-01 | Removed From Ground | Diesel | 10000 | Bare Steel | Galvanized Steel | Not Marked
490027 | 1 | 1993-09-01 | Removed From Ground | Gas | 1000 | Bare Steel | Galvanized Steel | Not Marked
490027 | 2 | 1993-09-01 | Removed From Ground | Gas | 560 | Bare Steel | Galvanized Steel | Not Marked
490027 | 3 | 1993-09-01 | Removed From Ground | Gas | 560 | Bare Steel | Galvanized Steel | Not Marked
490027 | 4 | 1993-09-01 | Removed From Ground | Gas | 2000 | Bare Steel | Galvanized Steel | Not Marked
490027 | 5 | 2002-10-15 | Removed From Ground | Gas | 2000 | Cathodically Protected Steel | Fiberglass Reinforced Plastic | Suction: Valve At The Tank |  | 1993-09-01 |  | 1993-09-01
490027 | 6 | 2002-10-15 | Removed From Ground | Gas | 1000 | Cathodically Protected Steel | Fiberglass Reinforced Plastic | Suction: Valve At The Tank |  | 1993-09-01 |  | 1993-09-01
490028 | #1-DF | 1988-01-01 | Removed From Ground | Diesel | 2000 | Bare Steel | Galvanized Steel | Not Marked
490029 | #1-DF |  | Removed From Ground Date Unknown | Diesel | 10000 | Bare Steel | Galvanized Steel | Not Marked
490030 | 1 | 1995-12-12 | Permanently Out Of Use | Gas | 10000 | Bare Steel | Galvanized Steel | Not Marked
490030 | 2 | 1995-12-12 | Permanently Out Of Use | Gas | 10000 | Bare Steel | Galvanized Steel | Not Marked
490031 | 1 | 1998-12-15 | Removed From Ground | Gas | 3000 | Bare Steel | Galvanized Steel | Not Marked
490031 | 2 | 1998-12-15 | Removed From Ground | Gas | 3000 | Bare Steel | Galvanized Steel | Not Marked
490031 | 3 | 1998-12-15 | Removed From Ground | Gas | 3000 | Bare Steel | Galvanized Steel | Not Marked
490031 | 4 | 1998-12-15 | Removed From Ground | Gas | 3000 | Bare Steel | Galvanized Steel | Not Marked
490031 | 5 | 1998-12-15 | Removed From Ground | Diesel | 565 | Bare Steel | Galvanized Steel | Not Marked
490031 | 6 | 1998-12-15 | Removed From Ground | Used Oil | 565 | Bare Steel | Galvanized Steel | Not Marked | Y |  | Y
490033 | 1 | 1993-02-15 | Removed From Ground | Gas | 4000 | Bare Steel | Galvanized Steel | Suction: Valve At The Tank
490033 | R1 | 1993-02-15 | Removed From Ground | Gas | 4000 | Bare Steel | Galvanized Steel | Suction: Valve At The Tank
490034 | 1 | 1990-01-01 | Removed From Ground | Gas | 1000 | Bare Steel | Galvanized Steel | Not Marked
490034 | 2 | 2000-01-07 | Closed In Ground | Used Oil | 1000 | Bare Steel | Galvanized Steel | Gravity Fed | Y |  | Y
490035 | 1 | 1996-09-05 | Removed From Ground | Empty | 10000 | Bare Steel | Galvanized Steel | Suction: Valve At The Tank
490035 | 2 | 1996-09-05 | Removed From Ground | Empty | 10000 | Bare Steel | Galvanized Steel | Suction: Valve At The Tank
490036 | 1 |  | Removed From Ground Date Unknown | Diesel | 6000 | Bare Steel | Galvanized Steel | Not Marked
490039 | DIESEL | 1985-05-08 | Currently In Use | Diesel | 6000 | Steel-Impressed Current | Cathodically Protected | Suction: Valve At The Tank |  | 1998-12-01 |  | 1998-12-01
490039 | KEROSENE | 1975-05-11 | Currently In Use | Kerosene | 4000 | Steel-Impressed Current | Cathodically Protected | Suction: Valve At The Tank |  | 1998-12-01 |  | 1998-12-01
490039 | PREMIUM | 1984-05-08 | Currently In Use | Gas | 6000 | Steel-Impressed Current | Cathodically Protected | Suction: Valve At The Tank |  | 1998-12-01 |  | 1998-12-01
490039 | REG | 1975-05-11 | Currently In Use | Gas | 10000 | Steel-Impressed Current | Cathodically Protected | Suction: Valve At The Tank |  | 1998-12-01 |  | 1998-12-01
490039 | UNL#REG | 1975-05-11 | Currently In Use | Gas | 10000 | Steel-Impressed Current | Cathodically Protected | Suction: Valve At The Tank |  | 1998-12-01 |  | 1998-12-01
490040 | 1 | 1977-05-10 | Currently In Use | Gas | 8000 | Steel-Impressed Current | Cathodically Protected | Suction: Valve At The Tank |  | 1998-12-02 |  | 1998-12-02
490040 | 2 | 1977-05-10 | Currently In Use | Gas | 4000 | Steel-Impressed Current | Cathodically Protected | Suction: Valve At The Tank |  | 1998-12-02 |  | 1998-12-02
490040 | 3 | 2009-03-30 | Temporarily Out Of Use | Gas | 4000 | Steel-Impressed Current | Cathodically Protected | Suction: Valve At The Tank |  | 1998-12-02 |  | 1998-12-02
490041 | 1 | 1989-09-12 | Removed From Ground | Gas | 8000 | Bare Steel | Galvanized Steel | Not Marked
490041 | 2 | 1989-09-12 | Removed From Ground | Gas | 8000 | Bare Steel | Galvanized Steel | Not Marked
490042 | 1 | 2000-12-13 | Removed From Ground | Empty | 8000 | Bare Steel | Galvanized Steel | Suction: Valve At The Tank
490042 | 2 | 2000-12-13 | Removed From Ground | Empty | 4000 | Bare Steel | Galvanized Steel | Suction: Valve At The Tank
490042 | 3 | 2000-12-13 | Removed From Ground | Empty | 4000 | Bare Steel | Galvanized Steel | Suction: Valve At The Tank
490044 | 1 | 1995-08-08 | Currently In Use | Gas | 10000 | Composite | Fiberglass Reinforced Plastic | Pressure |  | 1995-08-08 |  | 1995-08-08
490044 | 2 | 1995-08-08 | Currently In Use | Diesel | 10000 | Composite | Fiberglass Reinforced Plastic | Pressure |  | 1995-08-08 |  | 1995-08-08
490044 | 3 |  | Removed From Ground Date Unknown | Diesel | 1000 | Bare Steel | Bare Steel | Not Marked
490044 | 4 |  | Removed From Ground Date Unknown | Used Oil | 250 | Bare Steel | Bare Steel | Not Marked | Y |  | Y
490046 | 1 | 1981-04-30 | Currently In Use | Diesel | 3000 | Steel-Impressed Current | Cathodically Protected | Suction: Valve At The Tank | N | 1997-01-21 | N | 1997-01-21
490046 | 2 | 1981-04-30 | Currently In Use | Diesel | 3000 | Steel-Impressed Current | Cathodically Protected | Suction: Valve At The Tank | N | 1997-01-21 | N | 1997-01-21
490046 | d1 | 1990-01-01 | Removed From Ground | Diesel | 6000 | Bare Steel | Galvanized Steel | Not Marked
490046 | MS1 | 1990-01-01 | Removed From Ground | Other | 6000 | Bare Steel |  |  | N |  | N
490046 | MS2 | 1990-01-01 | Removed From Ground | Hazardous Substance | 6000 | Bare Steel |  |  | N |  | N
490046 | n1 | 1990-01-01 | Removed From Ground | Gas | 6000 | Bare Steel | Galvanized Steel | Not Marked
490046 | NI | 1981-04-30 | Currently In Use | Gas | 3000 | Steel-Impressed Current | Cathodically Protected | Suction: Valve At The Tank | N | 1997-01-21 | N | 1997-01-21
490046 | p1 | 1990-01-01 | Removed From Ground | Gas | 6000 | Bare Steel | Galvanized Steel | Not Marked
490046 | r1 | 1990-01-01 | Removed From Ground | Gas | 6000 | Bare Steel | Galvanized Steel | Not Marked
490047 | 1-6 | 1989-05-01 | Removed From Ground | Gas | 6000 | Bare Steel | Galvanized Steel | Suction: Valve At The Tank
490047 | 2-4 | 1989-05-01 | Removed From Ground | Gas | 4000 | Bare Steel | Galvanized Steel | Suction: Valve At The Tank
490047 | 3-1 | 1989-05-01 | Removed From Ground | Gas | 1000 | Bare Steel | Galvanized Steel | Suction: Valve At The Tank
490047 | 4-1 | 1989-05-01 | Removed From Ground | Gas | 1000 | Bare Steel | Galvanized Steel | Suction: Valve At The Tank
490049 | 1 | 1966-05-13 | Currently In Use | Diesel | 2000 | Steel-Impressed Current | Impressed Current | Suction: No Valve At The Tank |  | 1998-12-20 |  | 1999-01-04
490049 | 2 | 1966-05-13 | Currently In Use | Diesel | 2000 | Steel-Impressed Current | Impressed Current | Suction: No Valve At The Tank |  | 1998-12-20 |  | 1999-01-04
490049 | 3 | 1978-05-01 | Closed In Ground | Kerosene | 500 | Bare Steel | Galvanized Steel | Suction: Valve At The Tank
490050 | 1 | 1991-11-10 | Removed From Ground | Gas | 1000 | Bare Steel | Galvanized Steel | Suction: Valve At The Tank
490050 | 2 | 1991-11-10 | Removed From Ground | Gas | 1000 | Bare Steel | Galvanized Steel | Suction: Valve At The Tank
490051 | 1 | 1991-07-01 | Removed From Ground | Gas | 6000 | Bare Steel | Galvanized Steel | Not Marked
490051 | 2 | 1991-07-01 | Removed From Ground | Gas | 6000 | Bare Steel | Galvanized Steel | Not Marked
490051 | 3 | 1991-07-01 | Removed From Ground | Gas | 4000 | Bare Steel | Galvanized Steel | Not Marked
490051 | 4 | 1991-07-01 | Removed From Ground | Diesel | 4000 | Bare Steel | Galvanized Steel | Not Marked
490052 | 1 | 1999-01-14 | Removed From Ground | Diesel | 10000 | Bare Steel | Galvanized Steel | Suction: Valve At The Tank
490053 | 1 | 1988-01-01 | Closed In Ground | Gas | 500 | Bare Steel | Galvanized Steel | Suction: Valve At The Tank
490053 | 2 | 1989-12-01 | Removed From Ground | Gas | 550 | Bare Steel | Galvanized Steel | Suction: Valve At The Tank
490053 | 3 | 2002-08-19 | Closed In Ground | Gas | 1000 | Cathodically Protected Steel | Cathodically Protected | Suction: Valve At The Tank |  | 1999-01-14 |  | 1998-12-28
490054 | 1 | 1999-12-13 | Removed From Ground | Empty | 1000 | Bare Steel | Galvanized Steel | Suction: Valve At The Tank
490054 | 2 | 1989-12-30 | Removed From Ground | Empty | 500 | Bare Steel | Galvanized Steel | Suction: Valve At The Tank
490056 | 1 | 1999-05-19 | Removed From Ground | Gas | 1000 | Bare Steel | Galvanized Steel | Suction: No Valve At The Tank
490056 | 2 | 1999-05-19 | Removed From Ground | Gas | 500 | Bare Steel | Galvanized Steel | Suction: No Valve At The Tank
500001 | 1 | 1972-05-01 | Removed From Ground | Empty | 1000 | Bare Steel | Galvanized Steel | Not Marked
500001 | 2 | 1983-05-01 | Removed From Ground | Gas | 1000 | Bare Steel | Galvanized Steel | Not Marked
500001 | 3 | 1998-12-01 | Removed From Ground | Gas | 2000 | Bare Steel | Galvanized Steel | Not Marked
500002 | 1U | 1978-03-09 | Currently In Use | Gas | 8000 | Steel-Impressed Current | Fiberglass Reinforced Plastic | Suction: Valve At The Tank |  | 1997-01-08 |  | 1997-01-08
500002 | 2D | 1978-03-09 | Currently In Use | Gas | 8000 | Steel-Impressed Current | Impressed Current | Suction: No Valve At The Tank |  | 1997-01-08 |  | 1997-01-08
500003 | 1 | 1986-04-21 | Removed From Ground | Gas | 1000 | Bare Steel | Galvanized Steel | Not Marked
500003 | 2 | 1986-04-21 | Removed From Ground | Diesel | 1000 | Bare Steel | Galvanized Steel | Not Marked
500005 | 1 | 1997-06-01 | Removed From Ground | Kerosene | 6000 | Bare Steel | Copper | Not Marked
500006 | 1 | 1988-01-01 | Removed From Ground | Gas | 500 | Bare Steel | Galvanized Steel | Not Marked
500006 | 2 | 1988-01-01 | Removed From Ground | Gas | 560 | Bare Steel | Galvanized Steel | Not Marked
500006 | 3 | 1988-01-01 | Removed From Ground | Diesel | 1120 | Bare Steel | Galvanized Steel | Not Marked
500007 | 1 | 1994-01-15 | Removed From Ground | Gas | 2000 | Bare Steel | Galvanized Steel | Suction: No Valve At The Tank
500007 | 2 | 1994-01-15 | Removed From Ground | Diesel | 560 | Bare Steel | Galvanized Steel | Suction: No Valve At The Tank
500007 | 3 | 2006-06-22 | Removed From Ground | Gas | 1000 | STIP-3 | Galvanic | Suction: No Valve At The Tank |  | 1994-01-11 |  | 1994-01-11
500007 | 4 | 2006-06-22 | Removed From Ground | Diesel | 1000 | STIP-3 | Galvanic | Suction: No Valve At The Tank |  | 1994-01-11 |  | 1994-01-11
500007 | 5 | 2006-06-22 | Currently In Use | Gas | 2500 | Fiberglass Double Walled | Fiberglass Reinforced Plastic | Suction: No Valve At The Tank | N | 2006-06-22 | N | 2006-06-22
500007 | 6 | 2006-06-22 | Currently In Use | Diesel | 2500 | Fiberglass Double Walled | Fiberglass Reinforced Plastic | Suction: No Valve At The Tank | N | 2006-06-22 | N | 2006-06-22
500008 | 1 | 1991-02-01 | Removed From Ground | Empty | 500 | Bare Steel | Galvanized Steel | Not Marked
500009 | 423G1 | 2004-03-22 | Removed From Ground | Gas | 530 | Bare Steel | Galvanized Steel | Suction: Valve At The Tank
500010 | 1 | 1988-12-01 | Removed From Ground | Diesel | 500 | Bare Steel | Copper | Suction: No Valve At The Tank
500012 | 1 | 1988-03-01 | Removed From Ground | Gas | 3000 | Bare Steel | Galvanized Steel | Not Marked
500012 | 2 | 1988-03-01 | Removed From Ground | Gas | 1000 | Bare Steel | Unknown | Not Marked
510001 | 1 | 1997-10-15 | Removed From Ground | Gas | 1000 | Bare Steel | Galvanized Steel | Not Marked
510001 | 2 | 2007-09-25 | Removed From Ground | Diesel | 1000 | Steel-Impressed Current | Fiberglass Reinforced Plastic | Suction: No Valve At The Tank |  | 1997-10-15 |  | 1997-10-15
510001 | 3 | 2007-10-12 | Closed In Ground | Gas | 1000 | Epoxy | Fiberglass Reinforced Plastic | Suction: No Valve At The Tank |  | 1997-10-15 |  | 1997-10-15
510001 | 4 | 2007-10-12 | Closed In Ground | Diesel | 1000 | Epoxy | Fiberglass Reinforced Plastic | Suction: No Valve At The Tank | N | 1997-10-15 | N | 1997-10-15
510002 | 1 | 1988-02-01 | Removed From Ground | Gas | 1000 | Composite | Unknown | Not Marked
510003 | 1 | 1995-05-01 | Closed In Ground | Other | 600 | Bare Steel | Galvanized Steel | Not Marked
510005 | 1 | 1995-07-18 | Removed From Ground | Diesel | 1000 | Bare Steel | Galvanized Steel | Not Marked
510005 | 2 | 1995-07-18 | Removed From Ground | Diesel | 3000 | Bare Steel | Galvanized Steel | Not Marked
510006 | 1 |  | Removed From Ground Date Unknown | Gas | 1000 | Bare Steel | Galvanized Steel | Not Marked
510006 | 2 |  | Removed From Ground Date Unknown | Diesel | 1000 | Bare Steel | Galvanized Steel | Not Marked
510007 | 1 | 2000-01-01 | Permanently Out Of Use | Gas | 10000 | Bare Steel | Galvanized Steel | Suction: Valve At The Tank
510007 | 2 | 2000-01-01 | Permanently Out Of Use | Gas | 10000 | Bare Steel | Galvanized Steel | Suction: Valve At The Tank
510007 | 3 | 2000-01-01 | Permanently Out Of Use | Gas | 1000 | Bare Steel | Galvanized Steel | Suction: Valve At The Tank
510007 | 4 | 2000-01-01 | Permanently Out Of Use | Gas | 1000 | Bare Steel | Galvanized Steel | Suction: Valve At The Tank
510007 | 5 | 2008-03-01 | Closed In Ground | Gas | 287 | Unknown | Unknown |  | N |  | N
510008 | 1 | 2000-08-24 | Closed In Ground | Empty | 3000 | Bare Steel | Galvanized Steel | Suction: Valve At The Tank
510008 | 2 | 2000-08-24 | Closed In Ground | Empty | 3000 | Bare Steel | Galvanized Steel | Suction: Valve At The Tank
510008 | 3 | 2000-08-24 | Closed In Ground | Empty | 3000 | Bare Steel | Galvanized Steel | Suction: Valve At The Tank
510009 | 1 | 1990-08-01 | Removed From Ground | Diesel | 560 | Bare Steel | Bare Steel | Not Marked
510009 | 2 | 1990-08-01 | Removed From Ground | Diesel | 560 | Bare Steel | Bare Steel | Not Marked
510009 | 3 | 1990-08-01 | Removed From Ground | Gas | 2000 | Bare Steel | Bare Steel | Not Marked
510009 | 4 | 2008-07-09 | Removed From Ground | Diesel | 1000 | Steel-Galvanic | Cathodically Protected | Suction: No Valve At The Tank |  | 1990-01-01 |  | 1990-01-01
510009 | 5 | 2008-07-09 | Removed From Ground | Gas | 1000 | Steel-Galvanic | Cathodically Protected | Suction: No Valve At The Tank |  | 1990-01-01 |  | 1990-01-01
510010 | 1 | 1977-01-01 | Currently In Use | Gas | 8000 | Steel-Impressed Current | Fiberglass Reinforced Plastic | Pressure |  | 1994-03-01 |  | 1994-03-01
510010 | 2 | 1977-01-01 | Currently In Use | Gas | 8000 | Steel-Impressed Current | Fiberglass Reinforced Plastic | Pressure |  | 1994-03-01 |  | 1994-03-01
510010 | 3 | 2002-10-13 | Currently In Use | Gas | 6000 | Composite | Fiberglass Reinforced Plastic | Pressure | N | 2002-10-13 | N | 2002-10-13
510011 | 1 | 1976-03-30 | Currently In Use | Gas | 5000 | Steel-Impressed Current | Cathodically Protected | Suction: No Valve At The Tank |  | 1995-10-25 |  | 1995-10-25
510011 | 2 | 1976-03-30 | Currently In Use | Gas | 4000 | Steel-Impressed Current | Cathodically Protected | Suction: No Valve At The Tank |  | 1995-10-25 |  | 1995-10-25
510011 | 3 | 1976-03-30 | Currently In Use | Gas | 4000 | Steel-Impressed Current | Cathodically Protected | Suction: No Valve At The Tank |  | 1995-10-25 |  | 1995-10-25
510011 | 4 | 1981-03-29 | Currently In Use | Diesel | 6000 | Steel-Impressed Current | Cathodically Protected | Pressure |  | 1995-10-25 |  | 1995-10-25
510012 | 1 | 1988-01-01 | Removed From Ground | Diesel | 8000 | Bare Steel | Unknown | Not Marked
510012 | 2 | 1988-12-12 | Removed From Ground | Diesel | 10000 | Bare Steel | Galvanized Steel | Not Marked
510012 | 3 | 1988-12-12 | Removed From Ground | Other | 500 | Bare Steel | Galvanized Steel | Not Marked
510012 | 4 | 1988-12-12 | Removed From Ground | Used Oil | 500 | Bare Steel | Galvanized Steel | Not Marked | Y |  | Y
510012 | 5 | 1988-12-12 | Removed From Ground | Empty | 1000 | Bare Steel | Unknown | Not Marked
510012 | 6 | 1988-12-12 | Removed From Ground | Gas | 2000 | Bare Steel | Galvanized Steel | Not Marked
510013 | 10541-1 | 1993-09-01 | Removed From Ground | Gas | 1015 | Bare Steel | Galvanized Steel | Suction: No Valve At The Tank
510013 | 10541-2 | 1993-09-01 | Removed From Ground | Diesel | 560 | Bare Steel | Galvanized Steel | Suction: No Valve At The Tank
510013 | 541D1 | 2002-02-14 | Removed From Ground | Diesel | 1000 | Cathodically Protected Steel | Galvanized Steel | Suction: Valve At The Tank
510013 | 541D1 |  | Temporarily Out Of Use | Diesel | 1000 | Cathodically Protected Steel | Galvanized Steel | Suction: Valve At The Tank
510013 | 541G1 | 2002-02-14 | Removed From Ground | Gas | 1000 | Cathodically Protected Steel | Galvanized Steel | Suction: Valve At The Tank
510013 | 541G1 |  | Temporarily Out Of Use | Gas | 1000 | Cathodically Protected Steel | Galvanized Steel | Suction: Valve At The Tank
510015 | 1 | 1995-11-01 | Removed From Ground | Gas | 3000 | Bare Steel | Galvanized Steel | Not Marked
510015 | 2 | 1995-11-01 | Removed From Ground | Gas | 3000 | Bare Steel | Galvanized Steel | Not Marked
510015 | 3 | 1995-11-01 | Removed From Ground | Gas | 3000 | Bare Steel | Galvanized Steel | Not Marked
510015 | 4 | 1995-11-01 | Removed From Ground | Diesel | 3000 | Bare Steel | Galvanized Steel | Not Marked
510015 | 5 | 1995-11-01 | Removed From Ground | Diesel | 3000 | Bare Steel | Galvanized Steel | Not Marked
510015 | 6 | 1995-11-01 | Removed From Ground | Empty | 3000 | Bare Steel | Galvanized Steel | Not Marked
510015 | 7 | 1995-11-01 | Removed From Ground | Kerosene | 500 | Bare Steel | Galvanized Steel | Not Marked
510015 | UL291170A | 2005-09-06 | Removed From Ground | Gas | 8000 | Cathodically Protected Steel | Fiberglass Reinforced Plastic | Suction: Valve At The Tank |  | 1995-12-12 |  | 1995-12-12
510015 | UL291170B | 2005-09-06 | Removed From Ground | Gas | 4000 | Cathodically Protected Steel | Fiberglass Reinforced Plastic | Suction: Valve At The Tank |  | 1995-12-12 |  | 1995-12-12
510017 | 1 | 1976-05-03 | Currently In Use | Gas | 8000 | Steel-Impressed Current | Fiberglass Reinforced Plastic | Pressure |  | 1997-06-01 |  | 1997-06-01
510017 | 2 | 1976-05-03 | Currently In Use | Gas | 4000 | Steel-Impressed Current | Cathodically Protected | Pressure |  | 1997-06-01 |  | 1997-06-01
510017 | 3 | 1976-05-03 | Currently In Use | Gas | 4000 | Steel-Impressed Current | Cathodically Protected | Pressure |  | 1997-06-01 |  | 1997-06-01
510017 | 4 | 1986-05-01 | Currently In Use | Diesel | 10000 | Steel-Impressed Current | Cathodically Protected | Pressure |  | 1997-06-01 |  | 1997-06-01
510018 | 1 | 2013-01-28 | Temporarily Out Of Use | Empty | 6000 | Steel-Impressed Current | Impressed Current | Suction: Valve At The Tank |  | 1996-01-10 |  | 1996-01-10
510018 | 2 | 2013-01-28 | Temporarily Out Of Use | Empty | 4000 | Steel-Impressed Current | Impressed Current | Suction: Valve At The Tank |  | 1996-01-10 |  | 1996-01-10
510018 | 3 | 2013-01-28 | Temporarily Out Of Use | Empty | 4000 | Steel-Impressed Current | Impressed Current | Suction: Valve At The Tank |  | 1996-01-10 |  | 1996-01-10
510020 | 1 | 1994-11-17 | Removed From Ground | Gas | 8000 | Bare Steel | Galvanized Steel | Not Marked
510020 | 2 | 1994-11-17 | Removed From Ground | Gas | 8000 | Bare Steel | Galvanized Steel | Not Marked
510020 | 3 | 1994-11-17 | Removed From Ground | Gas | 8000 | Bare Steel | Galvanized Steel | Not Marked
510021 | 1 | 1998-06-01 | Removed From Ground | Diesel | 550 | Bare Steel | Copper | Not Marked
510022 | 1 | 1990-01-01 | Removed From Ground | Kerosene | 1500 | Bare Steel | Copper | Not Marked
510023 | 1 | 1990-01-01 | Removed From Ground | Kerosene | 550 | Bare Steel | Copper | Not Marked
510028 | 1 |  | Permanently Out Of Use | Kerosene | 7500 | Bare Steel | Galvanized Steel | Not Marked
510031 | 1 | 1998-02-13 | Removed From Ground | Gas | 1000 | Bare Steel | Galvanized Steel | Not Marked
510031 | 2 | 1998-02-13 | Removed From Ground | Gas | 1000 | Bare Steel | Galvanized Steel | Not Marked
510032 | 1 | 1998-02-01 | Removed From Ground | Diesel | 1000 | Bare Steel | Galvanized Steel | Suction: Valve At The Tank
510037 | 1 | 1997-12-15 | Removed From Ground | Gas | 1000 | Bare Steel | Unknown | Suction: Valve At The Tank
510037 | 2 | 1997-12-15 | Removed From Ground | Gas | 1000 | Bare Steel | Unknown | Suction: Valve At The Tank
510038 | 1 | 1997-09-01 | Closed In Ground | Gas | 6000 | Bare Steel | Galvanized Steel | Suction: No Valve At The Tank
510038 | 2 | 2009-06-03 | Closed In Ground | Gas | 5500 | Steel-Impressed Current | Cathodically Protected | Suction: No Valve At The Tank |  | 1997-09-01 |  | 1997-09-01
510038 | 3A | 2002-02-11 | Currently In Use | Gas | 5500 | Composite | Double Walled Flex | Suction: No Valve At The Tank | N | 2002-02-11 | N | 2002-02-11
510038 | 3B | 2002-02-11 | Currently In Use | Gas | 2500 | Composite | Double Walled Flex | Suction: No Valve At The Tank | N | 2002-02-11 | N | 2002-02-11
510040 | 1 | 2007-05-30 | Removed From Ground | Gas | 2000 | Cathodically Protected Steel | Fiberglass Reinforced Plastic | Suction: No Valve At The Tank |  | 1985-05-08 |  | 1985-05-08
510040 | 2 | 2007-05-23 | Removed From Ground | Diesel | 10000 | Fiberglass | Fiberglass Reinforced Plastic | Pressure |  | 1982-05-09 |  | 1982-05-09
510045 | 1 | 1991-06-01 | Removed From Ground | Gas | 4010 | Bare Steel | Galvanized Steel | Suction: Valve At The Tank
510045 | 2 | 1991-06-01 | Removed From Ground | Gas | 4009 | Bare Steel | Galvanized Steel | Suction: Valve At The Tank
510045 | 3 | 1991-06-01 | Removed From Ground | Gas | 8020 | Bare Steel | Galvanized Steel | Suction: Valve At The Tank
510045 | 4 | 1991-06-01 | Removed From Ground | Gas | 4010 | Bare Steel | Galvanized Steel | Suction: Valve At The Tank
510045 | 5 | 1991-06-01 | Removed From Ground | Diesel | 4010 | Bare Steel | Galvanized Steel | Suction: Valve At The Tank
510045 | 6A | 1991-06-01 | Currently In Use | Gas | 6000 | Composite | Fiberglass Reinforced Plastic | Not Marked |  | 1991-06-01 |  | 1991-06-01
510045 | 6B | 1991-06-01 | Currently In Use | Gas | 3000 | Composite | Fiberglass Reinforced Plastic | Not Marked |  | 1991-06-01 |  | 1991-06-01
510045 | 6C | 1991-06-01 | Currently In Use | Gas | 3000 | Composite | Fiberglass Reinforced Plastic | Not Marked |  | 1991-06-01 |  | 1991-06-01
510045 | 7A | 1991-06-01 | Currently In Use | Diesel | 4000 | Composite | Fiberglass Reinforced Plastic | Not Marked |  | 1991-06-01 |  | 1991-06-01
510045 | 7B | 1991-06-01 | Currently In Use | Kerosene | 4000 | Composite | Fiberglass Reinforced Plastic | Not Marked |  | 1991-06-01 |  | 1991-06-01
510046 | 1 | 1998-01-30 | Removed From Ground | Gas | 1000 | Bare Steel | Galvanized Steel | Suction: Valve At The Tank
510046 | 2 | 1998-01-30 | Removed From Ground | Gas | 1000 | Bare Steel | Galvanized Steel | Suction: Valve At The Tank
510046 | 3 | 1998-01-30 | Removed From Ground | Gas | 3000 | Bare Steel | Galvanized Steel | Suction: Valve At The Tank
510047 | 1 | 1985-05-07 | Currently In Use | Gas | 6000 | Steel-Galvanic | Fiberglass Reinforced Plastic | Pressure |  | 1990-09-01 |  | 1990-09-01
510047 | 2 | 1985-05-07 | Currently In Use | Gas | 6000 | Steel-Galvanic | Fiberglass Reinforced Plastic | Pressure |  | 1990-09-01 |  | 1990-09-01
510047 | 3 | 1985-05-07 | Currently In Use | Gas | 6000 | Steel-Galvanic | Fiberglass Reinforced Plastic | Pressure |  | 1990-09-01 |  | 1990-09-01
510047 | 4 | 1990-09-01 | Currently In Use | Gas | 6000 | Steel-Galvanic | Fiberglass Reinforced Plastic | Pressure |  | 1990-09-01 |  | 1990-09-01
510047 | 5 | 1990-09-01 | Currently In Use | Diesel | 1000 | Steel-Galvanic | Fiberglass Reinforced Plastic | Suction: Valve At The Tank |  | 1990-09-01 |  | 1990-09-01
510047 | 6 |  | Removed From Ground Date Unknown | Gas | 3000 | Bare Steel | Galvanized Steel | Not Marked
510047 | 7 | 1990-09-01 | Currently In Use | Diesel | 10000 | Steel-Galvanic | Fiberglass Reinforced Plastic | Pressure |  | 1990-09-01 |  | 1990-09-01
510048 | 1 | 2008-06-13 | Removed From Ground | Diesel | 8000 | Not Marked/Unknown | Double Walled | Suction: No Valve At The Tank |  | 1998-07-15 |  | 1998-07-15
510048 | 2 | 2008-06-13 | Removed From Ground | Gas | 4000 | Not Marked/Unknown | Double Walled | Suction: No Valve At The Tank |  | 1998-07-15 |  | 1998-07-15
510050 | 1 |  | Permanently Out Of Use | Gas | 4000 | Bare Steel | Galvanized Steel | Not Marked
510050 | 2 |  | Permanently Out Of Use | Gas | 4000 | Bare Steel | Galvanized Steel | Not Marked
510050 | 3 |  | Permanently Out Of Use | Gas | 6000 | Bare Steel | Galvanized Steel | Not Marked
510051 | 1 |  | Removed From Ground Date Unknown | Diesel | 560 | Bare Steel | Galvanized Steel | Not Marked
510051 | 2 |  | Removed From Ground Date Unknown | Gas | 2000 | Bare Steel | Galvanized Steel | Not Marked
510051 | 3 |  | Removed From Ground Date Unknown | Gas | 2000 | Bare Steel | Galvanized Steel | Not Marked
510051 | 4 |  | Removed From Ground Date Unknown | Gas | 6000 | Bare Steel | Galvanized Steel | Not Marked
510052 | 1 | 1987-03-01 | Removed From Ground | Used Oil | 500 | Bare Steel | Galvanized Steel | Not Marked | Y |  | Y
510052 | 2 | 1987-03-01 | Removed From Ground | Used Oil | 500 | Bare Steel | Galvanized Steel | Not Marked | Y |  | Y
510052 | 3 | 1987-03-01 | Removed From Ground | Empty | 1000 | Bare Steel | Galvanized Steel | Not Marked
510053 | 1 | 1996-12-01 | Removed From Ground | Gas | 1200 | Bare Steel | Galvanized Steel | Not Marked
510053 | 2 | 1996-12-01 | Removed From Ground | Gas | 3000 | Bare Steel | Unknown | Not Marked
510053 | 3 | 1996-12-01 | Removed From Ground | Gas | 5000 | Bare Steel | Unknown | Not Marked
510053 | 4 | 2004-03-29 | Removed From Ground | Gas | 10000 | Composite | Double Walled | Pressure |  | 1996-01-15 |  | 1996-01-15
510053 | 5 | 2004-03-29 | Removed From Ground | Gas | 6000 | Composite | Double Walled | Pressure |  | 1996-01-15 |  | 1996-01-15
510055 | 1 | 2015-02-09 | Temporarily Out Of Use | Gas | 6000 | STIP-3 | Galvanic | Suction: Valve At The Tank |  | 1998-02-01 |  | 1998-02-01
510055 | 2 | 2015-02-09 | Temporarily Out Of Use | Diesel | 6000 | STIP-3 | Galvanic | Suction: Valve At The Tank |  | 1998-02-01 |  | 1998-02-01
510056 | 1 | 1987-01-01 | Currently In Use | Gas | 8000 | Cathodically Protected Steel | Cathodically Protected | Pressure |  | 1987-08-01 |  | 1987-08-01
510056 | 2 | 1987-01-01 | Currently In Use | Gas | 8000 | Cathodically Protected Steel | Cathodically Protected | Pressure |  | 1987-08-01 |  | 1987-08-01
510056 | 3 | 1987-01-01 | Currently In Use | Gas | 8000 | Cathodically Protected Steel | Cathodically Protected | Pressure |  | 1987-08-01 |  | 1987-08-01
510056 | 4 | 1987-01-01 | Currently In Use | Diesel | 4000 | Cathodically Protected Steel | Cathodically Protected | Suction: No Valve At The Tank |  | 1987-08-01 |  | 1987-08-01
510056 | 5 | 1987-01-01 | Currently In Use | Kerosene | 4000 | Cathodically Protected Steel | Cathodically Protected | Suction: No Valve At The Tank |  | 1987-08-01 |  | 1987-08-01
510058 | 1 | 1994-09-13 | Removed From Ground | Diesel | 400 | Bare Steel | Bare Steel | Suction: Valve At The Tank
510060 | 1 | 1996-07-01 | Removed From Ground | Gas | 5000 | Bare Steel | Galvanized Steel | Not Marked
510060 | 2 | 1996-07-01 | Removed From Ground | Gas | 4000 | Bare Steel | Galvanized Steel | Not Marked
510060 | 3 | 1996-07-01 | Removed From Ground | Gas | 2000 | Bare Steel | Galvanized Steel | Not Marked
510060 | 4 | 1996-07-01 | Removed From Ground | Empty | 1000 | Bare Steel | Galvanized Steel | Not Marked
510060 | 5 | 1996-07-01 | Removed From Ground | Empty | 1000 | Bare Steel | Galvanized Steel | Not Marked
510061 | 1 | 2000-04-01 | Currently In Use | Gas | 12000 | Composite | Secondary Containment | Pressure |  | 2000-04-01 |  | 2000-04-01
510061 | 2A | 2000-04-01 | Currently In Use | Gas | 6000 | Composite | Secondary Containment | Pressure |  | 2000-04-01 |  | 2000-04-01
510061 | 2B | 2000-04-01 | Currently In Use | Diesel | 4000 | Composite | Secondary Containment | Pressure |  | 2000-04-01 |  | 2000-04-01
520002 | 1 |  | Currently In Use | Gas | 2000 | Bare Steel | Galvanized Steel | Not Marked
520003 | 1 | 1989-12-01 | Removed From Ground | Other | 1500 | Bare Steel | Unknown | Not Marked
520003 | 2 | 1989-12-01 | Removed From Ground | Other | 1500 | Bare Steel | Unknown | Not Marked
520003 | 3 | 1989-01-01 | Currently In Use | Other | 6000 | Cathodically Protected Steel | Fiberglass Reinforced Plastic | Suction: No Valve At The Tank |  | 1989-01-01 |  | 1989-01-01
520004 | 2 | 1985-03-04 | Currently In Use | Other | 5000 | Steel-Impressed Current | Cathodically Protected | Suction: Valve At The Tank |  | 1998-11-15 |  | 1998-11-15
520006 | 1 | 1986-01-01 | Temporarily Out Of Use | Gas | 3000 | Bare Steel | Galvanized Steel | Not Marked
520006 | 2 | 1986-01-01 | Temporarily Out Of Use | Gas | 2000 | Bare Steel | Galvanized Steel | Not Marked
520006 | 3 | 1986-01-01 | Temporarily Out Of Use | Gas | 1000 | Bare Steel | Galvanized Steel | Not Marked
520007 | 1 | 1992-01-01 | Removed From Ground | Gas | 1000 | Bare Steel | Galvanized Steel | Not Marked
520009 | 1 | 1992-01-01 | Removed From Ground | Gas | 1000 | Bare Steel | Galvanized Steel | Not Marked
520009 | 2 | 1992-01-01 | Removed From Ground | Gas | 1000 | Bare Steel | Galvanized Steel | Not Marked
520009 | 3 | 1992-01-01 | Removed From Ground | Gas | 2000 | Bare Steel | Galvanized Steel | Not Marked
520010 | 1 | 2004-01-12 | Removed From Ground | Gas | 5000 | Cathodically Protected Steel | Cathodically Protected | Suction: Valve At The Tank |  | 1991-07-12 |  | 1991-07-12
520010 | 2 | 2004-01-12 | Removed From Ground | Gas | 5000 | Cathodically Protected Steel | Cathodically Protected | Suction: Valve At The Tank |  | 1991-07-12 |  | 1991-07-12
520010 | 3 | 2004-01-12 | Removed From Ground | Gas | 6000 | Cathodically Protected Steel | Cathodically Protected | Suction: Valve At The Tank |  | 1991-07-12 |  | 1991-07-12
520010 | 4A | 2004-01-10 | Currently In Use | Gas | 8000 | Composite | Fiberglass Reinforced Plastic | Pressure | N | 2004-01-07 | N | 2004-01-07
520010 | 4B | 2004-01-10 | Currently In Use | Gas | 4000 | Composite | Fiberglass Reinforced Plastic | Pressure | N | 2004-01-07 | N | 2004-01-07
520011 | 1 | 1995-02-27 | Removed From Ground | Gas | 6000 | Bare Steel | Galvanized Steel | Not Marked
520011 | 2 | 1995-02-27 | Removed From Ground | Gas | 6000 | Bare Steel | Galvanized Steel | Not Marked
520011 | 3 | 1995-03-20 | Currently In Use | Gas | 6000 | Composite | Fiberglass Reinforced Plastic | Suction: Valve At The Tank |  | 1995-03-20 |  | 1995-03-20
520011 | 4 | 1995-03-20 | Currently In Use | Gas | 6000 | Composite | Fiberglass Reinforced Plastic | Suction: Valve At The Tank |  | 1995-03-20 |  | 1995-03-20
520012 | 1 | 1975-02-21 | Currently In Use | Gas | 8000 | Steel-Impressed Current | Cathodically Protected | Pressure |  | 1994-03-01 |  | 1991-09-18
520012 | 2 | 1975-02-21 | Currently In Use | Diesel | 6000 | Steel-Impressed Current | Cathodically Protected | Suction: Valve At The Tank |  | 1994-03-01 |  | 1991-09-18
520012 | 3 | 1975-02-21 | Currently In Use | Diesel | 8000 | Steel-Impressed Current | Cathodically Protected | Suction: Valve At The Tank |  | 1994-03-01 |  | 1991-09-18
520012 | 4 | 1999-03-01 | Currently In Use | Gas | 12000 | Epoxy | Fiberglass Reinforced Plastic | Pressure |  | 1999-04-01 |  | 1999-04-01
520012 | 5 | 1999-03-01 | Currently In Use | Kerosene | 3000 | Epoxy | Fiberglass Reinforced Plastic | Pressure |  | 1999-04-01 |  | 1999-04-01
520013 | 1 | 2001-06-04 | Removed From Ground | Gas | 500 | Bare Steel | Galvanized Steel | Suction: Valve At The Tank
520015 | 1 | 1989-01-01 | Removed From Ground | Gas | 12000 | Bare Steel | Galvanized Steel | Not Marked
520015 | 2 | 1989-01-01 | Removed From Ground | Diesel | 6000 | Bare Steel | Galvanized Steel | Not Marked
520015 | 3 | 1989-01-01 | Removed From Ground | Gas | 3000 | Bare Steel | Galvanized Steel | Not Marked
520015 | 4 | 1989-01-01 | Removed From Ground | Used Oil | 500 | Bare Steel | Fiberglass Reinforced Plastic | Not Marked | Y |  | Y
520016 | 1 | 1976-03-16 | Currently In Use | Diesel | 10000 | Bare Steel | Not Marked | Not Marked
520022 | 1 |  | Removed From Ground Date Unknown | Other | 1000 | Bare Steel | Galvanized Steel | Not Marked
520022 | 2 |  | Removed From Ground Date Unknown | Other | 560 | Bare Steel | Galvanized Steel | Not Marked
520022 | 3 |  | Removed From Ground Date Unknown | Other | 560 | Bare Steel | Galvanized Steel | Not Marked
520023 | 1 |  | Removed From Ground Date Unknown | Gas | 560 | Bare Steel | Galvanized Steel | Not Marked
520023 | 2 |  | Removed From Ground Date Unknown | Gas | 1000 | Bare Steel | Galvanized Steel | Not Marked
520023 | 3 |  | Removed From Ground Date Unknown | Gas | 1000 | Bare Steel | Galvanized Steel | Not Marked
520023 | 4 |  | Removed From Ground Date Unknown | Gas | 1000 | Bare Steel | Galvanized Steel | Not Marked
520023 | 5 |  | Removed From Ground Date Unknown | Gas | 1000 | Bare Steel | Galvanized Steel | Not Marked
520023 | 6 |  | Removed From Ground Date Unknown | Gas | 4000 | Bare Steel | Galvanized Steel | Not Marked
520023 | 7 |  | Removed From Ground Date Unknown | Gas | 560 | Bare Steel | Galvanized Steel | Not Marked
520024 | 1 | 2002-09-09 | Permanently Out Of Use | Gas | 1000 | Bare Steel | Galvanized Steel | Not Marked
520024 | 1 |  | Temporarily Out Of Use | Gas | 1000 | Bare Steel | Galvanized Steel | Not Marked
520024 | 2 | 2002-09-09 | Permanently Out Of Use | Gas | 1000 | Bare Steel | Galvanized Steel | Not Marked
520024 | 2 |  | Temporarily Out Of Use | Gas | 1000 | Bare Steel | Galvanized Steel | Not Marked
520024 | 3 | 2002-09-09 | Permanently Out Of Use | Gas | 1000 | Bare Steel | Galvanized Steel | Not Marked
520024 | 3 |  | Temporarily Out Of Use | Gas | 1000 | Bare Steel | Galvanized Steel | Not Marked
520026 | 1 | 1996-07-10 | Removed From Ground | Gas | 1000 | Bare Steel | Galvanized Steel | Not Marked
520026 | 2 | 1996-07-10 | Removed From Ground | Gas | 1000 | Bare Steel | Galvanized Steel | Not Marked
520026 | 3 | 1996-07-10 | Removed From Ground | Gas | 500 | Bare Steel | Galvanized Steel | Not Marked
520026 | 4 | 1996-07-10 | Removed From Ground | Gas | 500 | Not Marked/Unknown | Not Marked | Not Marked
520027 | 1 | 1979-11-10 | Currently In Use | Gas | 8000 | Steel-Impressed Current | Cathodically Protected | Suction: Valve At The Tank |  | 1998-10-10 |  | 1998-10-10
520027 | 2 | 1979-11-10 | Currently In Use | Gas | 6000 | Steel-Impressed Current | Cathodically Protected | Suction: Valve At The Tank |  | 1998-10-10 |  | 1998-10-10
520027 | 3 | 1979-11-10 | Currently In Use | Gas | 6000 | Steel-Impressed Current | Cathodically Protected | Not Marked |  | 1998-10-10 |  | 1998-10-10
520028 | 1 | 1999-04-01 | Removed From Ground | Gas |  | Bare Steel | Galvanized Steel | Suction: Valve At The Tank
520028 | 2 | 1999-04-14 | Removed From Ground | Gas | 3000 | Bare Steel | Galvanized Steel | Suction: Valve At The Tank
520028 | 3 | 1999-04-14 | Removed From Ground | Gas | 3000 | Bare Steel | Galvanized Steel | Suction: Valve At The Tank
520028 | 4 | 1999-04-14 | Removed From Ground | Heating Oil | 1000 | Bare Steel | Galvanized Steel | Suction: Valve At The Tank
520028 | 5 | 1999-04-14 | Removed From Ground | Used Oil | 550 | Bare Steel | Galvanized Steel | Gravity Fed | Y |  | Y
520031 | 1 | 1991-11-01 | Removed From Ground | Gas | 1000 | Bare Steel | Galvanized Steel | Not Marked
520031 | 2 | 1991-11-01 | Removed From Ground | Gas | 500 | Bare Steel | Galvanized Steel | Not Marked
520031 | 3 | 1991-11-01 | Removed From Ground | Gas | 500 | Bare Steel | Galvanized Steel | Not Marked
520032 | 1 |  | Removed From Ground Date Unknown | Gas | 2000 | Bare Steel | Galvanized Steel | Not Marked
520032 | 2 |  | Removed From Ground Date Unknown | Gas | 1000 | Bare Steel | Galvanized Steel | Not Marked
520033 | 1 | 1990-08-01 | Removed From Ground | Diesel | 12000 | Bare Steel | Unknown | Not Marked
520033 | 2 | 1990-08-01 | Removed From Ground | Gas | 1062 | Bare Steel | Unknown | Not Marked
520034 | 1 | 2004-09-20 | Removed From Ground | Gas | 2000 | Bare Steel | Galvanized Steel | Not Marked
520034 | 1 |  | Temporarily Out Of Use | Gas | 2000 | Bare Steel | Galvanized Steel | Not Marked
520034 | 2 | 2004-09-20 | Removed From Ground | Gas | 2000 | Bare Steel | Galvanized Steel | Not Marked
520034 | 2 |  | Temporarily Out Of Use | Gas | 2000 | Bare Steel | Galvanized Steel | Not Marked
520034 | 3 | 2004-09-20 | Removed From Ground | Gas | 1000 | Bare Steel | Galvanized Steel | Not Marked
520034 | 3 |  | Temporarily Out Of Use | Gas | 1000 | Bare Steel | Galvanized Steel | Not Marked
520035 | 1 | 1994-08-01 | Removed From Ground | Gas | 2500 | Bare Steel | Galvanized Steel | Not Marked
520035 | 2 | 1994-08-01 | Removed From Ground | Diesel | 1000 | Bare Steel | Galvanized Steel | Not Marked
520036 | 1 | 1998-06-30 | Removed From Ground | Gas | 10000 | Bare Steel | Galvanized Steel | Pressure
520036 | 2 | 1998-06-01 | Removed From Ground | Gas | 10000 | Bare Steel | Galvanized Steel | Pressure
520036 | 3 | 1998-06-01 | Removed From Ground | Diesel | 4000 | Bare Steel | Galvanized Steel | Pressure
520036 | 4 | 2000-04-03 | Currently In Use | Gas | 10000 | Epoxy | Fiberglass Reinforced Plastic | Pressure |  | 2000-04-03 |  | 2000-04-03
520036 | 5 | 2000-04-03 | Currently In Use | Gas | 10000 | Epoxy | Fiberglass Reinforced Plastic | Pressure |  | 2000-04-03 |  | 2000-04-03
520036 | 6 | 2000-04-03 | Currently In Use | Diesel | 4000 | Epoxy | Fiberglass Reinforced Plastic | Pressure |  | 2000-04-03 |  | 2000-04-03
520039 | 1 | 1990-04-01 | Removed From Ground | Gas | 1000 | Bare Steel | Galvanized Steel | Not Marked
520040 | 1 | 1976-05-09 | Currently In Use | Gas | 2000 | Bare Steel | Galvanized Steel | Not Marked
520040 | 1 |  | Removed From Ground Date Unknown | Gas | 2000 | Bare Steel | Galvanized Steel | Not Marked
520040 | 2 | 1976-05-09 | Currently In Use | Diesel | 2000 | Not Marked/Unknown | Not Marked | Not Marked
520040 | 2 |  | Removed From Ground Date Unknown | Diesel | 2000 | Not Marked/Unknown | Not Marked | Not Marked
520041 | 1 |  | Removed From Ground Date Unknown | Gas | 1000 | Bare Steel | Galvanized Steel | Not Marked
520041 | 2 |  | Removed From Ground Date Unknown | Gas | 1000 | Bare Steel | Galvanized Steel | Not Marked
520042 | 1 | 1990-04-01 | Removed From Ground | Gas | 1000 | Bare Steel | Galvanized Steel | Not Marked
520043 | 1 |  | Currently In Use | Gas | 500 | Bare Steel | Galvanized Steel | Not Marked
520043 | 2 |  | Currently In Use | Gas | 500 | Bare Steel | Galvanized Steel | Not Marked
520043 | 3 |  | Currently In Use | Gas | 1000 | Bare Steel | Galvanized Steel | Not Marked
520044 | 1 |  | Removed From Ground Date Unknown | Gas | 1000 | Bare Steel | Galvanized Steel | Suction: Valve At The Tank
520044 | 2 |  | Removed From Ground Date Unknown | Gas | 2000 | Bare Steel | Galvanized Steel | Suction: Valve At The Tank
520044 | 3 |  | Removed From Ground Date Unknown | Gas | 2000 | Bare Steel | Galvanized Steel | Suction: Valve At The Tank
520045 | 1 |  | Removed From Ground Date Unknown | Gas | 1000 | Bare Steel | Galvanized Steel | Suction: Valve At The Tank
520045 | 2 |  | Removed From Ground Date Unknown | Gas | 1000 | Bare Steel | Galvanized Steel | Suction: Valve At The Tank
520045 | 3 |  | Removed From Ground Date Unknown | Gas | 1000 | Bare Steel | Galvanized Steel | Suction: Valve At The Tank
520045 | 4 |  | Removed From Ground Date Unknown | Diesel | 1000 | Bare Steel | Galvanized Steel | Suction: Valve At The Tank
520047 | 1 | 1991-01-16 | Removed From Ground | Gas | 1000 | Bare Steel | Galvanized Steel | Not Marked
520048 | 1 | 1995-10-10 | Removed From Ground | Gas | 2000 | Bare Steel | Galvanized Steel | Not Marked
520048 | 2 | 1995-10-10 | Removed From Ground | Gas | 1000 | Bare Steel | Galvanized Steel | Not Marked
520048 | 3 | 1995-10-10 | Removed From Ground | Gas | 1000 | Bare Steel | Galvanized Steel | Not Marked
520048 | 4 | 1995-10-10 | Removed From Ground | Used Oil | 550 | Bare Steel | Galvanized Steel | Not Marked | Y |  | Y
520049 | 1 | 2002-09-23 | Temporarily Out Of Use | Gas | 4000 | Steel-Impressed Current | Cathodically Protected | Suction: No Valve At The Tank |  | 1999-06-12 |  | 1999-06-12
520049 | 2 | 2002-09-23 | Temporarily Out Of Use | Gas | 2000 | Steel-Impressed Current | Cathodically Protected | Suction: No Valve At The Tank |  | 1999-06-12 |  | 1999-06-12
520049 | 3 | 2002-09-23 | Temporarily Out Of Use | Diesel | 2000 | Steel-Impressed Current | Cathodically Protected | Suction: No Valve At The Tank |  | 1999-06-12 |  | 1999-06-12
520049 | 4 | 2002-09-23 | Temporarily Out Of Use | Diesel | 2000 | Steel-Impressed Current | Cathodically Protected | Suction: No Valve At The Tank |  | 1999-06-12 |  | 1999-06-12
520051 | 1 | 1998-11-01 | Removed From Ground | Gas | 4000 | Bare Steel | Galvanized Steel | Pressure
520051 | 2 | 1998-11-01 | Removed From Ground | Gas | 4000 | Bare Steel | Galvanized Steel | Pressure
520051 | 3 | 1998-11-01 | Removed From Ground | Gas | 1000 | Bare Steel | Galvanized Steel | Suction: Valve At The Tank
520051 | 4 | 1998-11-30 | Currently In Use | Gas | 12000 | Composite | Fiberglass Reinforced Plastic | Pressure |  | 1998-11-30 |  | 1998-11-30
520053 | 1 |  | Removed From Ground Date Unknown | Gas | 560 | Bare Steel | Unknown | Not Marked
520053 | 2 |  | Removed From Ground Date Unknown | Gas | 560 | Bare Steel | Unknown | Not Marked
520054 | 1 | 1982-05-09 | Currently In Use | Gas | 560 | Bare Steel | Galvanized Steel | Not Marked
520055 | 1 | 1992-10-31 | Removed From Ground | Diesel | 6000 | Bare Steel | Copper | Suction: Valve At The Tank
520056 | 1 |  | Removed From Ground Date Unknown | Diesel | 560 | Bare Steel | Galvanized Steel | Not Marked
520056 | 2 |  | Removed From Ground Date Unknown | Gas | 560 | Bare Steel | Galvanized Steel | Not Marked
520057 | 1 | 1988-12-31 | Removed From Ground | Gas | 1000 | Bare Steel | Galvanized Steel | Not Marked
520058 | 1 | 1988-01-01 | Removed From Ground | Gas |  | Bare Steel | Galvanized Steel | Not Marked
520058 | 2 | 1988-01-01 | Removed From Ground | Gas |  | Bare Steel | Galvanized Steel | Not Marked
520058 | 3 | 1988-01-01 | Removed From Ground | Gas |  | Bare Steel | Galvanized Steel | Not Marked
520059 | 1 |  | Removed From Ground Date Unknown | Gas |  | Bare Steel | Galvanized Steel | Not Marked
520059 | 2 |  | Removed From Ground Date Unknown | Gas |  | Bare Steel | Galvanized Steel | Not Marked
520059 | 3 |  | Removed From Ground Date Unknown | Gas |  | Bare Steel | Galvanized Steel | Not Marked
520061 | 1 |  | Permanently Out Of Use | Empty | 250 | Bare Steel | Galvanized Steel | Not Marked
520062 | 1 |  | Removed From Ground Date Unknown | Diesel | 10000 | Bare Steel | Galvanized Steel | Not Marked
520062 | 2 |  | Removed From Ground Date Unknown | Gas | 10000 | Bare Steel | Galvanized Steel | Not Marked
520063 | 1 | 1995-01-01 | Removed From Ground | Gas | 1000 | Bare Steel | Galvanized Steel | Not Marked
520063 | 2 | 1995-01-01 | Removed From Ground | Gas | 1000 | Bare Steel | Galvanized Steel | Not Marked
520065 | 1 |  | Permanently Out Of Use | Gas | 1000 | Bare Steel | Galvanized Steel | Not Marked
520065 | 2 |  | Permanently Out Of Use | Gas | 1000 | Bare Steel | Galvanized Steel | Not Marked
520066 | 1 |  | Removed From Ground Date Unknown | Gas | 550 | Bare Steel | Galvanized Steel | Not Marked
520066 | 2 |  | Removed From Ground Date Unknown | Gas | 550 | Bare Steel | Galvanized Steel | Not Marked
520067 | 1 |  | Removed From Ground Date Unknown | Gas | 550 | Bare Steel | Galvanized Steel | Not Marked
520067 | 2 |  | Removed From Ground Date Unknown | Gas | 550 | Bare Steel | Galvanized Steel | Not Marked
520068 | 1 | 1988-07-01 | Removed From Ground | Gas | 1000 | Bare Steel | Galvanized Steel | Not Marked
520068 | 2 | 1988-07-01 | Removed From Ground | Gas | 1000 | Bare Steel | Galvanized Steel | Not Marked
520068 | 3 | 1988-07-01 | Removed From Ground | Gas | 1000 | Bare Steel | Galvanized Steel | Not Marked
520068 | 4 | 1988-07-01 | Removed From Ground | Diesel | 1000 | Bare Steel | Galvanized Steel | Not Marked
520068 | 5 | 1988-07-01 | Removed From Ground | Diesel | 550 | Bare Steel | Galvanized Steel | Not Marked
520069 | 1 | 2015-04-29 | Temporarily Out Of Use | Gas | 8000 | Steel-Galvanic | Fiberglass Reinforced Plastic | Pressure | Y | 1998-05-20 12:00 |  | 1998-05-20 12:00
520069 | 2 | 1986-05-01 | Currently In Use | Gas | 8000 | Steel-Galvanic | Fiberglass Reinforced Plastic | Pressure | Y | 1998-05-20 12:00 |  | 1998-05-20 12:00
520069 | 3 | 2015-04-29 | Temporarily Out Of Use | Gas | 8000 | Steel-Galvanic | Fiberglass Reinforced Plastic | Pressure | Y | 1998-05-20 12:00 |  | 1998-05-20 12:00
520069 | 4 | 2015-04-29 | Temporarily Out Of Use | Gas | 2000 | Steel-Galvanic | Fiberglass Reinforced Plastic | Pressure | Y | 1998-05-20 12:00 |  | 1998-05-20 12:00
520070 | 1 | 1984-05-07 | Currently In Use | Gas | 6000 | Steel-Impressed Current | Bare Steel | Pressure |  | 1994-04-29 |  | 1994-04-29
520070 | 2 | 1984-05-07 | Currently In Use | Gas | 8000 | Steel-Impressed Current | Bare Steel | Pressure |  | 1994-04-29 |  | 1994-04-29
520070 | 3 | 1984-05-07 | Currently In Use | Gas | 10000 | Steel-Impressed Current | Bare Steel | Pressure |  | 1994-04-29 |  | 1994-04-29
520070 | 4 | 1984-05-07 | Currently In Use | Diesel | 10000 | Steel-Impressed Current | Bare Steel | Pressure |  | 1994-04-29 |  | 1994-04-29
520071 | 1 | 1995-06-12 | Removed From Ground | Gas | 1060 | Bare Steel | Unknown | Suction: Valve At The Tank
520071 | 2 | 1995-06-12 | Removed From Ground | Gas | 1060 | Bare Steel | Unknown | Suction: Valve At The Tank
520071 | 3 | 1995-06-12 | Removed From Ground | Gas | 1060 | Bare Steel | Unknown | Suction: Valve At The Tank
520071 | 4 | 1987-12-30 | Permanently Out Of Use | Used Oil | 550 | Bare Steel | Unknown | Not Marked | Y |  | Y
520072 | 1 | 1989-03-15 | Removed From Ground | Gas | 550 | Bare Steel | Galvanized Steel | Not Marked
520073 | 1 | 1986-06-15 | Removed From Ground | Gas | 1000 | Bare Steel | Unknown | Not Marked
520073 | 2 | 1986-06-15 | Removed From Ground | Gas | 280 | Bare Steel | Unknown | Not Marked
520074 | 1 | 1982-12-01 | Removed From Ground | Diesel | 1060 | Bare Steel | Galvanized Steel | Not Marked
520074 | 2 | 1986-12-01 | Removed From Ground | Diesel | 1060 | Not Marked/Unknown | Not Marked | Not Marked
520076 | 1 | 1986-05-08 | Currently In Use | Gas | 1000 | Bare Steel | Galvanized Steel | Not Marked
520076 | 1 |  | Removed From Ground Date Unknown | Gas | 1000 | Bare Steel | Galvanized Steel | Not Marked
520076 | 2 | 1986-05-09 | Currently In Use | Gas | 550 | Bare Steel | Galvanized Steel | Not Marked
520076 | 2 |  | Removed From Ground Date Unknown | Gas | 550 | Bare Steel | Galvanized Steel | Not Marked
520077 | 1 | 1999-09-01 | Removed From Ground | Gas | 1000 | Bare Steel | Galvanized Steel | Not Marked
520077 | 2 | 1999-09-01 | Removed From Ground | Gas | 550 | Bare Steel | Galvanized Steel | Not Marked
520078 | 1 | 1988-01-01 | Removed From Ground | Gas | 1000 | Bare Steel | Galvanized Steel | Not Marked
520078 | 2 | 1988-01-01 | Removed From Ground | Gas | 1000 | Bare Steel | Galvanized Steel | Not Marked
520080 | 1 | 1999-11-10 | Removed From Ground | Gas | 8000 | Bare Steel | Galvanized Steel | Suction: No Valve At The Tank
520080 | 2 | 1999-11-10 | Removed From Ground | Diesel | 1000 | Bare Steel | Galvanized Steel | Suction: No Valve At The Tank
520080 | 3 | 1999-11-10 | Removed From Ground | Empty | 1 | Bare Steel | Galvanized Steel | Not Marked
520080 | 4 | 1999-11-10 | Removed From Ground | Empty | 1 | Bare Steel | Galvanized Steel | Not Marked
520081 | 1 | 1990-12-06 | Removed From Ground | Gas | 12000 | Bare Steel | Unknown | Pressure
520081 | 2 | 1990-12-06 | Removed From Ground | Used Oil | 550 | Bare Steel | Unknown | Gravity Fed | Y |  | Y
520082 | 1 | 1997-08-05 | Removed From Ground | Diesel | 2000 | Bare Steel | Copper | Suction: Valve At The Tank
520082 | 2 | 1990-01-10 | Removed From Ground | Diesel | 550 | Bare Steel | Unknown | Suction: Valve At The Tank
520082 | 3 | 1997-08-26 | Currently In Use | Diesel | 1000 | Double Walled | Copper | Suction: Valve At The Tank |  | 1997-08-26 |  | 1997-08-26
520083 | 1 | 1987-07-10 | Removed From Ground | Gas | 4000 | Bare Steel | Galvanized Steel | Suction: No Valve At The Tank
520083 | 2 | 1987-07-10 | Removed From Ground | Gas | 4000 | Bare Steel | Galvanized Steel | Suction: No Valve At The Tank
520083 | 3 | 1987-07-10 | Removed From Ground | Gas | 4000 | Bare Steel | Galvanized Steel | Suction: No Valve At The Tank
520083 | 4 | 1987-07-10 | Removed From Ground | Gas | 4000 | Bare Steel | Galvanized Steel | Suction: No Valve At The Tank
520083 | 5 | 2001-02-28 | Removed From Ground | Gas | 4000 | Steel-Impressed Current | Cathodically Protected | Suction: No Valve At The Tank |  | 1998-05-20 |  | 1998-05-20
520083 | 6 | 2001-02-28 | Removed From Ground | Gas | 4000 | Steel-Impressed Current | Cathodically Protected | Suction: No Valve At The Tank |  | 1998-05-20 |  | 1998-05-20
520083 | 7 | 2001-02-28 | Removed From Ground | Gas | 4000 | Steel-Impressed Current | Cathodically Protected | Suction: No Valve At The Tank |  | 1998-05-20 |  | 1998-05-20
520083 | 8 | 2001-02-28 | Removed From Ground | Gas | 4000 | Steel-Impressed Current | Cathodically Protected | Suction: No Valve At The Tank |  | 1998-05-20 |  | 1998-05-20
520083 | 9 | 2001-02-28 | Removed From Ground | Diesel | 4000 | Steel-Impressed Current | Cathodically Protected | Suction: No Valve At The Tank |  | 1998-05-20 |  | 1998-05-20
520085 | 1 |  | Removed From Ground Date Unknown | Gas | 560 | Bare Steel | Galvanized Steel | Not Marked
520086 | 1 | 1989-01-01 | Removed From Ground | Gas | 1000 | Bare Steel | Galvanized Steel | Not Marked
520086 | 2 | 1989-01-01 | Removed From Ground | Gas | 560 | Bare Steel | Galvanized Steel | Not Marked
520086 | 3 | 1989-01-01 | Removed From Ground | Gas | 560 | Bare Steel | Galvanized Steel | Not Marked
520088 | 1 | 1985-01-01 | Currently In Use | Gas | 10000 | Steel-Impressed Current | Fiberglass Reinforced Plastic | Pressure |  | 1998-05-20 |  | 1998-05-20
520088 | 2 | 1985-01-01 | Currently In Use | Gas | 10000 | Steel-Impressed Current | Fiberglass Reinforced Plastic | Pressure |  | 1998-05-20 |  | 1998-05-20
520088 | 3 | 1985-01-01 | Currently In Use | Gas | 10000 | Steel-Impressed Current | Fiberglass Reinforced Plastic | Pressure |  | 1998-05-20 |  | 1998-05-20
520088 | 4 | 1985-01-01 | Currently In Use | Gas | 10000 | Steel-Impressed Current | Fiberglass Reinforced Plastic | Pressure |  | 1998-05-20 |  | 1998-05-20
520088 | 5 | 1985-01-01 | Currently In Use | Gas | 10000 | Steel-Impressed Current | Fiberglass Reinforced Plastic | Pressure |  | 1998-05-20 |  | 1998-05-20
520088 | 6 | 1985-01-01 | Currently In Use | Diesel | 10000 | Steel-Impressed Current | Fiberglass Reinforced Plastic | Pressure |  | 1998-05-20 |  | 1998-05-20
520089 | 1 | 2000-11-01 | Removed From Ground | Gas | 560 | Bare Steel | Galvanized Steel | Not Marked
520089 | 2 | 2000-11-01 | Removed From Ground | Gas | 560 | Bare Steel | Galvanized Steel | Not Marked
520089 | 3 | 2000-11-01 | Removed From Ground | Gas | 560 | Bare Steel | Galvanized Steel | Not Marked
520089 | 4 | 2000-11-01 | Removed From Ground | Diesel | 560 | Bare Steel | Galvanized Steel | Not Marked
520090 | 1 |  | Currently In Use | Gas |  | Bare Steel | Galvanized Steel | Not Marked
520090 | 2 |  | Currently In Use | Gas |  | Bare Steel | Galvanized Steel | Not Marked
520090 | 3 |  | Currently In Use | Gas |  | Bare Steel | Galvanized Steel | Not Marked
520091 | 1 | 1998-12-30 | Removed From Ground | Gas | 1000 | Bare Steel | Galvanized Steel | Suction: Valve At The Tank
520091 | 2 | 1998-12-30 | Removed From Ground | Gas | 560 | Bare Steel | Galvanized Steel | Suction: Valve At The Tank
520091 | 3 | 1998-12-30 | Removed From Ground | Gas | 560 | Bare Steel | Galvanized Steel | Suction: Valve At The Tank
520092 | 1 | 1997-10-10 | Removed From Ground | Gas | 8000 | Bare Steel | Galvanized Steel | Not Marked
520092 | 2 | 1997-10-10 | Removed From Ground | Gas | 8000 | Bare Steel | Galvanized Steel | Not Marked
520092 | 3 | 1997-10-10 | Removed From Ground | Gas | 6000 | Bare Steel | Galvanized Steel | Not Marked
520092 | 4 | 1997-10-10 | Removed From Ground | Kerosene | 270 | Bare Steel | Galvanized Steel | Not Marked
520092 | 5 | 1997-10-10 | Removed From Ground | Diesel | 2000 | Bare Steel | Galvanized Steel | Not Marked
520092 | 6 | 1997-10-10 | Removed From Ground | Used Oil | 560 | Not Marked/Unknown | Not Marked | Not Marked | Y |  | Y
520093 | 1 | 1997-10-16 | Removed From Ground | Gas | 560 | Bare Steel | Galvanized Steel | Suction: Valve At The Tank
520093 | 2 | 1997-10-16 | Removed From Ground | Gas | 560 | Bare Steel | Galvanized Steel | Suction: Valve At The Tank
520093 | 3 | 1997-10-16 | Removed From Ground | Gas | 1000 | Bare Steel | Galvanized Steel | Suction: Valve At The Tank
530001 | 1 | 1996-05-01 | Removed From Ground | Gas | 2000 | Bare Steel | Galvanized Steel | Not Marked
530001 | 2A | 1996-05-15 | Currently In Use | Gas | 1000 | Composite | Fiberglass Reinforced Plastic | Suction: No Valve At The Tank |  | 1996-05-01 |  | 1996-05-01
530001 | 2B | 1996-05-15 | Currently In Use | Diesel | 2000 | Composite | Fiberglass Reinforced Plastic | Suction: No Valve At The Tank |  | 1996-05-01 |  | 1996-05-01
530002 | 1 | 2008-05-13 | Removed From Ground | Gas | 500 | Bare Steel | Galvanized Steel | Not Marked
530002 | 2 | 2008-05-13 | Removed From Ground | Gas | 1000 | Bare Steel | Galvanized Steel | Not Marked
530002 | 3 | 2008-07-14 | Removed From Ground | Used Oil | 5000 | Unknown | Unknown |  | N |  | N
530003 | 1 | 1992-01-01 | Removed From Ground | Gas | 500 | Bare Steel | Galvanized Steel | Not Marked
530003 | 2 | 1992-01-01 | Removed From Ground | Diesel | 1000 | Bare Steel | Galvanized Steel | Not Marked
530004 | 1 | 1987-01-01 | Removed From Ground | Gas | 1000 | Bare Steel | Galvanized Steel | Not Marked
530004 | 2 | 1987-01-01 | Removed From Ground | Gas | 1000 | Bare Steel | Galvanized Steel | Not Marked
530004 | 3 | 1987-01-01 | Removed From Ground | Gas | 1000 | Bare Steel | Galvanized Steel | Not Marked
530004 | 4 | 1987-01-01 | Removed From Ground | Gas | 2000 | Bare Steel | Galvanized Steel | Not Marked
530004 | 5 | 1998-01-01 | Removed From Ground | Gas | 1000 | Composite | Galvanized Steel | Not Marked
530005 | 1 | 2002-03-06 | Removed From Ground | Gas | 1000 | Bare Steel | Galvanized Steel | Not Marked
530006 | 1 | 1991-01-17 | Removed From Ground | Diesel | 10000 | Bare Steel | Galvanized Steel | Not Marked
530007 | 1 | 1996-12-01 | Removed From Ground | Gas | 1060 | Bare Steel | Galvanized Steel | Suction: Valve At The Tank
530007 | 2 | 1996-12-01 | Removed From Ground | Gas | 1060 | Bare Steel | Galvanized Steel | Suction: Valve At The Tank
530007 | 3 | 1996-12-01 | Removed From Ground | Used Oil | 500 | Bare Steel | Galvanized Steel | Not Marked | Y |  | Y
530007 | 4 | 1996-12-01 | Removed From Ground | Diesel | 500 | Bare Steel | Unknown | Not Marked
530008 | 1 | 1972-03-20 | Currently In Use | Other | 10000 | Steel-Impressed Current | Cathodically Protected | Pressure |  | 1998-12-01 |  | 1998-12-01
530008 | 2 | 1972-03-20 | Currently In Use | Other | 10000 | Steel-Impressed Current | Cathodically Protected | Pressure |  | 1998-12-01 |  | 1998-12-01
530008 | 3 | 1972-03-20 | Currently In Use | Other | 10000 | Steel-Impressed Current | Cathodically Protected | Pressure |  | 1998-12-01 |  | 1998-12-01
530008 | 4 | 1984-03-17 | Currently In Use | Diesel | 8000 | Steel-Impressed Current | Cathodically Protected | Pressure |  | 1998-12-01 |  | 1998-12-01
530008 | 5 | 1984-03-17 | Currently In Use | Kerosene | 8000 | Steel-Impressed Current | Cathodically Protected | Pressure |  | 1998-12-01 |  | 1998-12-01
530009 | 1 | 1991-01-01 | Removed From Ground | Gas | 1 | Bare Steel | Galvanized Steel | Not Marked
530009 | 2 | 1991-01-01 | Removed From Ground | Gas | 1 | Bare Steel | Galvanized Steel | Not Marked
530010 | 1 | 1990-11-01 | Closed In Ground | Diesel | 2000 | Cathodically Protected Steel | Galvanized Steel | Not Marked
530010 | 2 | 1990-11-01 | Closed In Ground | Gas | 560 | Cathodically Protected Steel | Galvanized Steel | Not Marked
530010 | 3 | 2008-05-13 | Removed From Ground | Diesel | 1000 | Steel-Galvanic | Cathodically Protected | Suction: No Valve At The Tank |  | 1990-01-01 |  | 1990-01-01
530010 | 4 | 2008-05-13 | Removed From Ground | Gas | 1000 | Steel-Galvanic | Cathodically Protected | Suction: No Valve At The Tank |  | 1990-01-01 |  | 1990-01-01
530011 | 10266-1 | 1991-04-10 | Removed From Ground | Gas | 540 | Bare Steel | Unknown | Not Marked
530012 | 10282-1 |  | Removed From Ground Date Unknown | Gas | 542 | Bare Steel | Unknown | Not Marked
530014 | 1 | 1988-02-01 | Removed From Ground | Gas | 550 | Composite | Unknown | Not Marked
530014 | 2 | 1988-02-01 | Removed From Ground | Diesel | 550 | Composite | Unknown | Not Marked
530014 | 3 | 1988-02-01 | Removed From Ground | Diesel | 550 | Composite | Unknown | Not Marked
530014 | 4 | 1988-02-01 | Removed From Ground | Empty | 560 | Composite | Unknown | Not Marked
530015 | 1 | 2014-10-28 | Closed In Ground | Gas | 8000 | Steel-Impressed Current | Fiberglass Reinforced Plastic | Pressure |  | 1995-01-01 |  | 1995-01-01
530015 | 2 | 1974-01-01 | Currently In Use | Gas | 6000 | Steel-Impressed Current | Fiberglass Reinforced Plastic | Pressure |  | 1995-01-01 |  | 1995-01-01
530015 | 3 | 2014-10-28 | Closed In Ground | Gas | 3000 | Steel-Impressed Current | Fiberglass Reinforced Plastic | Pressure |  | 1995-01-01 |  | 1995-01-01
530020 | 1 | 1988-03-01 | Currently In Use | Gas | 6000 | Fiberglass | Bare Steel | Pressure |  | 1997-10-01 |  | 1997-10-01
530020 | 2 | 1988-03-01 | Currently In Use | Diesel | 4000 | Fiberglass | Bare Steel | Suction: Valve At The Tank |  | 1997-10-01 |  | 1997-10-01
530021 | 1 | 1998-06-22 | Closed In Ground | Gas | 2000 | Bare Steel | Galvanized Steel | Suction: Valve At The Tank
530021 | 2 | 1998-06-22 | Removed From Ground | Gas | 1000 | Bare Steel | Galvanized Steel | Suction: Valve At The Tank
530021 | 3 | 1998-06-22 | Currently In Use | Gas | 4000 | STIP-3 | Fiberglass Reinforced Plastic | Suction: No Valve At The Tank |  | 1998-06-22 |  | 1998-06-22
530022 | 1 | 1971-05-04 | Currently In Use | Gas | 6000 | Cathodically Protected Steel | Cathodically Protected | Suction: No Valve At The Tank |  | 1998-11-01 |  | 1998-11-01
530022 | 2 | 1971-05-04 | Currently In Use | Gas | 6000 | Cathodically Protected Steel | Cathodically Protected | Suction: No Valve At The Tank |  | 1998-11-01 |  | 1998-11-01
530023 | 1 | 1990-02-20 | Removed From Ground | Gas | 2000 | Bare Steel | Galvanized Steel | Not Marked
530023 | 2 |  | Permanently Out Of Use | Diesel | 2000 | Bare Steel | Galvanized Steel | Not Marked
530023 | 3 | 1990-02-20 | Removed From Ground | Diesel | 4000 | Bare Steel | Galvanized Steel | Not Marked
530023 | 4 | 1990-02-20 | Removed From Ground | Diesel | 1000 | Bare Steel | Galvanized Steel | Not Marked
530024 | 1 | 2004-06-30 | Removed From Ground | Gas | 4000 | Bare Steel | Galvanized Steel | Suction: Valve At The Tank
530024 | 2 | 2004-06-30 | Removed From Ground | Not Marked/Tank Removed | 500 | Unknown | Unknown | Not Marked | N |  | N
530025 | 1 | 1999-04-01 | Removed From Ground | Gas | 3000 | Bare Steel | Galvanized Steel | Suction: Valve At The Tank
530025 | 2 | 1999-04-01 | Removed From Ground | Gas | 1000 | Bare Steel | Galvanized Steel | Suction: Valve At The Tank
530025 | 3 | 1999-04-01 | Removed From Ground | Gas | 1000 | Bare Steel | Galvanized Steel | Suction: Valve At The Tank
530025 | 4 | 1999-04-01 | Removed From Ground | Diesel | 2000 | Bare Steel | Galvanized Steel | Suction: Valve At The Tank
530026 | 1 | 1971-05-04 | Currently In Use | Gas | 5000 | Steel-Impressed Current | Impressed Current | Pressure |  | 1990-06-01 |  | 1990-06-01
530026 | 2 | 1971-05-04 | Currently In Use | Gas | 5000 | Steel-Impressed Current | Impressed Current | Pressure |  | 1990-06-01 |  | 1990-06-01
530026 | 3 | 1971-05-04 | Currently In Use | Gas | 3000 | Steel-Impressed Current | Impressed Current | Pressure |  | 1990-06-01 |  | 1990-06-01
530026 | 4 | 1990-06-01 | Currently In Use | Diesel | 8200 | Epoxy | Fiberglass Reinforced Plastic | Suction: No Valve At The Tank |  | 1990-06-01 |  | 1990-06-01
530028 | 1 | 1996-11-15 | Removed From Ground | Gas | 1000 | Bare Steel | Galvanized Steel | Suction: Valve At The Tank
530028 | 2 | 1996-11-15 | Removed From Ground | Gas | 500 | Bare Steel | Galvanized Steel | Suction: Valve At The Tank
530029 | 1 | 1998-10-26 | Removed From Ground | Gas | 4000 | Epoxy | Fiberglass Reinforced Plastic | Pressure
530029 | 2 | 1998-10-26 | Removed From Ground | Gas | 6000 | Bare Steel | Galvanized Steel | Gravity Fed
530029 | 3 | 1998-10-26 | Removed From Ground | Gas | 2000 | Bare Steel | Galvanized Steel | Suction: Valve At The Tank
530029 | 4 | 1998-10-26 | Removed From Ground | Diesel | 1000 | Bare Steel | Galvanized Steel | Suction: Valve At The Tank
530029 | 5A | 1997-11-05 | Currently In Use | Gas | 8000 | Composite | Fiberglass Reinforced Plastic | Pressure |  | 1997-11-05 12:00 |  | 1997-11-05 12:00
530029 | 5B | 1997-11-05 | Currently In Use | Gas | 2000 | Composite | Fiberglass Reinforced Plastic | Pressure | N |  | N
530029 | 5C | 1997-11-05 | Currently In Use | Diesel | 2000 | Composite | Fiberglass Reinforced Plastic | Pressure | N |  | N
530030 | 1 |  | Permanently Out Of Use | Gas | 560 | Bare Steel | Galvanized Steel | Not Marked
530030 | 2 |  | Permanently Out Of Use | Gas | 560 | Bare Steel | Galvanized Steel | Not Marked
530030 | 3 |  | Permanently Out Of Use | Gas | 560 | Bare Steel | Galvanized Steel | Not Marked
530033 | 1 | 2015-01-02 | Temporarily Out Of Use | Gas | 8000 | Cathodically Protected Steel | Cathodically Protected | Suction: Valve At The Tank |  |  |  | 2014-08-05 12:00
530033 | 2 | 2015-01-02 | Temporarily Out Of Use | Gas | 6000 | Cathodically Protected Steel | Cathodically Protected | Suction: Valve At The Tank |  |  |  | 2014-08-05 12:00
530033 | 3 | 2015-01-02 | Temporarily Out Of Use | Gas | 3000 | Cathodically Protected Steel | Cathodically Protected | Suction: Valve At The Tank |  |  |  | 2014-08-05 12:00
530033 | 4 | 2015-01-02 | Temporarily Out Of Use | Diesel | 8000 | Cathodically Protected Steel | Cathodically Protected | Suction: Valve At The Tank |  |  |  | 2014-08-05 12:00
530035 | 1 |  | Removed From Ground Date Unknown | Gas | 1000 | Bare Steel | Galvanized Steel | Suction: Valve At The Tank
530035 | 2 |  | Removed From Ground Date Unknown | Diesel | 2000 | Bare Steel | Galvanized Steel | Suction: Valve At The Tank
530037 | 1 | 1998-01-01 | Removed From Ground | Gas | 500 | Bare Steel | Unknown | Not Marked
530037 | 2 | 1998-01-01 | Removed From Ground | Diesel | 1000 | Bare Steel | Unknown | Not Marked
530041 | 1 | 1990-02-15 | Removed From Ground | Gas | 560 | Bare Steel | Galvanized Steel | Not Marked
530041 | 2 | 1990-02-15 | Removed From Ground | Diesel | 1000 | Bare Steel | Galvanized Steel | Not Marked
530041 | 3 | 1990-02-15 | Removed From Ground | Diesel | 8000 | Bare Steel | Galvanized Steel | Not Marked
530045 | 1 | 1998-04-02 | Removed From Ground | Gas | 1060 | Bare Steel | Fiberglass Reinforced Plastic | Suction: No Valve At The Tank
530045 | 2 | 1998-04-02 | Removed From Ground | Gas | 1060 | Bare Steel | Fiberglass Reinforced Plastic | Suction: No Valve At The Tank
530045 | 3 | 1998-04-02 | Removed From Ground | Gas | 1060 | Bare Steel | Fiberglass Reinforced Plastic | Suction: No Valve At The Tank
530047 | 1 | 1996-05-01 | Removed From Ground | Gas | 6000 | Bare Steel | Galvanized Steel | Pressure
530047 | 2 | 1996-05-01 | Removed From Ground | Gas | 6000 | Bare Steel | Galvanized Steel | Pressure
530047 | 3 | 1996-05-01 | Removed From Ground | Gas | 560 | Bare Steel | Galvanized Steel | Suction: Valve At The Tank
530047 | 4 | 1996-05-01 | Removed From Ground | Gas | 560 | Bare Steel | Galvanized Steel | Suction: Valve At The Tank
530047 | 5 | 1996-05-01 | Removed From Ground | Gas | 560 | Bare Steel | Galvanized Steel | Not Marked
530047 | 6 |  | Closed In Ground Date Unknown | Gas | 560 | Bare Steel | Galvanized Steel | Not Marked
530047 | 7 |  | Closed In Ground Date Unknown | Diesel | 3000 | Bare Steel | Galvanized Steel | Not Marked
530047 | 8 | 1998-11-25 | Closed In Ground | Used Oil | 550 | Bare Steel | Bare Steel | Not Marked | Y |  | Y
530048 | 1 | 1990-01-01 | Removed From Ground | Gas | 10000 | Bare Steel | Unknown | Not Marked
530048 | 2 | 1990-01-01 | Removed From Ground | Used Oil | 500 | Fiberglass Double Walled | Unknown | Not Marked | Y |  | Y
530048 | 3 | 1990-01-01 | Currently In Use | Diesel | 10000 | Double Walled | Fiberglass Reinforced Plastic | Pressure |  | 1995-01-30 |  | 1995-01-30
530049 | 1 | 1989-09-01 | Removed From Ground | Gas | 1000 | Cathodically Protected Steel | Galvanized Steel | Not Marked
530049 | 2 | 1989-09-01 | Removed From Ground | Gas | 1000 | Cathodically Protected Steel | Galvanized Steel | Not Marked
530049 | 3 | 1989-09-01 | Removed From Ground | Gas | 1000 | Bare Steel | Galvanized Steel | Not Marked
530051 | 1 | 1999-11-30 | Removed From Ground | Gas | 1000 | Bare Steel | Galvanized Steel | Not Marked
530051 | 2 | 1999-11-30 | Removed From Ground | Gas | 1000 | Bare Steel | Galvanized Steel | Not Marked
530051 | 3 | 1980-01-01 | Permanently Out Of Use | Gas | 560 | Bare Steel | Galvanized Steel | Not Marked
530052 | 1 | 1978-05-07 | Currently In Use | Gas | 8000 | Cathodically Protected Steel | Fiberglass Reinforced Plastic | Pressure |  | 1995-12-01 |  | 1995-12-01
530052 | 2 | 1978-05-07 | Currently In Use | Gas | 8000 | Cathodically Protected Steel | Fiberglass Reinforced Plastic | Pressure |  | 1995-12-01 |  | 1995-12-01
530052 | 3 | 1978-05-07 | Currently In Use | Gas | 6000 | Cathodically Protected Steel | Fiberglass Reinforced Plastic | Pressure |  | 1995-12-01 |  | 1995-12-01
530052 | 4 |  | Closed In Ground Date Unknown | Diesel | 3000 | Bare Steel | Galvanized Steel | Suction: Valve At The Tank
530056 | 1 | 1989-07-01 | Temporarily Out Of Use | Gas | 8000 | Cathodically Protected Steel | Cathodically Protected | Pressure | N | 1998-09-01 | N | 1998-07-01
530056 | 2 | 1989-07-01 | Temporarily Out Of Use | Gas | 6000 | Cathodically Protected Steel | Cathodically Protected | Pressure | N | 1998-09-01 | N | 1998-07-01
530056 | 3 | 1989-07-01 | Temporarily Out Of Use | Gas | 6000 | Cathodically Protected Steel | Cathodically Protected | Pressure | N | 1998-09-01 | N | 1998-07-01
530056 | 4 | 1989-07-01 | Temporarily Out Of Use | Kerosene | 2000 | Cathodically Protected Steel | Cathodically Protected | Pressure | N | 1998-09-01 | N | 1998-07-01
530057 | 1 |  | Currently In Use | Gas | 1050 | Bare Steel | Galvanized Steel | Not Marked
530057 | 1 |  | Removed From Ground Date Unknown | Gas | 1050 | Bare Steel | Galvanized Steel | Not Marked
530059 | 1 | 1990-01-01 | Removed From Ground | Gas | 250 | Bare Steel | Galvanized Steel | Not Marked
530059 | 2 | 1990-01-01 | Removed From Ground | Gas | 1000 | Bare Steel | Galvanized Steel | Not Marked
530066 | 1 |  | Permanently Out Of Use | Gas | 250 | Bare Steel | Galvanized Steel | Not Marked
530072 | 1 | 1961-05-12 | Currently In Use | Gas | 4000 | Bare Steel | Galvanized Steel | Suction: No Valve At The Tank
530072 | 2 | 1961-05-12 | Currently In Use | Gas | 3000 | Bare Steel | Galvanized Steel | Suction: No Valve At The Tank
530072 | 3 | 1961-05-12 | Currently In Use | Gas | 3000 | Bare Steel | Galvanized Steel | Suction: No Valve At The Tank
530072 | 4 | 1984-01-01 | Permanently Out Of Use | Gas | 1000 | Bare Steel | Galvanized Steel | Not Marked
530073 | 1 | 1990-05-23 | Removed From Ground | Gas | 2000 | Bare Steel | Galvanized Steel | Not Marked
530075 | 1 | 1977-04-01 | Permanently Out Of Use | Used Oil | 6000 | Bare Steel | Galvanized Steel | Not Marked | Y |  | Y
530076 | 1 | 2000-07-05 | Removed From Ground | Diesel | 500 | Bare Steel | Galvanized Steel | Suction: Valve At The Tank
530077 | 1 | 1995-05-31 | Removed From Ground | Diesel | 1000 | Bare Steel | Galvanized Steel | Suction: No Valve At The Tank
530077 | 2 | 1995-05-31 | Removed From Ground | Gas | 1000 | Bare Steel | Galvanized Steel | Not Marked
530080 | 1 | 2005-02-09 | Temporarily Out Of Use | Gas | 250 | Bare Steel | Galvanized Steel | Not Marked
530080 | 2 | 2005-02-10 | Temporarily Out Of Use | Gas | 500 | Bare Steel | Galvanized Steel | Not Marked
530080 | 2 |  | Currently In Use | Gas | 500 | Bare Steel | Galvanized Steel | Not Marked
530089 | 1 | 1983-05-09 | Currently In Use | Gas | 6000 | Steel-Impressed Current | Impressed Current | Suction: No Valve At The Tank |  | 1998-11-01 |  | 1998-11-01
530089 | 2 | 1983-05-09 | Currently In Use | Gas | 4000 | Steel-Impressed Current | Impressed Current | Suction: No Valve At The Tank |  | 1998-11-01 |  | 1998-11-01
530089 | 3 | 1983-05-09 | Currently In Use | Gas | 4000 | Steel-Impressed Current | Impressed Current | Suction: No Valve At The Tank |  | 1998-11-01 |  | 1998-11-01
530089 | 4 | 1983-05-09 | Currently In Use | Gas | 6000 | Steel-Impressed Current | Impressed Current | Suction: No Valve At The Tank |  | 1998-11-01 |  | 1998-11-01
530092 | 1 | 1992-08-27 | Currently In Use | Diesel | 1000 | Double Walled | Fiberglass Reinforced Plastic | Suction: Valve At The Tank |  | 1992-08-27 |  | 1992-08-27
530093 | 1 | 1998-07-31 | Temporarily Out Of Use | Gas |  | Bare Steel | Galvanized Steel | Suction: No Valve At The Tank |  | 2011-05-02 12:00 |  | 2011-05-02 12:00
530093 | 2 | 1998-07-31 | Temporarily Out Of Use | Gas |  | Bare Steel | Galvanized Steel | Suction: No Valve At The Tank |  | 2011-05-02 12:00 |  | 2011-05-02 12:00
530093 | 3 | 1998-07-31 | Temporarily Out Of Use | Diesel |  | Bare Steel | Galvanized Steel | Suction: Valve At The Tank |  | 2011-05-02 12:00 |  | 2011-05-02 12:00
530093 | 4 | 1998-07-31 | Currently In Use | Gas | 2000 | STIP-3 | Cathodically Protected | Suction: No Valve At The Tank
530093 | 5A | 1998-07-31 | Currently In Use | Gas | 1000 | STIP-3 | Cathodically Protected | Suction: No Valve At The Tank
530093 | 5B | 1998-07-31 | Currently In Use | Diesel | 1000 | STIP-3 | Cathodically Protected | Suction: No Valve At The Tank
530097 | 1 | 2009-09-24 | Temporarily Out Of Use | Gas | 4000 | Cathodically Protected Steel | Cathodically Protected | Pressure |  | 1998-03-05 |  | 1998-03-05
530097 | 2 | 2009-09-24 | Temporarily Out Of Use | Gas | 4000 | Cathodically Protected Steel | Cathodically Protected | Pressure |  | 1998-03-05 |  | 1998-03-05
530097 | 3 | 2009-09-24 | Temporarily Out Of Use | Gas | 4000 | Cathodically Protected Steel | Cathodically Protected | Pressure |  | 1998-03-05 |  | 1998-03-05
530097 | 4 | 2009-09-24 | Temporarily Out Of Use | Diesel | 2000 | Cathodically Protected Steel | Cathodically Protected | Pressure |  | 1998-03-05 |  | 1998-03-05
530099 | 10209-1 | 1991-04-01 | Removed From Ground | Gas | 1000 | Bare Steel | Unknown | Not Marked
530099 | 209D1 | 2000-05-23 | Removed From Ground | Diesel | 2000 | Cathodically Protected Steel | Galvanized Steel | Not Marked
530099 | 209G1 | 2000-05-23 | Removed From Ground | Gas | 2000 | Cathodically Protected Steel | Galvanized Steel | Not Marked
530100 | 1 | 2004-08-25 | Removed From Ground | Gas | 10000 | Steel-Galvanic | Galvanized Steel | Suction: Valve At The Tank |  | 1997-10-01 |  | 1997-10-01
530100 | 2 | 2004-08-25 | Removed From Ground | Gas | 3000 | Steel-Impressed Current | Galvanized Steel | Suction: Valve At The Tank |  | 1997-10-01 |  | 1997-10-01
530100 | 3 | 1997-10-01 | Removed From Ground | Empty | 1000 | Not Marked/Unknown | Not Marked | Not Marked
530100 | 4 | 1997-10-01 | Removed From Ground | Empty | 1000 | Not Marked/Unknown | Not Marked | Not Marked
530100 | 5 | 1997-10-01 | Removed From Ground | Empty | 1000 | Not Marked/Unknown | Not Marked | Not Marked
530101 | 1 | 1987-12-01 | Removed From Ground | Gas | 4000 | Bare Steel | Galvanized Steel | Not Marked
530101 | 2 | 1987-12-01 | Removed From Ground | Gas | 4000 | Bare Steel | Galvanized Steel | Not Marked
530101 | 3 | 1987-12-01 | Removed From Ground | Gas | 4000 | Bare Steel | Galvanized Steel | Not Marked
530101 | 4 | 1987-12-01 | Removed From Ground | Gas | 4000 | Bare Steel | Galvanized Steel | Not Marked
530103 | 1 | 1986-09-01 | Removed From Ground | Diesel | 1000 | Bare Steel | Galvanized Steel | Not Marked
530103 | 2 | 1986-09-01 | Removed From Ground | Diesel | 1000 | Bare Steel | Galvanized Steel | Not Marked
530103 | 3 | 1986-09-01 | Removed From Ground | Diesel | 1000 | Bare Steel | Galvanized Steel | Not Marked
530103 | 4 | 1986-09-01 | Removed From Ground | Diesel | 1000 | Bare Steel | Galvanized Steel | Not Marked
530104 | 1 | 1990-05-01 | Closed In Ground | Empty | 1000 | Bare Steel | Galvanized Steel | Not Marked
530104 | 2 | 1990-05-01 | Closed In Ground | Empty | 1000 | Bare Steel | Galvanized Steel | Not Marked
530104 | 3 | 1990-05-01 | Closed In Ground | Empty | 1000 | Bare Steel | Galvanized Steel | Not Marked
530105 | 1 | 2014-08-04 | Temporarily Out Of Use | Gas | 3000 | Cathodically Protected Steel | Cathodically Protected | Not Marked |  | 1997-07-02 |  | 1997-07-02
530105 | 2 | 2014-08-04 | Temporarily Out Of Use | Gas | 3000 | Cathodically Protected Steel | Cathodically Protected | Not Marked |  | 1997-07-02 |  | 1997-07-02
530105 | 3 | 2014-08-04 | Temporarily Out Of Use | Gas | 3000 | Cathodically Protected Steel | Cathodically Protected | Not Marked |  | 1997-07-02 |  | 1997-07-02
530105 | 4 | 2014-08-04 | Temporarily Out Of Use | Diesel | 3000 | Cathodically Protected Steel | Cathodically Protected | Not Marked |  | 1997-07-02 |  | 1997-07-02
530108 | 1 | 1971-05-12 | Temporarily Out Of Use | Empty | 3000 | Steel-Impressed Current | Impressed Current | Suction: No Valve At The Tank |  | 1998-11-01 |  | 1998-11-01
530108 | 2 | 1971-05-12 | Temporarily Out Of Use | Empty | 2000 | Steel-Impressed Current | Impressed Current | Suction: No Valve At The Tank |  | 1998-11-01 |  | 1998-11-01
530108 | 3 | 1973-05-11 | Temporarily Out Of Use | Empty | 2000 | Steel-Impressed Current | Impressed Current | Suction: No Valve At The Tank |  | 1998-11-01 |  | 1998-11-01
530111 | 1 | 1994-07-01 | Removed From Ground | Gas | 560 | Bare Steel | Galvanized Steel | Suction: Valve At The Tank
530111 | 2 | 1994-07-01 | Removed From Ground | Gas | 560 | Bare Steel | Galvanized Steel | Suction: Valve At The Tank
530111 | 3 | 1994-07-01 | Removed From Ground | Gas | 560 | Bare Steel | Galvanized Steel | Suction: Valve At The Tank
530111 | 4 | 1994-07-01 | Removed From Ground | Gas | 560 | Bare Steel | Galvanized Steel | Suction: Valve At The Tank
530111 | 5 | 1968-05-12 | Currently In Use | Used Oil | 500 | Not Marked/Unknown | Not Marked | Not Marked | Y |  | Y
530111 | 5 |  | Removed From Ground Date Unknown | Used Oil | 500 | Not Marked/Unknown | Not Marked | Not Marked | Y |  | Y
540001 | 1 |  | Removed From Ground Date Unknown | Diesel | 10000 | Bare Steel | Galvanized Steel | Not Marked
540001 | 2 | 1998-03-01 | Removed From Ground | Gas | 10000 | Bare Steel | Galvanized Steel | Not Marked
540002 | 1 | 1992-11-05 | Removed From Ground | Diesel | 6000 | Bare Steel | Galvanized Steel | Suction: Valve At The Tank
540002 | 2 | 1992-12-01 | Removed From Ground | Gas | 2000 | Bare Steel | Galvanized Steel | Suction: Valve At The Tank
540002 | 3 | 1992-12-01 | Removed From Ground | Diesel | 4000 | Bare Steel | Galvanized Steel | Suction: Valve At The Tank
540003 | 1 | 1988-01-01 | Removed From Ground | Gas | 1 | Bare Steel | Galvanized Steel | Not Marked
540003 | 2 | 1988-01-01 | Removed From Ground | Gas | 1 | Bare Steel | Galvanized Steel | Not Marked
540003 | 3 | 1988-01-01 | Removed From Ground | Gas | 1 | Bare Steel | Galvanized Steel | Not Marked
540004 | 1 | 1998-10-21 | Removed From Ground | Gas | 250 | Bare Steel | Unknown | Not Marked
540004 | 2 | 1995-06-27 | Removed From Ground | Gas | 500 | Bare Steel | Galvanized Steel | Not Marked
540004 | 3 | 1998-04-01 | Currently In Use | Gas | 250 | Composite | Cathodically Protected | Suction: No Valve At The Tank |  | 1998-04-01 |  | 1998-04-01
540005 | 1 |  | Removed From Ground Date Unknown | Used Oil | 280 | Bare Steel | Galvanized Steel | Not Marked | Y |  | Y
540006 | 1 | 1995-12-01 | Removed From Ground | Used Oil | 1000 | Cathodically Protected Steel | Galvanized Steel | Gravity Fed | Y |  | Y
540006 | 2 | 1995-12-01 | Removed From Ground | Gas | 1000 | Cathodically Protected Steel | Galvanized Steel | Suction: Valve At The Tank |  | 1995-12-21 |  | 1995-12-21
540006 | 3 | 1995-11-01 | Currently In Use | Gas | 4000 | Composite | Fiberglass Reinforced Plastic | Suction: No Valve At The Tank |  | 1995-12-01 |  | 1995-12-05
540006 | 4 | 1995-12-01 | Currently In Use | Gas | 1000 | Composite | Fiberglass Reinforced Plastic | Gravity Fed |  | 1995-12-01 |  | 1995-12-05
540008 | 1 | 2013-03-19 | Removed From Ground | Gas | 12000 | Steel-Impressed Current | Cathodically Protected | Pressure |  | 1996-11-20 |  | 1996-11-20
540008 | 2 | 2013-03-19 | Removed From Ground | Diesel | 18000 | Steel-Impressed Current | Cathodically Protected | Pressure |  | 1996-11-20 |  | 1996-11-20
540010 | 1 | 1989-08-01 | Removed From Ground | Gas | 1000 | Bare Steel | Bare Steel | Not Marked
540010 | 2 | 1989-08-01 | Removed From Ground | Gas | 2000 | Bare Steel | Bare Steel | Not Marked
540010 | 3 | 1989-08-01 | Removed From Ground | Gas | 2000 | Bare Steel | Bare Steel | Not Marked
540011 | 1 |  | Removed From Ground Date Unknown | Empty | 3000 | Bare Steel | Galvanized Steel | Not Marked
540012 | 1 |  | Removed From Ground Date Unknown | Empty | 3000 | Bare Steel | Galvanized Steel | Not Marked
540013 | 1 | 1985-04-15 | Currently In Use | Gas | 8000 | Composite | Double Walled Flex | Pressure |  | 1996-02-01 |  | 1996-02-01
540013 | 2 | 1985-04-15 | Currently In Use | Gas | 8000 | Composite | Double Walled Flex | Pressure |  | 1996-02-01 |  | 1996-02-01
540013 | 3 | 1985-04-15 | Currently In Use | Gas | 8000 | Composite | Double Walled Flex | Pressure |  | 1996-02-01 |  | 1996-02-01
540013 | 4 | 1985-04-15 | Currently In Use | Diesel | 2000 | Composite | Double Walled Flex | Pressure |  | 1996-02-01 |  | 1996-02-01
540014 | 1 | 1971-04-19 | Currently In Use | Gas | 4000 | Steel-Impressed Current | Fiberglass Reinforced Plastic | Pressure |  | 1996-04-01 |  | 1996-04-01
540014 | 2 | 1971-04-19 | Currently In Use | Gas | 4000 | Steel-Impressed Current | Fiberglass Reinforced Plastic | Pressure |  | 1996-04-01 |  | 1996-04-01
540014 | 3 | 1971-04-19 | Currently In Use | Gas | 4000 | Steel-Impressed Current | Fiberglass Reinforced Plastic | Pressure |  | 1996-04-01 |  | 1996-04-01
540014 | 4 | 1971-04-19 | Currently In Use | Diesel | 1060 | Steel-Impressed Current | Fiberglass Reinforced Plastic | Pressure |  | 1996-04-01 |  | 1996-04-01
540015 | 1 | 1991-05-31 | Removed From Ground | Gas | 6000 | Bare Steel | Galvanized Steel | Not Marked
540015 | 2 | 1991-05-31 | Removed From Ground | Gas | 6000 | Bare Steel | Galvanized Steel | Not Marked
540015 | 3 | 1991-05-31 | Removed From Ground | Gas | 6000 | Bare Steel | Galvanized Steel | Not Marked
540015 | 4 | 1991-05-31 | Removed From Ground | Diesel | 1060 | Bare Steel | Galvanized Steel | Not Marked
540015 | 5 | 1982-09-01 | Permanently Out Of Use | Diesel | 3000 | Bare Steel | Galvanized Steel | Not Marked
540016 | 1 | 1996-02-09 | Removed From Ground | Gas | 4000 | Bare Steel | Galvanized Steel | Suction: Valve At The Tank
540016 | 1A | 2017-03-08 | Removed From Ground | Gas | 4000 | Cathodically Protected Steel | Fiberglass Reinforced Plastic | Pressure |  | 1996-02-14 |  | 1996-02-14
540016 | 2 | 1996-02-09 | Removed From Ground | Gas | 4000 | Bare Steel | Galvanized Steel | Suction: Valve At The Tank
540016 | 2B | 2017-03-08 | Removed From Ground | Gas | 4000 | Cathodically Protected Steel | Fiberglass Reinforced Plastic | Pressure |  | 1996-02-14 |  | 1996-02-14
540016 | 3 | 1995-01-06 | Removed From Ground | Gas | 2000 | Fiberglass | Galvanized Steel | Suction: Valve At The Tank
540017 | 1 | 1988-08-01 | Removed From Ground | Gas | 560 | Bare Steel | Galvanized Steel | Not Marked
540017 | 2 | 1988-08-01 | Removed From Ground | Gas | 560 | Bare Steel | Galvanized Steel | Not Marked
540017 | 3 | 1988-08-01 | Removed From Ground | Gas | 1060 | Bare Steel | Galvanized Steel | Not Marked
540018 | 1 | 1990-09-01 | Removed From Ground | Diesel | 1060 | Bare Steel | Galvanized Steel | Not Marked
540018 | 2 | 1990-09-01 | Removed From Ground | Gas | 1060 | Bare Steel | Galvanized Steel | Not Marked
540019 | 1 | 1987-09-01 | Removed From Ground | Gas | 560 | Bare Steel | Galvanized Steel | Not Marked
540019 | 2 | 1987-09-01 | Removed From Ground | Gas | 1060 | Bare Steel | Galvanized Steel | Not Marked
540020 | 1 | 1987-09-01 | Removed From Ground | Gas | 3000 | Bare Steel | Galvanized Steel | Not Marked
540020 | 2 |  | Removed From Ground Date Unknown | Gas | 3000 | Bare Steel | Galvanized Steel | Not Marked
540020 | 3 |  | Removed From Ground Date Unknown | Gas | 3000 | Bare Steel | Galvanized Steel | Not Marked
540021 | 1 | 1989-09-01 | Removed From Ground | Diesel | 10000 | Bare Steel | Galvanized Steel | Not Marked
540022 | 1 | 1991-12-01 | Removed From Ground | Diesel | 4000 | Bare Steel | Galvanized Steel | Not Marked
540022 | 2 | 1991-12-01 | Removed From Ground | Gas | 1060 | Bare Steel | Galvanized Steel | Not Marked
540023 | 1 | 1987-09-01 | Removed From Ground | Diesel | 560 | Bare Steel | Galvanized Steel | Not Marked
540023 | 2 | 1987-09-01 | Removed From Ground | Gas | 4000 | Bare Steel | Galvanized Steel | Not Marked
540024 | 1 | 1988-09-01 | Removed From Ground | Gas | 560 | Bare Steel | Galvanized Steel | Not Marked
540024 | 2 | 1988-09-01 | Removed From Ground | Gas | 1060 | Bare Steel | Galvanized Steel | Not Marked
540025 | 1 | 1986-09-01 | Removed From Ground | Diesel | 4000 | Bare Steel | Galvanized Steel | Not Marked
540026 | 1 | 1986-09-01 | Removed From Ground | Diesel | 4000 | Bare Steel | Galvanized Steel | Not Marked
540029 | 1 | 1987-05-01 | Removed From Ground | Gas | 500 | Bare Steel | Unknown | Not Marked
540029 | 2 | 1987-05-01 | Removed From Ground | Other | 5000 | Composite | Unknown | Not Marked
540030 | 510D1 | 2002-02-18 | Removed From Ground | Diesel | 2000 | Bare Steel | Galvanized Steel | Suction: No Valve At The Tank
540030 | 510D1 |  | Temporarily Out Of Use | Diesel | 2000 | Bare Steel | Galvanized Steel | Suction: No Valve At The Tank
540030 | 510G1 | 2002-02-18 | Removed From Ground | Gas | 550 | Bare Steel | Galvanized Steel | Suction: No Valve At The Tank
540030 | 510G1 |  | Temporarily Out Of Use | Gas | 550 | Bare Steel | Galvanized Steel | Suction: No Valve At The Tank
540031 | 1 | 1987-07-01 | Removed From Ground | Other | 3000 | Bare Steel | Galvanized Steel | Not Marked
540031 | 2 | 2015-08-10 | Closed In Ground | Gas | 10000 | Steel-Galvanic | Cathodically Protected | Suction: Valve At The Tank |  | 1990-06-01 |  | 1990-06-01
540032 | 1 | 1995-05-25 | Removed From Ground | Gas | 1000 | Bare Steel | Galvanized Steel | Not Marked
540032 | 2 | 1995-05-25 | Removed From Ground | Gas | 1000 | Bare Steel | Galvanized Steel | Not Marked
540032 | 3 | 1995-05-25 | Removed From Ground | Gas | 1000 | Bare Steel | Galvanized Steel | Not Marked
540033 | 1 | 1999-01-01 | Removed From Ground | Diesel | 2000 | Bare Steel | Unknown | Not Marked
540033 | 2 | 1999-01-01 | Removed From Ground | Gas | 10000 | Bare Steel | Galvanized Steel | Suction: No Valve At The Tank
540033 | 3 | 1999-01-01 | Removed From Ground | Gas | 10000 | Bare Steel | Bare Steel | Suction: No Valve At The Tank
540033 | 4 | 1999-01-01 | Removed From Ground | Diesel | 10000 | Bare Steel | Bare Steel | Suction: No Valve At The Tank
540035 | 1 | 1990-05-24 | Removed From Ground | Gas | 500 | Bare Steel | Galvanized Steel | Not Marked
540036 | 1 | 1982-05-08 | Currently In Use | Gas | 10000 | Steel-Impressed Current | Galvanized Steel | Pressure |  | 1992-10-01 |  | 1992-10-01
540036 | 2 | 1992-10-01 | Removed From Ground | Gas | 6000 | Bare Steel | Galvanized Steel | Not Marked
540036 | 2A | 1992-10-01 | Currently In Use | Gas | 6000 | Steel-Impressed Current | Galvanized Steel | Pressure |  | 1992-10-01 |  | 1992-10-01
540036 | 2B | 2008-10-20 | Temporarily Out Of Use | Gas | 4000 | Steel-Impressed Current | Galvanized Steel | Pressure |  | 1992-10-01 |  | 1992-10-01
540036 | 3 | 1992-10-01 | Removed From Ground | Gas | 4000 | Bare Steel | Galvanized Steel | Not Marked
540036 | 4 | 1992-10-01 | Removed From Ground | Diesel | 4000 | Bare Steel | Galvanized Steel | Not Marked
540037 | 1 | 1994-03-01 | Removed From Ground | Gas | 6000 | Bare Steel | Galvanized Steel | Pressure
540037 | 2 | 1994-03-01 | Removed From Ground | Gas | 10000 | Bare Steel | Galvanized Steel | Pressure
540037 | 3 | 1994-03-01 | Removed From Ground | Gas | 10000 | Bare Steel | Galvanized Steel | Pressure
540037 | 4 | 1994-03-01 | Removed From Ground | Diesel | 6000 | Bare Steel | Galvanized Steel | Pressure
540038 | 1 | 1978-05-10 | Currently In Use | Gas | 8000 | Cathodically Protected Steel | Fiberglass Reinforced Plastic | Pressure |  | 1993-02-01 |  | 1993-02-01
540038 | 2 | 1978-05-10 | Currently In Use | Gas | 8000 | Cathodically Protected Steel | Fiberglass Reinforced Plastic | Pressure |  | 1993-02-01 |  | 1993-02-01
540039 | 1 |  | Permanently Out Of Use | Gas | 4000 | Bare Steel | Galvanized Steel | Not Marked
540039 | 2 |  | Permanently Out Of Use | Gas | 4000 | Bare Steel | Galvanized Steel | Not Marked
540039 | 3 |  | Permanently Out Of Use | Gas | 4000 | Bare Steel | Galvanized Steel | Not Marked
540040 | 1 | 1992-06-01 | Removed From Ground | Diesel | 550 | Bare Steel | Galvanized Steel | Not Marked
540040 | 2 | 1989-12-15 | Removed From Ground | Diesel | 1000 | Bare Steel | Galvanized Steel | Not Marked
540040 | 3 | 1992-01-01 | Currently In Use | Diesel | 1000 | Double Walled | Copper | Suction: Valve At The Tank |  | 1997-08-28 |  | 1997-08-28
540041 | 1 | 1988-01-01 | Removed From Ground | Gas | 2000 | Cathodically Protected Steel | Galvanized Steel | Not Marked
540041 | 2 | 2016-01-10 | Currently In Use | Gas | 20000 | Fiberglass Double Walled | Fiberglass/Double Walled |  | N | 2016-01-10 | N
540041 | 3 | 2015-08-26 | Removed From Ground | Not Marked/Tank Removed | 1000 | Unknown |  |  | N |  | N
540041 | 3A | 2016-01-10 | Currently In Use | Gas | 7500 | Fiberglass Double Walled | Fiberglass/Double Walled |  | N | 2016-01-10 | N
540041 | 3B | 2016-01-10 | Currently In Use | Diesel | 7500 | Fiberglass Double Walled | Fiberglass/Double Walled |  | N | 2016-01-10 | N
540042 | 1 | 1997-05-01 | Removed From Ground | Used Oil | 500 | Bare Steel | Galvanized Steel | Gravity Fed | Y |  | Y
540042 | 2 | 1997-05-01 | Removed From Ground | Gas | 2000 | Epoxy | Galvanized Steel | Suction: No Valve At The Tank |  | 1989-12-11 |  | 1989-12-11
540042 | 3 | 1997-05-01 | Removed From Ground | Gas | 10000 | Bare Steel | Galvanized Steel | Suction: No Valve At The Tank |  | 1989-12-11 |  | 1989-12-11
540042 | 4 | 1997-05-01 | Removed From Ground | Gas | 4000 | Composite | Fiberglass Reinforced Plastic | Suction: Valve At The Tank |  | 1989-12-11 |  | 1989-12-11
540042 | 5 | 1989-12-11 | Closed In Ground | Propane | 6000 | Bare Steel | Galvanized Steel | Suction: No Valve At The Tank
540044 | 1 | 2008-01-01 | Removed From Ground | Gas | 8000 | Steel-Impressed Current | Cathodically Protected | Pressure |  | 1998-11-17 |  | 1998-11-17
540044 | 2 | 2008-01-01 | Removed From Ground | Gas | 12000 | Steel-Impressed Current | Cathodically Protected | Pressure |  | 1998-11-17 |  | 1998-11-17
540044 | 3 | 2008-01-01 | Removed From Ground | Diesel | 12000 | Steel-Impressed Current | Cathodically Protected | Pressure |  | 1998-11-17 |  | 1998-11-17
540044 | 6 | 2008-01-01 | Removed From Ground | Diesel | 5000 | Steel-Impressed Current | Cathodically Protected | Pressure |  | 1998-11-01 |  | 1998-11-01
540044 | 7 | 2008-01-01 | Removed From Ground | Diesel | 3000 | Steel-Impressed Current | Cathodically Protected | Suction: No Valve At The Tank |  | 1998-11-17 |  | 1998-11-17
540044 | 8 | 2008-01-01 | Removed From Ground | Gas | 1000 | Steel-Impressed Current | Cathodically Protected | Suction: No Valve At The Tank |  | 1998-11-17 |  | 1998-11-17
540045 | 1 | 1994-12-28 | Removed From Ground | Gas | 2000 | Bare Steel | Galvanized Steel | Not Marked
540045 | 2 | 1994-12-28 | Removed From Ground | Gas | 2000 | Bare Steel | Galvanized Steel | Not Marked
540045 | 3 | 1994-12-28 | Removed From Ground | Gas | 2000 | Bare Steel | Galvanized Steel | Not Marked
540045 | 4 | 1993-12-01 | Removed From Ground | Gas | 2000 | Bare Steel | Galvanized Steel | Not Marked
540045 | 5 | 1994-12-28 | Removed From Ground | Used Oil | 550 | Not Marked/Unknown | Not Marked | Not Marked | Y |  | Y
540046 | 1 | 1992-10-28 | Removed From Ground | Gas | 1000 | Bare Steel | Galvanized Steel | Not Marked
540046 | 2 | 1992-10-28 | Removed From Ground | Gas | 1000 | Bare Steel | Galvanized Steel | Not Marked
540047 | 1 | 1999-04-21 | Removed From Ground | Gas | 550 | Bare Steel | Galvanized Steel | Not Marked
540047 | 2 | 1999-04-21 | Removed From Ground | Gas | 550 | Bare Steel | Galvanized Steel | Not Marked
540048 | 1 | 1982-05-09 | Currently In Use | Diesel | 8000 | Steel-Impressed Current | Cathodically Protected | Pressure |  | 1994-08-01 |  | 1994-08-01
540048 | 2 | 1982-05-09 | Currently In Use | Gas | 8000 | Steel-Impressed Current | Cathodically Protected | Pressure |  | 1994-08-01 |  | 1994-08-01
540048 | 3 | 1982-05-09 | Currently In Use | Gas | 8000 | Steel-Impressed Current | Cathodically Protected | Pressure |  | 1994-08-01 |  | 1994-08-01
540048 | 4 | 1988-10-29 | Currently In Use | Diesel | 4000 | Cathodically Protected Steel | Fiberglass Reinforced Plastic | Pressure |  | 1988-10-29 |  | 1988-10-29
540049 | 1 | 1984-05-08 | Currently In Use | Gas | 10000 | Fiberglass | Double Walled Flex | Pressure |  | 1996-02-01 |  | 1996-02-01
540049 | 2 | 1984-05-08 | Currently In Use | Gas | 10000 | Fiberglass | Double Walled Flex | Pressure |  | 1996-02-01 |  | 1996-02-01
540049 | 3 | 1984-05-08 | Currently In Use | Gas | 3000 | Steel-Impressed Current | Double Walled Flex | Pressure |  | 1996-02-01 |  | 1996-02-01
540049 | 4 | 1984-05-08 | Currently In Use | Gas | 3000 | Steel-Impressed Current | Double Walled Flex | Pressure |  | 1996-02-01 |  | 1996-02-01
540049 | 5 | 2009-10-06 | Closed In Ground | Used Oil | 550 | Bare Steel |  |  | N |  | N
540049 | 6 | 2009-10-06 | Closed In Ground | Used Oil | 550 | Bare Steel |  |  | N |  | N
540050 | 1 | 1988-01-01 | Removed From Ground | Gas | 10000 | Bare Steel | Galvanized Steel | Not Marked
540050 | 2 | 1988-01-01 | Removed From Ground | Gas | 8000 | Bare Steel | Galvanized Steel | Not Marked
540050 | 3 | 1988-01-01 | Removed From Ground | Gas | 6000 | Bare Steel | Galvanized Steel | Not Marked
540050 | 4 | 1988-01-01 | Removed From Ground | Gas | 4000 | Bare Steel | Galvanized Steel | Not Marked
540052 | 1A | 1998-07-15 | Currently In Use | Diesel | 12000 | Composite | Fiberglass Reinforced Plastic | Pressure |  | 1998-07-01 |  | 1998-07-01
540052 | 2 | 1999-06-25 | Closed In Ground | Diesel | 12000 | Bare Steel | Galvanized Steel | Not Marked
540052 | 2A | 1998-07-15 | Currently In Use | Gas | 3000 | Composite | Fiberglass Reinforced Plastic | Pressure |  | 1998-07-01 |  | 1998-07-01
540052 | 3 | 1999-06-01 | Closed In Ground | Gas | 3000 | Bare Steel | Galvanized Steel | Not Marked
540052 | 3A | 2010-06-30 | Temporarily Out Of Use | New Oil |  | Composite | Fiberglass Reinforced Plastic | Pressure | Y | 1998-07-01 12:00 | Y | 1998-07-01 12:00
540052 | 4 |  | Removed From Ground Date Unknown | Gas | 4000 | Bare Steel | Galvanized Steel | Not Marked
540052 | 5 |  | Removed From Ground Date Unknown | Gas | 4000 | Bare Steel | Galvanized Steel | Not Marked
540052 | 7 |  | Removed From Ground Date Unknown | Diesel | 4000 | Bare Steel | Galvanized Steel | Not Marked
550001 | 1 | 1992-01-20 | Removed From Ground | Gas | 560 | Cathodically Protected Steel | Cathodically Protected | Not Marked |  | 1998-12-01 |  | 1998-12-01
550001 | 196180 | 2002-10-24 | Removed From Ground | Gas | 1000 | Steel-Galvanic | Cathodically Protected | Suction: No Valve At The Tank |  | 1992-01-01 |  | 1992-01-01
550001 | 196181 | 2002-10-24 | Removed From Ground | Diesel | 1000 | Steel-Galvanic | Cathodically Protected | Suction: No Valve At The Tank |  | 1992-01-01 |  | 1992-01-01
550001 | 2 | 1992-01-20 | Removed From Ground | Diesel | 2000 | Cathodically Protected Steel | Cathodically Protected | Suction: No Valve At The Tank |  | 1998-12-01 |  | 1998-12-01
550005 | 1 | 1981-12-05 | Currently In Use | Diesel | 6000 | Steel-Impressed Current | Impressed Current | Pressure |  | 1997-07-01 |  | 1997-07-01
550005 | 2 | 1981-12-05 | Currently In Use | Gas | 6000 | Steel-Impressed Current | Impressed Current | Pressure |  | 1997-07-01 |  | 1997-07-01
550006 | 1 | 1994-06-13 | Removed From Ground | Gas | 1000 | Bare Steel | Galvanized Steel | Suction: No Valve At The Tank
550007 | 1 | 1995-06-09 | Removed From Ground | Empty | 7000 | Bare Steel | Galvanized Steel | Not Marked
550008 | 1 | 1994-06-01 | Removed From Ground | Empty | 1000 | Bare Steel | Galvanized Steel | Not Marked
550008 | 2 | 1994-06-01 | Removed From Ground | Empty | 6000 | Bare Steel | Galvanized Steel | Not Marked
550009 | 1 | 1995-05-01 | Removed From Ground | Gas | 1000 | Bare Steel | Galvanized Steel | Not Marked
550010 | 1 | 2002-10-25 | Removed From Ground | Gas | 3000 | Bare Steel | Galvanized Steel | Not Marked
550010 | 1 |  | Temporarily Out Of Use | Gas | 3000 | Bare Steel | Galvanized Steel | Not Marked
550010 | 2 | 1980-07-15 | Closed In Ground | Empty | 500 | Bare Steel | Not Marked | Not Marked
550011 | 1 |  | Currently In Use | Heating Oil | 1000 | Not Marked/Unknown | Not Marked | Not Marked
550013 | 1 | 1995-08-16 | Currently In Use | Gas | 20000 | Steel-Impressed Current | Double Walled Flex | Pressure |  | 1998-01-20 |  | 1998-01-20
550013 | 2 | 1995-09-12 | Currently In Use | Gas | 20000 | Steel-Impressed Current | Double Walled Flex | Pressure |  | 1998-01-20 |  | 1998-01-20
550013 | 3 | 1995-09-12 | Currently In Use | Gas | 20000 | Steel-Impressed Current | Double Walled Flex | Pressure |  | 1998-01-20 |  | 1998-01-20
550013 | 4 | 1995-09-12 | Currently In Use | Diesel | 6000 | Steel-Impressed Current | Double Walled Flex | Pressure |  | 1998-01-20 |  | 1998-01-20
550013 | 5 | 1995-09-12 | Currently In Use | Gas | 20000 | Steel-Impressed Current | Double Walled Flex | Pressure |  | 1998-01-20 |  | 1998-01-20
550013 | 6 | 1995-09-12 | Currently In Use | Kerosene | 6000 | Steel-Impressed Current | Double Walled Flex | Pressure |  | 1998-01-20 |  | 1998-01-20
550013 | 7 | 1995-09-12 | Currently In Use | Diesel | 4000 | Steel-Impressed Current | Double Walled Flex | Pressure |  | 1998-01-20 |  | 1998-01-20
550014 | 1 | 1992-06-18 | Closed In Ground | Heating Oil | 10000 | Bare Steel | Copper | Suction: Valve At The Tank
550014 | 2 |  | Currently In Use | Heating Oil | 10000 | Bare Steel | Copper | Suction: Valve At The Tank |  | 1992-06-18 |  | 1992-06-18
550016 | 1 | 1976-01-01 | Currently In Use | Diesel | 15000 | Fiberglass | Fiberglass Reinforced Plastic | Suction: No Valve At The Tank |  | 1999-02-01 |  | 1999-02-01
550017 | 1 | 1986-01-01 | Removed From Ground | Gas | 10000 | Bare Steel | Galvanized Steel | Not Marked
550018 | 62001 | 1989-06-16 | Removed From Ground | Gas | 1050 | Bare Steel | Galvanized Steel | Suction: No Valve At The Tank
550018 | 620D1 | 2001-09-17 | Removed From Ground | Diesel | 1000 | Cathodically Protected Steel | Galvanized Steel | Suction: No Valve At The Tank
550018 | 620G1 | 2001-09-17 | Removed From Ground | Gas | 1000 | Cathodically Protected Steel | Galvanized Steel | Suction: No Valve At The Tank
550019 | 1 | 1989-07-06 | Removed From Ground | Gas | 4000 | Bare Steel | Galvanized Steel | Not Marked
550019 | 2 | 1989-07-06 | Removed From Ground | Gas | 3000 | Bare Steel | Galvanized Steel | Not Marked
550019 | 3 | 1989-07-06 | Removed From Ground | Gas | 6000 | Bare Steel | Galvanized Steel | Not Marked
550019 | 4 | 1989-01-01 | Currently In Use | Gas | 8000 | Composite | Fiberglass/Double Walled | Pressure |  | 1989-01-01 |  | 1989-01-01
550019 | 5 | 1989-01-01 | Currently In Use | Gas | 8000 | Composite | Fiberglass/Double Walled | Pressure |  | 1989-01-01 |  | 1989-01-01
550019 | 6 | 1989-01-01 | Currently In Use | Gas | 8000 | Composite | Fiberglass/Double Walled | Pressure |  | 1989-01-01 |  | 1989-01-01
550019 | 7 | 1989-01-01 | Currently In Use | Diesel | 5000 | Composite | Fiberglass/Double Walled | Pressure |  | 1989-01-01 |  | 1989-01-01
550020 | 1 | 1993-09-20 | Removed From Ground | Gas | 3000 | Bare Steel | Galvanized Steel | Not Marked
550020 | 10-SILVER | 1993-09-24 | Currently In Use | Gas | 3000 | Composite | Fiberglass Reinforced Plastic | Pressure |  | 1993-09-24 |  | 1993-09-24
550020 | 11-REG | 1993-09-24 | Currently In Use | Gas | 4000 | Composite | Fiberglass Reinforced Plastic | Pressure |  | 1993-09-24 |  | 1993-09-24
550020 | 12-REG | 1993-09-24 | Currently In Use | Gas | 4000 | Composite | Fiberglass Reinforced Plastic | Pressure |  | 1993-09-24 |  | 1993-09-24
550020 | 2 | 1993-09-21 | Removed From Ground | Gas | 3000 | Bare Steel | Galvanized Steel | Not Marked
550020 | 3 | 1993-09-21 | Removed From Ground | Gas | 3000 | Bare Steel | Galvanized Steel | Pressure
550020 | 4 | 1993-09-21 | Removed From Ground | Gas | 3000 | Bare Steel | Galvanized Steel | Pressure
550020 | 5 | 1993-09-21 | Removed From Ground | Gas | 4000 | Bare Steel | Galvanized Steel | Pressure
550020 | 6 | 1993-09-21 | Removed From Ground | Gas | 4000 | Bare Steel | Galvanized Steel | Pressure
550020 | 7-PREM | 1993-09-24 | Currently In Use | Gas | 3000 | Composite | Fiberglass Reinforced Plastic | Pressure |  | 1993-09-24 |  | 1993-09-24
550020 | 8-PREM | 1993-09-24 | Currently In Use | Gas | 3000 | Composite | Fiberglass Reinforced Plastic | Pressure |  | 1993-09-24 |  | 1993-09-24
550020 | 9-SILVER | 1993-09-24 | Currently In Use | Gas | 3000 | Composite | Fiberglass Reinforced Plastic | Pressure |  | 1993-09-24 |  | 1993-09-24
550022 | 1 |  | Closed In Ground Date Unknown | Empty | 2000 | Bare Steel | Bare Steel | Not Marked
550022 | 2 | 1998-06-17 | Removed From Ground | Diesel | 1000 | Not Marked/Unknown | Not Marked | Not Marked
550023 | 1 | 1984-05-01 | Currently In Use | Gas | 10000 | Steel-Impressed Current | Double Walled Flex | Pressure |  | 1996-02-01 |  | 1996-02-01
550023 | 2 | 1984-05-01 | Currently In Use | Gas | 8000 | Steel-Impressed Current | Double Walled Flex | Pressure |  | 1996-02-01 |  | 1996-02-01
550023 | 3 | 1984-05-01 | Currently In Use | Diesel | 8000 | Steel-Impressed Current | Double Walled Flex | Pressure |  | 1996-02-01 |  | 1996-02-01
550023 | 4 | 1984-05-01 | Currently In Use | Diesel | 6000 | Steel-Impressed Current | Double Walled Flex | Suction: No Valve At The Tank |  | 1996-02-01 |  | 1996-02-01
550024 | 1 | 1992-01-01 | Removed From Ground | Gas | 550 | Bare Steel | Galvanized Steel | Not Marked
550025 | 701 | 2012-04-24 | Removed From Ground | Gas | 10152 | Steel-Impressed Current | Single Wall Flex | Pressure |  | 1998-10-01 |  | 1998-10-01
550025 | 702 | 2012-04-24 | Removed From Ground | Gas | 10152 | Steel-Impressed Current | Single Wall Flex | Pressure |  | 1998-10-01 |  | 1998-10-01
550025 | 703 | 2012-04-24 | Removed From Ground | Gas | 10152 | Steel-Impressed Current | Fiberglass Reinforced Plastic | Pressure |  | 1998-10-01 |  | 1998-10-01
550029 | 1 | 1998-11-01 | Removed From Ground | Gas | 1000 | Bare Steel | Galvanized Steel | Not Marked
550029 | 2 | 1998-11-01 | Removed From Ground | Gas | 1000 | Bare Steel | Galvanized Steel | Not Marked
550029 | 3A | 2016-05-30 | Temporarily Out Of Use | Gas | 2000 | Fiberglass | Fiberglass Reinforced Plastic | Suction: No Valve At The Tank |  | 2000-02-01 |  | 2000-02-01
550029 | 3B | 2016-05-13 | Temporarily Out Of Use | Diesel | 2000 | Fiberglass | Fiberglass Reinforced Plastic | Suction: No Valve At The Tank |  | 2000-02-01 |  | 2000-02-01
550030 | 1 | 1985-05-06 | Currently In Use | Gas | 8000 | STIP-3 | Double Walled Flex | Pressure |  | 1994-04-06 |  | 1994-04-06
550030 | 2 | 1985-05-06 | Currently In Use | Gas | 6000 | STIP-3 | Double Walled Flex | Pressure |  | 1994-04-06 |  | 1994-04-06
550030 | 3 | 1985-05-06 | Currently In Use | Gas | 6000 | STIP-3 | Double Walled Flex | Pressure |  | 1994-04-06 |  | 1994-04-06
550030 | 4 | 1985-05-06 | Currently In Use | Diesel | 6000 | STIP-3 | Double Walled Flex | Pressure |  | 1994-04-06 |  | 1994-04-06
550030 | 5 | 2015-09-22 | Temporarily Out Of Use | Kerosene | 2000 | STIP-3 | Double Walled Flex | Suction: No Valve At The Tank |  | 1994-04-06 |  | 1994-04-06
550031 | 1 | 1972-06-01 | Closed In Ground | Gas | 10000 | Bare Steel | Galvanized Steel | Suction: No Valve At The Tank
550031 | 2 | 1972-06-01 | Closed In Ground | Gas | 10000 | Bare Steel | Galvanized Steel | Suction: No Valve At The Tank
550031 | 3 | 1972-06-01 | Closed In Ground | Gas | 6000 | Bare Steel | Galvanized Steel | Suction: No Valve At The Tank
550031 | 4 | 1972-06-01 | Closed In Ground | Gas | 6000 | Bare Steel | Galvanized Steel | Suction: No Valve At The Tank
550031 | 5 | 1972-06-01 | Closed In Ground | Gas | 6000 | Bare Steel | Galvanized Steel | Suction: No Valve At The Tank
550031 | 6 | 1972-06-01 | Closed In Ground | Diesel | 5000 | Bare Steel | Galvanized Steel | Suction: No Valve At The Tank
550031 | 7 | 1972-06-01 | Closed In Ground | Kerosene | 5000 | Bare Steel | Galvanized Steel | Suction: No Valve At The Tank
550031 | 8 | 1972-06-01 | Closed In Ground | Gas | 5000 | Bare Steel | Galvanized Steel | Suction: No Valve At The Tank
550032 | 1 | 1991-05-03 | Closed In Ground | Gas | 1000 | Bare Steel | Galvanized Steel | Suction: Valve At The Tank
550032 | 2 | 1991-05-03 | Closed In Ground | Diesel | 560 | Bare Steel | Galvanized Steel | Suction: Valve At The Tank
550032 | 3 | 1991-05-03 | Closed In Ground | Kerosene | 560 | Bare Steel | Galvanized Steel | Suction: Valve At The Tank
550032 | 4 | 1991-05-03 | Removed From Ground | Gas | 2000 | Bare Steel | Galvanized Steel | Suction: Valve At The Tank
550032 | 5 | 2004-05-19 | Removed From Ground | Gas | 2000 | STIP-3 | Bare Steel | Suction: Valve At The Tank |  | 1991-05-17 |  | 1991-05-17
550032 | 6 | 2004-05-19 | Removed From Ground | Gas | 1000 | STIP-3 | Bare Steel | Suction: Valve At The Tank |  | 1991-05-17 |  | 1991-05-17
550032 | 7 | 2004-05-19 | Removed From Ground | Gas | 1000 | STIP-3 | Bare Steel | Suction: Valve At The Tank |  | 1991-05-17 |  | 1991-05-17
550034 | 1 | 1980-05-09 | Currently In Use | Gas | 6000 | Steel-Impressed Current | Cathodically Protected | Suction: Valve At The Tank |  | 1999-05-01 |  | 1999-05-01
550034 | 2 | 1980-05-09 | Currently In Use | Gas | 6000 | Steel-Impressed Current | Cathodically Protected | Suction: Valve At The Tank |  | 1999-05-01 |  | 1999-05-01
550034 | 3 | 1980-05-09 | Currently In Use | Gas | 4000 | Steel-Impressed Current | Cathodically Protected | Suction: Valve At The Tank |  | 1999-05-01 |  | 1999-05-01
550035 | 3A | 1998-12-01 | Removed From Ground | Diesel | 1000 | Cathodically Protected Steel | Bare Steel | Suction: No Valve At The Tank
550035 | 5 | 2011-06-08 | Removed From Ground | Gas | 2000 | Cathodically Protected Steel | Cathodically Protected | Suction: No Valve At The Tank |  | 1994-09-26 |  | 1994-09-26
550035 | UST-1 | 1994-03-01 | Removed From Ground | Diesel | 1000 | Cathodically Protected Steel | Bare Steel | Suction: No Valve At The Tank
550035 | UST-2 | 1994-03-01 | Removed From Ground | Gas | 2000 | Cathodically Protected Steel | Bare Steel | Suction: No Valve At The Tank
550035 | UST-3 | 1994-03-14 | Removed From Ground | Gas | 1000 | Cathodically Protected Steel | Bare Steel | Suction: No Valve At The Tank
550035 | UST-3B | 2011-06-08 | Removed From Ground | Gas | 1000 | STIP-3 | Cathodically Protected | Suction: No Valve At The Tank |  | 1994-09-25 |  | 1994-09-25
550035 | UST-4 | 1994-03-14 | Removed From Ground | Gas | 1000 | Cathodically Protected Steel | Bare Steel | Suction: No Valve At The Tank
550035 | UST-4B | 2011-06-08 | Removed From Ground | Gas | 1000 | STIP-3 | Cathodically Protected | Suction: No Valve At The Tank |  | 1994-09-25 |  | 1994-09-25
550035 | UST-5B | 2011-06-08 | Removed From Ground | Diesel | 2000 | STIP-3 | Cathodically Protected | Suction: No Valve At The Tank |  | 1998-12-01 |  | 1998-12-01
550037 | 1 | 1988-05-01 | Removed From Ground | Gas | 6000 | Bare Steel | Galvanized Steel | Suction: Valve At The Tank
550037 | 2 | 1988-05-01 | Removed From Ground | Gas | 5000 | Bare Steel | Galvanized Steel | Suction: Valve At The Tank
550037 | 3 | 1988-05-01 | Removed From Ground | Gas | 3000 | Bare Steel | Galvanized Steel | Suction: Valve At The Tank
550038 | 1 | 2008-07-09 | Removed From Ground | Gas | 2000 | Bare Steel | Galvanized Steel | Suction: Valve At The Tank
550038 | 2 | 2008-07-09 | Removed From Ground | Gas | 2000 | Bare Steel | Galvanized Steel | Suction: Valve At The Tank
550038 | 3 | 2008-07-09 | Removed From Ground | Gas | 1000 | Bare Steel | Galvanized Steel | Suction: Valve At The Tank
550040 | 1 | 1988-12-01 | Closed In Ground | Gas | 1000 | Bare Steel | Galvanized Steel | Not Marked
550040 | 2 | 1988-12-01 | Closed In Ground | Gas | 1000 | Bare Steel | Galvanized Steel | Not Marked
550042 | 1 | 1981-05-09 | Currently In Use | Diesel | 1000 | Steel-Impressed Current | Fiberglass/Double Walled | Suction: No Valve At The Tank |  | 1996-05-23 |  | 1996-05-23
550042 | 2 | 1981-05-09 | Currently In Use | Diesel | 2000 | Steel-Impressed Current | Fiberglass/Double Walled | Suction: No Valve At The Tank |  | 1996-05-23 |  | 1996-05-23
550042 | 3 | 1981-05-09 | Currently In Use | Diesel | 3000 | Steel-Impressed Current | Fiberglass/Double Walled | Suction: No Valve At The Tank |  | 1996-05-23 |  | 1996-05-23
550042 | 4 | 1996-05-23 | Currently In Use | Gas | 12000 | Composite | Fiberglass/Double Walled | Pressure |  | 1996-05-23 |  | 1996-05-23
550042 | 5A | 1996-05-23 | Currently In Use | Gas | 6000 | Composite | Fiberglass/Double Walled | Pressure |  | 1996-05-23 |  | 1996-05-23
550042 | 5B | 1996-05-23 | Currently In Use | Gas | 6000 | Composite | Fiberglass/Double Walled | Pressure | N | 1996-05-23 | N | 1996-05-23
550043 | 1 | 1994-04-04 | Removed From Ground | Gas | 10000 | Bare Steel | Galvanized Steel | Not Marked
550043 | 2 | 1994-04-04 | Removed From Ground | Gas | 6000 | Bare Steel | Galvanized Steel | Not Marked
550043 | 3 | 1994-04-04 | Removed From Ground | Gas | 4000 | Bare Steel | Galvanized Steel | Not Marked
550043 | 4 | 1987-01-01 | Currently In Use | Kerosene | 4000 | STIP-3 | Fiberglass Reinforced Plastic | Suction: No Valve At The Tank |  | 1994-03-01 |  | 1994-03-01
550043 | 5 | 1994-04-25 | Currently In Use | Gas | 10000 | STIP-3 | Fiberglass Reinforced Plastic | Suction: No Valve At The Tank |  | 1994-03-01 |  | 1994-03-01
550043 | 6 | 1994-04-25 | Currently In Use | Gas | 6000 | STIP-3 | Fiberglass Reinforced Plastic | Suction: No Valve At The Tank |  | 1994-03-01 |  | 1994-03-01
550043 | 7 | 1994-04-25 | Currently In Use | Diesel | 4000 | STIP-3 | Fiberglass Reinforced Plastic | Suction: No Valve At The Tank |  | 1994-03-01 |  | 1994-03-01
550044 | 1 | 1988-06-01 | Removed From Ground | Gas | 15 | Bare Steel | Copper | Gravity Fed
550045 | DG1 | 1996-09-25 | Closed In Ground | Diesel | 280 | Bare Steel | Not Marked | Not Marked
550046 | 1 | 2006-02-22 | Removed From Ground | Gas | 8000 | Steel-Impressed Current | Cathodically Protected | Suction: No Valve At The Tank |  | 1998-04-08 |  | 1998-04-08
550046 | 2 | 2006-02-22 | Removed From Ground | Gas | 8000 | Steel-Impressed Current | Cathodically Protected | Suction: No Valve At The Tank |  | 1998-04-08 |  | 1998-04-08
550046 | 3 | 2006-02-22 | Removed From Ground | Gas | 2000 | Steel-Impressed Current | Cathodically Protected | Suction: No Valve At The Tank |  | 1998-04-08 |  | 1998-04-08
550048 | 1 | 1989-02-01 | Removed From Ground | Gas | 10000 | Bare Steel | Galvanized Steel | Not Marked
550048 | 2 | 1989-02-01 | Removed From Ground | Gas | 10000 | Bare Steel | Galvanized Steel | Not Marked
550048 | 3 | 1989-02-01 | Removed From Ground | Gas | 10000 | Bare Steel | Galvanized Steel | Not Marked
550048 | 4 | 1989-02-01 | Removed From Ground | Kerosene | 8000 | Bare Steel | Galvanized Steel | Not Marked
550048 | 5 | 1989-02-01 | Removed From Ground | Diesel | 8000 | Bare Steel | Galvanized Steel | Not Marked
550049 | 1 | 1982-05-09 | Currently In Use | Gas | 10000 | Steel-Impressed Current | Cathodically Protected | Suction: Valve At The Tank |  | 1998-05-01 |  | 1998-05-01
550049 | 2 | 1982-05-09 | Currently In Use | Gas | 6000 | Steel-Impressed Current | Cathodically Protected | Suction: Valve At The Tank |  | 1998-05-01 |  | 1998-05-01
550049 | 3 | 1982-05-09 | Currently In Use | Gas | 4000 | Steel-Impressed Current | Cathodically Protected | Suction: Valve At The Tank |  | 1998-05-01 |  | 1998-05-01
550049 | 4 | 1982-05-09 | Currently In Use | Diesel | 4000 | Steel-Impressed Current | Cathodically Protected | Suction: Valve At The Tank |  | 1998-05-01 |  | 1998-05-01
550054 | 1 | 1998-01-01 | Removed From Ground | Gas | 1500 | Bare Steel | Unknown | Not Marked
550054 | 1 |  | Temporarily Out Of Use | Gas | 1500 | Bare Steel | Unknown | Not Marked
550054 | 2 | 1998-01-01 | Removed From Ground | Gas | 1500 | Bare Steel | Unknown | Not Marked
550054 | 2 |  | Temporarily Out Of Use | Gas | 1500 | Bare Steel | Unknown | Not Marked
550054 | 3 | 2001-10-01 | Removed From Ground | Other | 550 | Marked Unknown | Unknown | Not Marked
552000 | 1 | 1987-11-04 | Currently In Use | Gas | 8000 | STIP-3 | Fiberglass Reinforced Plastic | Pressure |  | 1987-11-04 |  | 1987-11-04
552000 | 2 | 1987-11-04 | Currently In Use | Gas | 8000 | STIP-3 | Fiberglass Reinforced Plastic | Pressure |  | 1987-11-04 |  | 1987-11-04
552000 | 3 | 1987-11-04 | Currently In Use | Gas | 6000 | STIP-3 | Fiberglass Reinforced Plastic | Pressure |  | 1987-11-04 |  | 1987-11-04
552000 | 4 | 1987-11-04 | Currently In Use | Diesel | 6000 | STIP-3 | Fiberglass Reinforced Plastic | Pressure |  | 1987-11-04 |  | 1987-11-04
552000 | 5 | 1987-11-04 | Currently In Use | Diesel | 2000 | STIP-3 | Fiberglass Reinforced Plastic | Suction: No Valve At The Tank |  | 1987-11-04 |  | 1987-11-04
552000 | A | 1995-03-28 | Permanently Out Of Use | Gas | 2000 | Bare Steel | Unknown | Not Marked | N |  | N
552000 | B | 1995-03-28 | Permanently Out Of Use | Gas | 3000 | Bare Steel | Unknown | Not Marked | N |  | N
552000 | C | 1995-03-28 | Permanently Out Of Use | Gas | 5000 | Bare Steel | Unknown | Not Marked | N |  | N
552001 | 1 | 2012-04-17 | Currently In Use | Gas | 8000 | STIP-3 | Cathodically Protected | Pressure |  | 1987-11-04 |  | 1987-11-04
552001 | 2 | 2012-04-17 | Currently In Use | Gas | 8000 | STIP-3 | Cathodically Protected | Pressure |  | 1987-11-04 |  | 1987-11-04
552001 | 3 | 2012-04-17 | Currently In Use | Gas | 6000 | STIP-3 | Cathodically Protected | Pressure |  | 1987-11-04 |  | 1987-11-04
552001 | 4 | 2012-04-17 | Currently In Use | Diesel | 6000 | STIP-3 | Cathodically Protected | Pressure |  | 1987-11-04 |  | 1987-11-04
552001 | 5 | 2012-04-17 | Currently In Use | Gas | 2000 | STIP-3 | Cathodically Protected | Suction: No Valve At The Tank |  | 1987-11-04 |  | 1987-11-04
552002 | 1 | 1987-08-04 | Currently In Use | Gas | 10000 | Composite | Fiberglass Reinforced Plastic | Pressure |  | 1987-08-01 |  | 1987-08-01
552002 | 2 | 1987-08-04 | Currently In Use | Diesel | 10000 | Composite | Fiberglass Reinforced Plastic | Pressure |  | 1987-08-01 |  | 1987-08-01
552002 | 3 | 1987-08-04 | Currently In Use | Diesel | 10000 | Composite | Fiberglass Reinforced Plastic | Pressure |  | 1987-08-01 |  | 1987-08-01
552002 | 4 | 1987-08-04 | Currently In Use | Gas | 10000 | Composite | Fiberglass Reinforced Plastic | Pressure |  | 1987-08-01 |  | 1987-08-01
552002 | 5 | 2007-10-04 | Temporarily Out Of Use | Kerosene | 2000 | Composite | Fiberglass Reinforced Plastic | Pressure |  | 1987-08-01 |  | 1987-08-01
560002 | 1 | 1993-02-01 | Closed In Ground | Other | 15000 | Cathodically Protected Steel | Not Marked | Pressure
560002 | 10 | 1993-02-02 | Closed In Ground | Other | 4000 | Unknown | Not Marked | Pressure
560002 | 11 | 1993-02-02 | Closed In Ground | Other | 3000 | Unknown | Not Marked | Pressure
560002 | 12 | 1993-02-02 | Closed In Ground | Other | 3000 | Unknown | Not Marked | Pressure
560002 | 13 |  | Permanently Out Of Use | Other | 8000 | Unknown | Not Marked | Pressure
560002 | 14 | 1993-02-02 | Closed In Ground | Other | 10000 | Unknown | Not Marked | Pressure
560002 | 15 | 1993-02-02 | Closed In Ground | Other | 10000 | Unknown | Not Marked | Pressure
560002 | 16 | 1993-01-11 | Closed In Ground | Other | 10000 | Unknown | Not Marked | Pressure
560002 | 17 | 1993-01-11 | Removed From Ground | Heating Oil | 20000 | Bare Steel | Bare Steel | Pressure
560002 | 18 | 1993-01-11 | Removed From Ground | Heating Oil | 20000 | Bare Steel | Bare Steel | Pressure
560002 | 2 | 1993-02-01 | Closed In Ground | Other | 15000 | Cathodically Protected Steel | Not Marked | Pressure
560002 | 3 | 1993-02-01 | Closed In Ground | Other | 15000 | Cathodically Protected Steel | Not Marked | Pressure
560002 | 4 | 1977-10-31 | Closed In Ground | Other | 15000 | Unknown | Not Marked | Pressure
560002 | 5 | 1993-02-02 | Closed In Ground | Other | 10000 | Unknown | Not Marked | Pressure
560002 | 6 | 1993-02-02 | Closed In Ground | Other | 10000 | Unknown | Not Marked | Pressure
560002 | 7 | 1993-02-02 | Closed In Ground | Other | 4000 | Unknown | Not Marked | Pressure
560002 | 8 | 1993-02-02 | Closed In Ground | Other | 4000 | Unknown | Not Marked | Pressure
560002 | 9 | 1993-02-02 | Closed In Ground | Other | 4000 | Unknown | Not Marked | Pressure
560003 | 1 |  | Closed In Ground Date Unknown | Gas | 7500 | Bare Steel | Unknown | Not Marked
560003 | 2 | 1990-10-30 | Removed From Ground | Gas | 12000 | Bare Steel | Galvanized Steel | Not Marked
560003 | 3 | 1990-10-30 | Removed From Ground | Gas | 12000 | Cathodically Protected Steel | Bare Steel | Not Marked
560003 | L213207 | 1990-10-30 | Currently In Use | Diesel | 12000 | Fiberglass Double Walled | Fiberglass/Double Walled | Pressure |  | 1990-10-30 |  | 1990-10-30
560003 | L213239 | 1990-10-30 | Currently In Use | Diesel | 12000 | Fiberglass Double Walled | Fiberglass/Double Walled | Pressure |  | 1990-10-30 |  | 1990-10-30
560003 | N/A | 1999-06-22 | Closed In Ground | Used Oil | 500 | Bare Steel | Unknown | Gravity Fed | Y |  | Y
560004 | 1 |  | Removed From Ground Date Unknown | Diesel | 30000 | Bare Steel | Galvanized Steel | Not Marked
560005 | 1 | 1999-03-22 | Removed From Ground | Diesel | 300 | Composite | Bare Steel | Not Marked
560008 | 1 | 1984-01-01 | Removed From Ground | Gas | 2000 | Bare Steel | Galvanized Steel | Not Marked
560008 | 2 | 2009-10-16 | Temporarily Out Of Use | Gas | 10000 | Fiberglass | Fiberglass Reinforced Plastic | Pressure |  | 1996-01-03 |  | 1996-01-03
560008 | 3 | 2009-10-16 | Temporarily Out Of Use | Diesel | 10000 | Fiberglass | Fiberglass Reinforced Plastic | Pressure |  | 1996-01-03 |  | 1996-01-03
560010 | 1 | 1991-01-01 | Removed From Ground | Diesel | 3000 | Bare Steel | Galvanized Steel | Not Marked
560013 | 1 | 1992-08-10 | Removed From Ground | Gas | 560 | Bare Steel | Galvanized Steel | Suction: No Valve At The Tank
560013 | 204080 | 1996-09-16 | Removed From Ground | Gas | 1000 | Cathodically Protected Steel | Cathodically Protected | Suction: No Valve At The Tank |  | 1992-07-01 |  | 1992-07-01
560013 | 204681 | 1996-09-16 | Removed From Ground | Diesel | 1000 | Cathodically Protected Steel | Cathodically Protected | Suction: No Valve At The Tank |  | 1992-07-01 |  | 1992-07-01
560015 | 10390-1 | 1988-02-01 | Removed From Ground | Gas | 1000 | Bare Steel | Galvanized Steel | Suction: Valve At The Tank
560017 | 1 | 1995-01-04 | Removed From Ground | Gas | 1000 | Marked Unknown | Unknown | Not Marked
560018 | 1 | 1984-04-21 | Currently In Use | Gas | 10000 | Fiberglass | Fiberglass Reinforced Plastic | Pressure |  | 1984-04-21 |  | 1993-08-01
560018 | 2 | 1984-04-21 | Currently In Use | Diesel | 10000 | Fiberglass | Fiberglass Reinforced Plastic | Pressure |  | 1984-04-21 |  | 1993-08-01
560018 | 4 | 1983-12-01 | Removed From Ground | Gas | 1000 | Marked Unknown | Unknown | Not Marked
560019 | 1 | 2015-02-23 | Temporarily Out Of Use | Gas | 12000 | Steel-Impressed Current | Fiberglass/Double Walled | Pressure |  | 1997-01-01 |  | 1997-01-01
560019 | 2 | 2015-02-23 | Temporarily Out Of Use | Gas | 12000 | Steel-Impressed Current | Fiberglass/Double Walled | Pressure |  | 1997-01-01 |  | 1997-01-01
560019 | 3 | 2015-02-23 | Temporarily Out Of Use | Diesel | 4000 | Steel-Impressed Current | Fiberglass/Double Walled | Pressure |  | 1997-01-01 |  | 1997-01-01
560023 | 1 | 1991-12-01 | Removed From Ground | Gas | 10000 | Bare Steel | Bare Steel | Not Marked
560023 | 2 | 1991-12-01 | Removed From Ground | Gas | 8000 | Bare Steel | Bare Steel | Not Marked
560023 | 3 | 1991-12-01 | Removed From Ground | Gas | 6000 | Bare Steel | Bare Steel | Not Marked
560023 | 4 | 1991-12-01 | Currently In Use | Gas | 10000 | Composite | Fiberglass/Double Walled | Pressure |  | 1991-12-01 |  | 1991-12-01
560023 | 5 | 1991-12-01 | Currently In Use | Gas | 10000 | Composite | Fiberglass/Double Walled | Pressure |  | 1991-12-01 |  | 1991-12-01
560023 | 6 | 1991-12-01 | Currently In Use | Gas | 10000 | Composite | Fiberglass/Double Walled | Pressure |  | 1991-12-01 |  | 1991-12-01
560024 | 1A | 1976-05-03 | Currently In Use | Gas | 8000 | Steel-Impressed Current | Fiberglass Reinforced Plastic | Pressure |  | 1996-04-01 |  | 1996-04-01
560024 | 1B | 1976-05-03 | Currently In Use | Gas | 8000 | Steel-Impressed Current | Fiberglass Reinforced Plastic | Pressure |  | 1996-04-01 |  | 1996-04-01
560024 | 2 | 1976-05-03 | Currently In Use | Gas | 8000 | Steel-Impressed Current | Fiberglass Reinforced Plastic | Pressure |  | 1996-04-01 |  | 1996-04-01
560024 | 3A | 1996-04-07 | Currently In Use | Diesel | 6000 | Steel-Impressed Current | Fiberglass Reinforced Plastic | Pressure |  | 1996-04-07 |  | 1996-04-07
560024 | 3B | 1996-04-07 | Currently In Use | Kerosene | 2000 | Composite | Fiberglass Reinforced Plastic | Suction: No Valve At The Tank |  | 1996-04-07 |  | 1996-04-07
560025 | 1 | 2015-01-09 | Currently In Use | Diesel | 8000 | Steel-Impressed Current | Fiberglass Reinforced Plastic | Pressure |  | 1995-04-01 |  | 1995-04-01
560025 | 2 | 2015-01-09 | Currently In Use | Gas | 10000 | Steel-Impressed Current | Fiberglass Reinforced Plastic | Pressure |  | 1995-04-01 |  | 1995-04-01
560025 | 3 | 2015-01-09 | Currently In Use | Gas | 8000 | Steel-Impressed Current | Fiberglass Reinforced Plastic | Pressure |  | 1995-04-01 |  | 1995-04-01
560025 | 4 | 2014-01-16 | Temporarily Out Of Use | Kerosene | 2000 | Composite | Fiberglass Reinforced Plastic | Pressure |  | 1995-04-01 |  | 1995-04-01
560028 | 1 | 1993-03-01 | Removed From Ground | Gas | 550 | Bare Steel | Galvanized Steel | Not Marked
560029 | 1 | 1992-12-01 | Currently In Use | Diesel | 1000 | Fiberglass Double Walled | Fiberglass Reinforced Plastic | Gravity Fed |  | 1992-12-01 12:00 |  | 1992-12-01 12:00
560029 | 2 | 1998-12-18 | Removed From Ground | Diesel | 1000 | Bare Steel | Galvanized Steel | Suction: No Valve At The Tank
560030 | 1 | 1988-01-01 | Removed From Ground | Used Oil | 550 | Bare Steel | Galvanized Steel | Not Marked | Y |  | Y
560030 | 2 | 1988-01-01 | Removed From Ground | Gas | 6000 | Bare Steel | Galvanized Steel | Not Marked
560030 | 3 | 1988-01-01 | Removed From Ground | Gas | 6000 | Bare Steel | Galvanized Steel | Not Marked
560030 | 4 | 1988-01-01 | Removed From Ground | Diesel | 6000 | Bare Steel | Galvanized Steel | Not Marked
560030 | 5 | 1988-01-01 | Removed From Ground | Gas | 10000 | Bare Steel | Galvanized Steel | Not Marked
560030 | 6 | 1988-01-01 | Currently In Use | Gas | 10000 | Fiberglass | Fiberglass Reinforced Plastic | Pressure |  | 1988-01-01 |  | 1988-01-01
560030 | 7 | 1988-01-01 | Currently In Use | Gas | 10000 | Fiberglass | Fiberglass Reinforced Plastic | Pressure |  | 1988-01-01 |  | 1988-01-01
560030 | 8 | 1988-01-01 | Currently In Use | Gas | 10000 | Fiberglass | Fiberglass Reinforced Plastic | Pressure |  | 1988-01-01 |  | 1988-01-01
560030 | 9 | 1990-01-01 | Permanently Out Of Use | Used Oil | 1000 | Fiberglass | Fiberglass Reinforced Plastic | Not Marked | Y |  | Y
560031 | 1 | 1989-09-14 | Removed From Ground | Gas | 500 | Marked Unknown | Unknown | Not Marked
560032 | 1 | 1992-07-24 | Removed From Ground | Gas | 10500 | Bare Steel | Galvanized Steel | Not Marked
560032 | 2 | 1992-07-24 | Removed From Ground | Gas | 10500 | Bare Steel | Galvanized Steel | Not Marked
560032 | 3 | 1992-07-24 | Removed From Ground | Gas | 10500 | Bare Steel | Galvanized Steel | Not Marked
560032 | 4 | 2016-12-13 | Temporarily Out Of Use | E85 | 4000 | Fiberglass | Fiberglass Reinforced Plastic | Pressure |  | 1993-01-01 |  | 1993-01-01
560032 | 5 | 2015-11-04 | Currently In Use | Gas | 10000 | Fiberglass | Fiberglass Reinforced Plastic | Pressure |  | 1992-07-01 |  | 1992-07-01
560032 | 6 | 2015-11-04 | Currently In Use | Gas | 10000 | Fiberglass | Fiberglass Reinforced Plastic | Pressure |  | 1992-07-01 |  | 1992-07-01
560032 | 7 | 2015-11-04 | Currently In Use | Diesel | 10000 | Fiberglass | Fiberglass Reinforced Plastic | Pressure |  | 1992-07-01 |  | 1992-07-01
560032 | 8 | 2015-11-04 | Currently In Use | Gas | 10000 | Fiberglass | Fiberglass Reinforced Plastic | Pressure |  | 1992-07-01 |  | 1992-07-01
560033 | 1 | 2016-06-21 | Removed From Ground | Gas | 2000 | Cathodically Protected Steel | Fiberglass Reinforced Plastic | Suction: No Valve At The Tank |  | 1999-01-25 |  | 1999-01-25
560033 | 2 | 2016-06-21 | Removed From Ground | Gas | 3000 | Cathodically Protected Steel | Fiberglass Reinforced Plastic | Suction: No Valve At The Tank |  | 1999-01-25 |  | 1999-01-25
560033 | 3 | 2016-06-21 | Removed From Ground | Gas | 2000 | Cathodically Protected Steel | Fiberglass Reinforced Plastic | Suction: No Valve At The Tank |  | 1999-01-25 |  | 1999-01-25
560033 | 4 | 2016-06-21 | Removed From Ground | Gas | 4000 | Cathodically Protected Steel | Fiberglass Reinforced Plastic | Suction: No Valve At The Tank |  | 1999-01-25 |  | 1999-01-25
560033 | 5 | 2016-06-21 | Removed From Ground | Diesel | 2000 | Cathodically Protected Steel | Fiberglass Reinforced Plastic | Suction: No Valve At The Tank |  | 1999-01-25 |  | 1999-01-25
560034 | 1 | 2013-04-13 | Removed From Ground | Gas | 2000 | Steel-Impressed Current | Impressed Current | Suction: No Valve At The Tank |  | 1998-03-27 |  | 1998-03-27
560034 | 2 | 2013-04-13 | Removed From Ground | Gas | 2000 | Steel-Impressed Current | Impressed Current | Suction: No Valve At The Tank |  | 1998-03-27 |  | 1998-03-27
560034 | 3 | 2013-04-13 | Removed From Ground | Gas | 3000 | Steel-Impressed Current | Impressed Current | Suction: No Valve At The Tank |  | 1998-03-27 |  | 1998-03-27
560034 | 4 | 2013-04-13 | Removed From Ground | Gas | 2000 | Steel-Impressed Current | Impressed Current | Suction: No Valve At The Tank |  | 1998-03-27 |  | 1998-03-27
560034 | 5 | 2013-04-13 | Removed From Ground | Diesel | 1060 | Steel-Impressed Current | Impressed Current | Suction: No Valve At The Tank |  | 1998-03-27 |  | 1998-03-27
560036 | 1 | 1987-01-01 | Removed From Ground | Gas | 1000 | Bare Steel | Galvanized Steel | Not Marked
560036 | 2 | 1987-01-01 | Removed From Ground | Gas | 1000 | Bare Steel | Galvanized Steel | Not Marked
560036 | 3 | 1987-01-01 | Removed From Ground | Gas | 560 | Bare Steel | Galvanized Steel | Not Marked
560037 | 1 | 1987-09-11 | Closed In Ground | Gas | 560 | Bare Steel | Galvanized Steel | Not Marked
560037 | 2 | 1987-09-11 | Closed In Ground | Gas | 560 | Bare Steel | Galvanized Steel | Not Marked
560038 | 1 | 1987-07-10 | Closed In Ground | Gas | 1000 | Bare Steel | Galvanized Steel | Not Marked
560038 | 2 | 1987-07-10 | Closed In Ground | Gas | 1000 | Bare Steel | Galvanized Steel | Not Marked
560038 | 3 | 1987-07-10 | Closed In Ground | Gas | 1000 | Bare Steel | Galvanized Steel | Not Marked
560039 | 1 | 1991-06-01 | Removed From Ground | Gas | 6000 | Bare Steel | Galvanized Steel | Not Marked
560039 | 2 | 1991-06-01 | Removed From Ground | Gas | 6000 | Bare Steel | Galvanized Steel | Not Marked
560039 | 3 | 1991-06-01 | Removed From Ground | Gas | 10000 | Bare Steel | Galvanized Steel | Not Marked
560039 | 4 | 1993-01-01 | Currently In Use | Gas | 10000 | Composite | Fiberglass Reinforced Plastic | Pressure |  | 1993-01-01 |  | 1993-01-01
560039 | 5 | 1993-01-01 | Currently In Use | Gas | 10000 | Composite | Fiberglass Reinforced Plastic | Pressure |  | 1993-01-01 |  | 1993-01-01
560039 | 6 | 1993-01-01 | Currently In Use | Gas | 10000 | Composite | Fiberglass Reinforced Plastic | Pressure |  | 1993-01-01 |  | 1993-01-01
560039 | 7 | 1993-01-01 | Currently In Use | Diesel | 6000 | Composite | Fiberglass Reinforced Plastic | Suction: No Valve At The Tank |  | 1993-01-01 |  | 1993-01-01
560039 | 8 | 1993-01-01 | Currently In Use | Kerosene | 2000 | Composite | Fiberglass Reinforced Plastic | Suction: No Valve At The Tank |  | 1993-01-01 |  | 1993-01-01
560040 | 1 | 1980-05-09 | Currently In Use | Gas | 10000 | Steel-Impressed Current | Fiberglass Reinforced Plastic | Pressure |  | 1995-11-10 |  | 1995-11-10
560040 | 2 | 1980-05-09 | Currently In Use | Gas | 10000 | Steel-Impressed Current | Fiberglass Reinforced Plastic | Pressure |  | 1995-11-10 |  | 1995-11-10
560040 | 3 | 1980-05-09 | Currently In Use | Gas | 8000 | Steel-Impressed Current | Fiberglass Reinforced Plastic | Pressure |  | 1995-11-10 |  | 1995-11-10
560041 | 1 | 1992-12-14 | Removed From Ground | Gas | 8000 | Bare Steel | Galvanized Steel | Not Marked
560041 | 2 | 1992-12-14 | Removed From Ground | Gas | 8000 | Bare Steel | Galvanized Steel | Not Marked
560041 | 3 | 1992-12-14 | Removed From Ground | Gas | 6000 | Bare Steel | Galvanized Steel | Not Marked
560042 | 1 | 1994-01-10 | Removed From Ground | Gas | 8000 | Bare Steel | Fiberglass Reinforced Plastic | Pressure
560042 | 2 | 1994-01-10 | Removed From Ground | Gas | 8000 | Bare Steel | Fiberglass Reinforced Plastic | Pressure
560042 | 3 | 1994-01-10 | Removed From Ground | Gas | 6000 | Bare Steel | Fiberglass Reinforced Plastic | Pressure
560042 | 4 | 2005-08-03 | Currently In Use | Gas | 10000 | Composite | Fiberglass Reinforced Plastic | Pressure |  | 1994-01-04 |  | 1994-01-04
560042 | 5 | 2005-08-03 | Currently In Use | Gas | 10000 | Composite | Fiberglass Reinforced Plastic | Pressure |  | 1994-01-04 |  | 1994-01-04
560042 | 6 | 2005-04-19 | Currently In Use | Gas | 15000 | Composite Double Walled | Double Walled | Pressure | N | 2005-07-27 | N | 2005-07-27
560043 | 1 | 1993-02-15 | Removed From Ground | Gas | 8000 | Bare Steel | Galvanized Steel | Not Marked
560043 | 2 | 1993-02-15 | Removed From Ground | Gas | 8000 | Bare Steel | Galvanized Steel | Not Marked
560043 | 3 | 1993-02-15 | Removed From Ground | Gas | 6000 | Bare Steel | Galvanized Steel | Not Marked
560043 | 4 | 1993-03-01 | Currently In Use | Gas | 8000 | Composite | Double Walled | Pressure |  | 1993-03-01 |  | 1993-03-01
560043 | 5 | 1993-03-01 | Currently In Use | Gas | 8000 | Composite | Double Walled | Pressure |  | 1993-03-01 |  | 1993-03-01
560043 | 6 | 1993-03-01 | Currently In Use | Gas | 8000 | Composite | Double Walled | Pressure |  | 1993-03-01 |  | 1993-03-01
560044 | 1 | 1988-01-01 | Removed From Ground | Gas | 1065 | Bare Steel | Galvanized Steel | Not Marked
560044 | 2 | 1988-01-01 | Removed From Ground | Gas | 1065 | Bare Steel | Galvanized Steel | Not Marked
560044 | 3 | 1988-01-01 | Removed From Ground | Gas | 1065 | Bare Steel | Galvanized Steel | Not Marked
560044 | 4 | 1988-01-01 | Removed From Ground | Diesel | 1990 | Bare Steel | Galvanized Steel | Not Marked
560045 | 1 | 1989-06-25 | Removed From Ground | Gas | 1990 | Bare Steel | Galvanized Steel | Not Marked
560045 | 2 | 1989-06-25 | Removed From Ground | Gas | 1066 | Bare Steel | Galvanized Steel | Not Marked
560045 | 3 | 1989-06-25 | Removed From Ground | Gas | 1066 | Bare Steel | Galvanized Steel | Not Marked
560045 | 4 | 1989-06-25 | Removed From Ground | Kerosene | 560 | Bare Steel | Galvanized Steel | Not Marked
560045 | 5 | 1989-06-27 | Currently In Use | Gas | 10000 | STIP-3 | Fiberglass Reinforced Plastic | Pressure |  | 1989-06-27 |  | 1989-06-27
560045 | 6 | 1989-06-27 | Currently In Use | Gas | 10000 | STIP-3 | Fiberglass Reinforced Plastic | Pressure |  | 1989-06-27 |  | 1989-06-27
560045 | 7 | 1989-01-01 | Currently In Use | Gas | 10000 | STIP-3 | Fiberglass Reinforced Plastic | Pressure |  | 1989-06-27 |  | 1989-06-27
560045 | 8 | 1989-01-01 | Currently In Use | Gas | 2000 | STIP-3 | Fiberglass Reinforced Plastic | Pressure |  | 1989-06-27 |  | 1989-06-27
560045 | 9 | 1989-06-27 | Currently In Use | Diesel | 8000 | STIP-3 | Fiberglass Reinforced Plastic | Pressure |  | 1989-06-27 |  | 1989-06-27
560046 | 1 | 1991-03-01 | Removed From Ground | Gas | 560 | Bare Steel | Galvanized Steel | Not Marked
560046 | 2 | 1991-03-01 | Removed From Ground | Gas | 560 | Bare Steel | Galvanized Steel | Not Marked
560048 | 1 | 1990-01-01 | Removed From Ground | Gas | 1000 | Bare Steel | Galvanized Steel | Not Marked
560048 | 2 | 2004-07-09 | Removed From Ground | Gas | 3000 | Cathodically Protected Steel | Galvanized Steel | Suction: Valve At The Tank |  | 1990-01-01 |  | 1990-01-01
560050 | 1 | 1991-11-18 | Removed From Ground | Diesel | 10000 | Bare Steel | Galvanized Steel | Not Marked
560050 | 2 | 1991-11-18 | Removed From Ground | Kerosene | 10000 | Bare Steel | Galvanized Steel | Not Marked
560050 | 3 | 1991-11-18 | Removed From Ground | Used Oil | 550 | Bare Steel | Galvanized Steel | Not Marked | Y |  | Y
560050 | 4 | 1991-11-18 | Removed From Ground | Used Oil | 550 | Bare Steel | Galvanized Steel | Not Marked | Y |  | Y
560051 | 1 | 1996-04-10 | Removed From Ground | Gas | 8000 | Tank Jacket | Fiberglass Reinforced Plastic | Pressure |  | 1988-09-01 |  | 1988-09-01
560051 | 2 | 1996-04-10 | Removed From Ground | Diesel | 3000 | Tank Jacket | Fiberglass Reinforced Plastic | Pressure |  | 1988-09-01 |  | 1988-09-01
560051 | 3 | 1988-01-01 | Removed From Ground | Diesel | 600 | Cathodically Protected Steel | Bare Steel | Not Marked
560051 | 4 | 1988-01-01 | Removed From Ground | Diesel | 600 | Cathodically Protected Steel | Bare Steel | Not Marked
560051 | 5 | 1988-01-01 | Removed From Ground | Diesel | 600 | Cathodically Protected Steel | Bare Steel | Not Marked
560052 | 1UNL | 1998-12-01 | Currently In Use | Gas | 6000 | Steel-Impressed Current | Fiberglass/Double Walled | Pressure |  | 1998-12-01 |  | 1998-12-01
560052 | 2SUL | 1998-12-01 | Currently In Use | Gas | 4000 | Steel-Impressed Current | Fiberglass/Double Walled | Pressure |  | 1998-12-01 |  | 1998-12-01
560052 | 3ULP | 1998-12-01 | Currently In Use | Gas | 4000 | Steel-Impressed Current | Fiberglass/Double Walled | Pressure |  | 1998-12-01 |  | 1998-12-01
560053 | 1 | 1995-08-30 | Removed From Ground | Diesel | 10000 | Bare Steel | Unknown | Not Marked
560053 | 2 | 1995-08-30 | Removed From Ground | Gas | 1011 | Bare Steel | Unknown | Not Marked
560053 | 3 | 1989-01-01 | Removed From Ground | Empty | 1011 | Bare Steel | Unknown | Not Marked
560054 | 1 | 1988-06-01 | Removed From Ground | Diesel | 1990 | Bare Steel | Unknown | Not Marked
560054 | 10 | 1994-05-10 | Currently In Use | Diesel | 8000 | Steel-Impressed Current | Fiberglass Reinforced Plastic | Pressure |  | 1994-05-10 |  | 1994-05-10
560054 | 2 | 1988-06-01 | Removed From Ground | Diesel | 1990 | Bare Steel | Unknown | Not Marked
560054 | 3 | 1988-06-01 | Removed From Ground | Gas | 6016 | Bare Steel | Unknown | Not Marked
560054 | 4 | 1988-06-01 | Removed From Ground | Gas | 4000 | Bare Steel | Unknown | Not Marked
560054 | 5 | 1988-06-01 | Removed From Ground | Gas | 4000 | Bare Steel | Unknown | Not Marked
560054 | 6 | 1988-04-01 | Currently In Use | Diesel | 8000 | Steel-Impressed Current | Fiberglass Reinforced Plastic | Pressure |  | 1988-04-19 |  | 1988-04-19
560054 | 7 | 1988-04-01 | Currently In Use | Gas | 8000 | Steel-Impressed Current | Fiberglass Reinforced Plastic | Pressure |  | 1988-04-01 |  | 1988-04-01
560054 | 8 | 1988-04-01 | Currently In Use | Gas | 8000 | Steel-Impressed Current | Fiberglass Reinforced Plastic | Pressure |  | 1988-04-01 |  | 1988-04-01
560054 | 9 | 1988-04-01 | Currently In Use | Gas | 8000 | Steel-Impressed Current | Fiberglass Reinforced Plastic | Pressure |  | 1988-04-19 |  | 1988-04-19
560055 | 1 | 1988-01-01 | Removed From Ground | Kerosene | 11500 | Bare Steel | Galvanized Steel | Not Marked
560055 | 2 | 1988-01-01 | Removed From Ground | Gas | 6000 | Bare Steel | Galvanized Steel | Not Marked
560055 | 3 | 1988-01-01 | Removed From Ground | Gas | 6000 | Bare Steel | Galvanized Steel | Not Marked
560055 | 4 | 1988-01-01 | Removed From Ground | Gas | 500 | Bare Steel | Galvanized Steel | Not Marked
560055 | 5 | 1988-01-01 | Removed From Ground | Used Oil | 250 | Bare Steel | Galvanized Steel | Not Marked | Y |  | Y
560056 | 1 | 1998-07-14 | Closed In Ground | Empty | 4000 | Bare Steel | Galvanized Steel | Not Marked
560056 | 2 | 1998-07-14 | Closed In Ground | Diesel | 3000 | Bare Steel | Galvanized Steel | Not Marked
560056 | DSL2 | 1998-07-01 | Removed From Ground | Diesel | 3000 | Bare Steel | Galvanized Steel | Not Marked
560058 | 1 | 1995-10-09 | Removed From Ground | Other | 3000 | Bare Steel | Galvanized Steel | Suction: Valve At The Tank
560060 | 1 | 1990-01-01 | Removed From Ground | Diesel | 272 | Bare Steel | Secondary Containment | Suction: Valve At The Tank
560060 | 2 | 1999-09-21 | Removed From Ground | Diesel | 2500 | Double Walled | Secondary Containment | Suction: Valve At The Tank |  | 1997-11-07 |  | 1997-11-07
560060 | 3 | 2000-05-09 | Currently In Use | Diesel | 6000 | Fiberglass Double Walled | Secondary Containment | Suction: Valve At The Tank |  | 2000-05-09 |  | 2000-05-09
560064 | 1 | 2014-06-03 | Removed From Ground | Gas | 8000 | Steel-Impressed Current | Cathodically Protected | Suction: Valve At The Tank |  | 1998-11-05 |  | 1998-11-05
560064 | 2 | 2014-06-03 | Removed From Ground | Gas | 6000 | Steel-Impressed Current | Cathodically Protected | Suction: Valve At The Tank |  | 1998-11-05 |  | 1998-11-05
560064 | 3 | 2014-06-03 | Removed From Ground | Gas | 1000 | Steel-Impressed Current | Cathodically Protected | Suction: Valve At The Tank |  | 1998-11-05 |  | 1998-11-05
560065 | 1 | 1995-03-15 | Removed From Ground | Gas | 4000 | Bare Steel | Galvanized Steel | Not Marked
560065 | 2 | 1995-03-15 | Removed From Ground | Gas | 4000 | Bare Steel | Galvanized Steel | Not Marked
560065 | 3 | 1995-03-15 | Removed From Ground | Gas | 6000 | Bare Steel | Galvanized Steel | Not Marked
560065 | 4 | 1995-03-15 | Removed From Ground | Diesel | 4000 | Bare Steel | Galvanized Steel | Not Marked
560065 | 5 | 1995-03-15 | Removed From Ground | Kerosene | 1000 | Not Marked/Unknown | Unknown | Not Marked
560066 | 1 | 1994-10-28 | Removed From Ground | Diesel | 4000 | Bare Steel | Galvanized Steel | Gravity Fed
562000 | 310D1 | 2001-07-20 | Removed From Ground | Diesel | 2000 | Bare Steel | Galvanized Steel | Not Marked
562000 | 310G1 | 2001-07-20 | Removed From Ground | Gas | 2000 | Bare Steel | Galvanized Steel | Not Marked
570001 | 1 | 1986-06-01 | Removed From Ground | Gas | 1000 | Bare Steel | Galvanized Steel | Not Marked
570001 | 2 | 1986-06-30 | Currently In Use | Diesel | 8000 | Steel-Impressed Current | Fiberglass Reinforced Plastic | Suction: No Valve At The Tank |  | 1997-07-17 |  | 1997-07-17
570002 | 1 | 1986-01-01 | Removed From Ground | Diesel | 1000 | Bare Steel | Galvanized Steel | Not Marked
570002 | 2 | 1986-01-01 | Removed From Ground | Gas | 550 | Bare Steel | Galvanized Steel | Not Marked
570002 | 3 | 2013-10-16 | Removed From Ground | Diesel | 8000 | Steel-Impressed Current | Cathodically Protected | Suction: No Valve At The Tank |  | 1997-07-17 |  | 1997-07-17
570003 | 1 | 1971-04-27 | Currently In Use | Gas | 6000 | Steel-Impressed Current | Cathodically Protected | Pressure |  | 1996-05-01 |  | 1996-05-01
570003 | 2 | 1971-04-27 | Currently In Use | Gas | 6000 | Steel-Impressed Current | Cathodically Protected | Pressure |  | 1996-05-01 |  | 1996-05-01
570003 | 3 | 1971-04-27 | Currently In Use | Gas | 6000 | Steel-Impressed Current | Cathodically Protected | Pressure |  | 1996-05-01 |  | 1996-05-01
570003 | 4 | 1978-04-25 | Currently In Use | Diesel | 4000 | Steel-Impressed Current | Cathodically Protected | Suction: No Valve At The Tank |  | 1996-05-01 |  | 1996-05-01
570004 | 1 | 1984-04-23 | Currently In Use | Gas | 10000 | Steel-Impressed Current | Fiberglass Reinforced Plastic | Pressure |  | 1996-09-01 |  | 1996-09-01
570004 | 2 | 1966-04-28 | Currently In Use | Gas | 5000 | Steel-Impressed Current | Fiberglass Reinforced Plastic | Pressure |  | 1996-09-01 |  | 1996-09-01
570004 | 3 | 1966-04-28 | Currently In Use | Gas | 5000 | Steel-Impressed Current | Fiberglass Reinforced Plastic | Pressure |  | 1996-09-01 |  | 1996-09-01
570004 | 4 | 1966-04-28 | Currently In Use | Diesel | 5000 | Steel-Impressed Current | Fiberglass Reinforced Plastic | Pressure |  | 1996-09-01 |  | 1996-09-01
570005 | 1 | 1984-04-23 | Currently In Use | Gas | 6000 | Steel-Impressed Current | Impressed Current | Pressure |  | 1996-06-01 |  | 1996-06-01
570005 | 2 | 1966-04-28 | Currently In Use | Gas | 8000 | Steel-Impressed Current | Impressed Current | Pressure |  | 1996-06-01 |  | 1996-06-01
570005 | 3 | 1966-04-28 | Currently In Use | Gas | 8000 | Steel-Impressed Current | Impressed Current | Pressure |  | 1996-06-01 |  | 1996-06-01
570006 | 1 | 1996-10-01 | Removed From Ground | Diesel | 10000 | Bare Steel | Bare Steel | Suction: No Valve At The Tank
570006 | 2 | 1996-10-01 | Removed From Ground | Diesel | 6110 | Bare Steel | Bare Steel | Suction: No Valve At The Tank
570006 | 3 | 1993-09-16 | Removed From Ground | Gas | 5000 | Bare Steel | Galvanized Steel | Not Marked
570006 | 4 | 1994-10-25 | Removed From Ground | Other | 6110 | Bare Steel | Bare Steel | Suction: No Valve At The Tank
570006 | 5 | 1994-10-25 | Removed From Ground | Used Oil | 2000 | Bare Steel | Bare Steel | Pressure | Y |  | Y
570006 | 6AST |  | Removed From Ground Date Unknown | Other | 10000 | Bare Steel | Bare Steel | Pressure
570007 | 1 | 1998-03-01 | Removed From Ground | Diesel | 20000 | Bare Steel | Galvanized Steel | Pressure
570007 | 2 | 1998-03-01 | Removed From Ground | Diesel | 20000 | Bare Steel | Galvanized Steel | Pressure
570007 | 3 | 1998-03-01 | Removed From Ground | Gas | 2000 | Bare Steel | Galvanized Steel | Suction: No Valve At The Tank
570007 | 4 | 1998-03-01 | Removed From Ground | Other | 2000 | Bare Steel | Galvanized Steel | Suction: No Valve At The Tank
570007 | 5 | 1998-03-01 | Removed From Ground | Used Oil | 500 | Bare Steel | Galvanized Steel | Gravity Fed | Y |  | Y
570008 | 1 | 1990-04-01 | Removed From Ground | Gas | 1000 | Bare Steel | Galvanized Steel | Not Marked
570008 | 2 | 1999-05-25 | Removed From Ground | Gas | 1000 | Cathodically Protected Steel | Fiberglass Reinforced Plastic | Suction: No Valve At The Tank |  | 1995-09-26 |  | 1995-09-26
570008 | 3 | 1999-05-25 | Removed From Ground | Diesel | 1000 | Cathodically Protected Steel | Fiberglass Reinforced Plastic | Suction: No Valve At The Tank |  | 1995-09-26 |  | 1995-09-26
570009 | 1 | 1993-10-27 | Removed From Ground | Gas | 4020 | Bare Steel | Galvanized Steel | Not Marked
570009 | 2 | 1993-10-27 | Removed From Ground | Gas | 4020 | Bare Steel | Galvanized Steel | Not Marked
570010 | 1 | 2012-06-13 | Removed From Ground | Gas | 10000 | Cathodically Protected Steel | Impressed Current | Suction: Valve At The Tank |  | 1997-10-22 |  | 1997-10-22
570012 | 1 | 1998-02-08 | Removed From Ground | Diesel | 2000 | Bare Steel | Galvanized Steel | Suction: No Valve At The Tank
570012 | 2 | 1998-02-08 | Removed From Ground | Gas | 2000 | Bare Steel | Galvanized Steel | Suction: No Valve At The Tank
570013 | 1 | 1983-02-04 | Currently In Use | Gas | 10000 | Steel-Impressed Current | Cathodically Protected | Suction: No Valve At The Tank | N | 2015-09-16 12:00 | N | 1997-07-17 12:00
570013 | 2 | 1983-02-04 | Currently In Use | Diesel | 10000 | Steel-Impressed Current | Cathodically Protected | Suction: No Valve At The Tank | N | 1997-07-17 12:00 | N | 1997-07-17 12:00
570013 | 3 | 1983-02-04 | Currently In Use | Diesel | 10000 | Steel-Impressed Current | Cathodically Protected | Suction: No Valve At The Tank | N | 1997-07-17 12:00 | N | 1997-07-17 12:00
570013 | 4 | 1983-02-01 | Currently In Use | Used Oil | 2000 | Steel-Impressed Current | Cathodically Protected | Suction: Valve At The Tank | Y | 1997-07-17 12:00 | Y | 1997-07-17 12:00
570016 | 1 | 2002-06-21 | Removed From Ground | Empty | 4000 | Bare Steel | Galvanized Steel | Not Marked
570016 | 1 |  | Temporarily Out Of Use | Empty | 4000 | Bare Steel | Galvanized Steel | Not Marked
570017 | 1 | 1994-05-04 | Removed From Ground | Diesel | 20049 | Bare Steel | Galvanized Steel | Not Marked
570017 | 2 | 2015-07-09 | Removed From Ground | Diesel | 2000 | Unknown | Unknown |  | N |  | N
570019 | 1 | 1980-02-23 | Currently In Use | Gas | 12000 | Steel-Impressed Current | Cathodically Protected | Suction: No Valve At The Tank |  | 1998-09-18 |  | 1998-09-18
570019 | 2 | 1980-02-23 | Currently In Use | Diesel | 12000 | Steel-Impressed Current | Cathodically Protected | Suction: No Valve At The Tank |  | 1998-09-18 |  | 1998-09-18
570020 | 1 | 1990-02-01 | Removed From Ground | Gas | 1000 | Bare Steel | Galvanized Steel | Not Marked
570020 | 2 | 1990-02-01 | Removed From Ground | Diesel | 2000 | Bare Steel | Galvanized Steel | Not Marked
570020 | 3 | 2007-10-30 | Removed From Ground | Gas | 1000 | Cathodically Protected Steel | Fiberglass Reinforced Plastic | Suction: Valve At The Tank |  | 1997-06-20 |  | 1997-06-20
570020 | 4 | 2007-10-30 | Removed From Ground | Diesel | 1000 | Cathodically Protected Steel | Fiberglass Reinforced Plastic | Suction: No Valve At The Tank |  | 1997-06-20 |  | 1997-06-20
570020 | 5 | 2007-10-30 | Removed From Ground | Diesel | 1000 | Cathodically Protected Steel | Fiberglass Reinforced Plastic | Suction: No Valve At The Tank |  | 1997-06-20 |  | 1997-06-20
570020 | 6 | 2007-10-10 | Currently In Use | Gas | 2500 | EPOXY/DOUBLE WALLED | Fiberglass/Double Walled | Suction: No Valve At The Tank | N | 2007-10-20 | N | 2007-10-20
570020 | 7 | 2007-10-10 | Currently In Use | Diesel | 2500 | EPOXY/DOUBLE WALLED | Fiberglass/Double Walled | Suction: No Valve At The Tank | N | 2007-10-20 | N | 2007-10-20
570021 | 1 | 1997-05-26 | Removed From Ground | Gas | 4000 | Bare Steel | Unknown | Suction: Valve At The Tank
570021 | 2 | 1997-05-26 | Removed From Ground | Gas | 2000 | Bare Steel | Galvanized Steel | Suction: Valve At The Tank
570021 | 4 | 1997-05-26 | Removed From Ground | Used Oil | 550 | Bare Steel | Unknown | Gravity Fed | Y |  | Y
570021 | 5 | 2012-11-29 | Temporarily Out Of Use | Gas | 2500 | Fiberglass Double Walled | Fiberglass Reinforced Plastic | Suction: No Valve At The Tank |  | 1997-05-08 |  | 1997-05-08
570027 | 1 | 1988-11-01 | Removed From Ground | Kerosene | 1000 | Bare Steel | Galvanized Steel | Not Marked
570027 | 1R1 | 1998-12-14 | Closed In Ground | Empty | 1000 | Fiberglass | Galvanized Steel | Suction: Valve At The Tank
570027 | 2 | 1988-11-01 | Removed From Ground | Other | 2000 | Bare Steel | Galvanized Steel | Not Marked
570027 | 3 | 1988-11-01 | Removed From Ground | Kerosene | 2000 | Bare Steel | Galvanized Steel | Not Marked
570027 | 4 | 1988-11-01 | Removed From Ground | Empty | 1000 | Bare Steel | Galvanized Steel | Not Marked
570027 | 5 | 1988-11-01 | Removed From Ground | Empty | 550 | Bare Steel | Galvanized Steel | Not Marked
570027 | OW-14 | 1999-08-05 | Removed From Ground | Diesel | 1000 | Not Marked/Unknown | Not Marked | Not Marked
570028 | 1 | 1993-08-01 | Removed From Ground | Gas | 4000 | Marked Unknown | Unknown | Not Marked
570028 | 2 | 1993-08-01 | Removed From Ground | Gas | 4000 | Marked Unknown | Unknown | Not Marked
570028 | 3 | 1993-08-01 | Removed From Ground | Gas | 4000 | Marked Unknown | Unknown | Not Marked
570028 | 4 | 1993-08-01 | Removed From Ground | Gas | 4000 | Marked Unknown | Unknown | Not Marked
570029 | 1 | 1996-12-17 | Removed From Ground | Diesel | 2000 | Bare Steel | Bare Steel | Suction: No Valve At The Tank
570030 | 1 | 1979-03-26 | Currently In Use | Gas | 10000 | Steel-Impressed Current | Cathodically Protected | Pressure |  | 1997-08-01 |  | 1997-08-01
570030 | 2 | 1979-03-26 | Currently In Use | Gas | 10000 | Steel-Impressed Current | Cathodically Protected | Pressure |  | 1997-08-01 |  | 1997-08-01
570030 | 3 | 1979-03-26 | Currently In Use | Gas | 10000 | Steel-Impressed Current | Cathodically Protected | Pressure |  | 1997-08-01 |  | 1997-08-01
570030 | 4 | 1986-01-01 | Currently In Use | Kerosene | 2000 | Steel-Impressed Current | Cathodically Protected | Pressure |  | 1997-08-01 |  | 1997-08-01
570031 | 1 | 1998-11-01 | Removed From Ground | Gas | 10000 | Bare Steel | Galvanized Steel | Suction: Valve At The Tank |  | 1998-11-23 |  | 1998-11-23
570031 | 2 | 2004-02-20 | Removed From Ground | Gas | 10000 | Steel-Impressed Current | Cathodically Protected | Suction: Valve At The Tank |  | 1998-11-23 |  | 1998-11-23
570031 | 3 | 2004-02-19 | Removed From Ground | Gas | 6000 | Steel-Impressed Current | Cathodically Protected | Suction: Valve At The Tank |  | 1998-11-23 |  | 1998-11-23
570032 | 1 | 1997-01-01 | Removed From Ground | Gas | 10000 | Bare Steel | Galvanized Steel | Pressure
570032 | 2 | 1997-01-01 | Removed From Ground | Gas | 10000 | Bare Steel | Galvanized Steel | Pressure
570032 | 3 | 1997-01-01 | Removed From Ground | Gas | 10000 | Bare Steel | Galvanized Steel | Pressure
570032 | 4 | 1987-12-01 | Currently In Use | Kerosene | 2000 | Cathodically Protected Steel | Double Walled/Sec. Containment | Pressure |  | 1997-02-01 |  | 1997-02-01
570032 | 5 | 1997-02-01 | Currently In Use | Gas | 10000 | Composite | Fiberglass/Sec Containment | Pressure |  | 1997-02-01 |  | 1997-02-01
570032 | 6 | 1997-02-01 | Currently In Use | Gas | 10000 | Composite | Double Walled | Pressure |  | 1997-02-01 |  | 1997-02-01
570032 | 7 | 1997-02-01 | Currently In Use | Gas | 10000 | Composite | Double Walled | Pressure |  | 1997-02-01 |  | 1997-02-01
570033 | 1 | 1994-09-12 | Removed From Ground | Gas | 10000 | Bare Steel | Galvanized Steel | Not Marked
570033 | 2 | 1994-09-12 | Removed From Ground | Gas | 10000 | Bare Steel | Galvanized Steel | Not Marked
570033 | 3 | 1994-09-12 | Removed From Ground | Gas | 10000 | Bare Steel | Galvanized Steel | Not Marked
570033 | 4 | 1994-09-12 | Removed From Ground | Kerosene | 2000 | Cathodically Protected Steel | Fiberglass Reinforced Plastic | Not Marked
570033 | 5 | 1994-09-16 | Currently In Use | Gas | 10000 | Composite | Double Walled | Pressure |  | 1994-09-16 |  | 1994-09-16
570033 | 6 | 1994-09-16 | Currently In Use | Gas | 10000 | Composite | Double Walled | Pressure |  | 1994-09-16 |  | 1994-09-16
570033 | 7 | 1994-09-16 | Currently In Use | Gas | 10000 | Composite | Double Walled | Pressure |  | 1994-09-16 |  | 1994-09-16
570033 | 8 | 1994-09-16 | Currently In Use | Kerosene | 2000 | Composite | Double Walled | Pressure |  | 1994-09-16 |  | 1994-09-16
570034 | 1 | 1992-08-05 | Removed From Ground | Gas | 1000 | Bare Steel | Galvanized Steel | Not Marked
570034 | 2 | 1992-08-05 | Removed From Ground | Gas | 1000 | Bare Steel | Galvanized Steel | Not Marked
570035 | 1 | 1998-01-09 | Removed From Ground | Gas | 4000 | Cathodically Protected Steel | Galvanized Steel | Pressure |  | 1988-08-01 |  | 1988-08-01
570035 | 2 | 1998-01-09 | Removed From Ground | Gas | 4000 | Cathodically Protected Steel | Galvanized Steel | Pressure |  | 1988-08-01 |  | 1988-08-01
570035 | 3 | 1998-01-09 | Removed From Ground | Gas | 4000 | Cathodically Protected Steel | Galvanized Steel | Pressure |  | 1988-08-01 |  | 1988-08-01
570035 | 4 | 1988-08-01 | Closed In Ground | Kerosene | 500 | Bare Steel | Galvanized Steel | Not Marked
570035 | 5 | 1988-08-01 | Closed In Ground | Diesel | 500 | Bare Steel | Galvanized Steel | Not Marked
570035 | 6 | 1988-08-01 | Permanently Out Of Use | Used Oil | 500 | Bare Steel | Galvanized Steel | Not Marked | Y |  | Y
570038 | 1 | 1983-02-06 | Currently In Use | Diesel | 500 | Fiberglass | Copper | Suction: No Valve At The Tank |  | 1994-06-01 |  | 1994-06-01
570039 | 1 |  | Removed From Ground Date Unknown | Gas | 3000 | Bare Steel | Galvanized Steel | Not Marked
570040 | 1 | 1998-05-13 | Removed From Ground | Gas | 2000 | Bare Steel | Galvanized Steel | Not Marked
570040 | 2 | 1998-05-01 | Removed From Ground | Gas | 2000 | Not Marked/Unknown | Not Marked | Not Marked
570041 | 1 | 1989-12-01 | Removed From Ground | Other | 10000 | Bare Steel | Bare Steel | Not Marked
570041 | 2 | 1989-12-01 | Removed From Ground | Other | 10000 | Bare Steel | Bare Steel | Not Marked
570041 | 3 | 1989-12-01 | Removed From Ground | Gas | 1000 | Bare Steel | Bare Steel | Not Marked
570041 | 4 | 1989-12-01 | Removed From Ground | Diesel | 500 | Bare Steel | Bare Steel | Not Marked
570041 | 5 | 1980-04-01 | Closed In Ground | Gas | 2000 | Bare Steel | Bare Steel | Not Marked
570043 | D-1 | 1994-05-11 | Removed From Ground | Diesel | 10000 | Bare Steel | Bare Steel | Suction: Valve At The Tank
570043 | D-2 | 1989-01-01 | Removed From Ground | Diesel | 5000 | Bare Steel | Bare Steel | Not Marked
570043 | D-3 | 1989-01-01 | Removed From Ground | Diesel | 5000 | Bare Steel | Bare Steel | Not Marked
570044 | 1 | 1992-10-01 | Removed From Ground | Gas | 4000 | Bare Steel | Galvanized Steel | Not Marked
570044 | 2 | 1978-01-01 | Removed From Ground | Used Oil | 6000 | Bare Steel | Unknown | Not Marked | Y |  | Y
570045 | 1 | 1989-11-02 | Removed From Ground | Gas | 1000 | Cathodically Protected Steel | Galvanized Steel | Not Marked
570046 | 1 | 1988-04-01 | Removed From Ground | Gas | 10000 | Fiberglass | Galvanized Steel | Not Marked
570046 | 2 | 1988-04-01 | Removed From Ground | Gas | 10000 | Fiberglass | Galvanized Steel | Not Marked
570046 | 3 | 1988-04-01 | Removed From Ground | Gas | 10000 | Fiberglass | Galvanized Steel | Not Marked
570047 | 1 | 2006-02-28 | Removed From Ground | Gas | 10000 | Fiberglass | Fiberglass Reinforced Plastic | Pressure |  | 1984-10-01 |  | 1988-04-01
570047 | 2 | 2006-02-28 | Removed From Ground | Gas | 10000 | Fiberglass | Fiberglass Reinforced Plastic | Pressure |  | 1984-10-01 |  | 1988-04-01
570047 | 3 | 2006-02-28 | Removed From Ground | Gas | 10000 | Fiberglass | Fiberglass Reinforced Plastic | Pressure |  | 1984-10-01 |  | 1988-04-01
570047 | 4 | 2006-02-28 | Removed From Ground | Diesel | 10000 | Fiberglass | Fiberglass Reinforced Plastic | Pressure |  | 1984-10-01 |  | 1988-04-01
570047 | 5 | 2006-02-28 | Removed From Ground | Kerosene | 4000 | Fiberglass | Fiberglass Reinforced Plastic | Pressure |  | 1988-01-01 |  | 1988-04-01
570048 | 1 | 1998-12-31 | Removed From Ground | Gas | 10000 | Fiberglass | Fiberglass Reinforced Plastic | Pressure
570048 | 2 | 1998-12-31 | Removed From Ground | Gas | 10000 | Fiberglass | Galvanized Steel | Pressure
570048 | 3 | 1998-12-31 | Removed From Ground | Kerosene | 10000 | Fiberglass | Galvanized Steel | Pressure
570048 | 4 | 1998-12-31 | Removed From Ground | Gas | 10000 | Fiberglass | Galvanized Steel | Pressure
570049 | 1 |  | Permanently Out Of Use | Diesel | 20000 | Bare Steel | Galvanized Steel | Not Marked
570052 | 1 | 1997-01-01 | Removed From Ground | Gas | 4000 | Bare Steel | Galvanized Steel | Not Marked
570052 | 2 | 1997-05-21 | Removed From Ground | Gas | 1000 | Bare Steel | Galvanized Steel | Not Marked
570052 | 3 | 1997-05-21 | Removed From Ground | Diesel | 1000 | Bare Steel | Galvanized Steel | Not Marked
570053 | 1 | 1960-01-01 | Currently In Use | Gas | 2000 | Cathodically Protected Steel | Galvanized Steel | Suction: Valve At The Tank |  | 1996-04-01 |  | 1996-04-01
570053 | 2 | 1960-01-01 | Currently In Use | Gas | 2000 | Cathodically Protected Steel | Galvanized Steel | Suction: Valve At The Tank |  | 1996-04-01 |  | 1996-04-01
570053 | 3 | 1992-01-01 | Permanently Out Of Use | Gas | 2000 | Bare Steel | Galvanized Steel | Not Marked
570053 | 4 | 2000-08-14 | Currently In Use | Gas | 2000 | Cathodically Protected Steel | Galvanized Steel | Suction: Valve At The Tank |  | 1996-04-01 |  | 1996-04-01
570053 | 5 | 1960-04-29 | Currently In Use | Diesel | 600 | Cathodically Protected Steel | Galvanized Steel | Gravity Fed | Y | 2007-01-11 12:00 | Y | 1996-04-01 12:00
570053 | 6 | 1960-04-29 | Currently In Use | Used Oil | 600 | Cathodically Protected Steel | Cathodically Protected | Not Marked | Y | 2007-01-11 12:00 | Y | 2007-01-11 12:00
570054 | 1 | 2006-07-01 | Currently In Use | Gas | 4010 | Steel-Impressed Current | Cathodically Protected | Pressure |  | 1996-08-01 |  | 1996-08-01
570054 | 2 | 2006-07-01 | Currently In Use | Gas | 4010 | Steel-Impressed Current | Cathodically Protected | Pressure |  | 1998-08-01 |  | 1996-08-01
570054 | 3 | 2006-07-01 | Currently In Use | Gas | 4010 | Steel-Impressed Current | Cathodically Protected | Pressure |  | 1996-08-01 |  | 1996-08-01
570054 | 4 | 2006-07-01 | Currently In Use | Diesel | 4010 | Steel-Impressed Current | Cathodically Protected | Pressure |  | 1996-08-01 |  | 1996-08-01
570054 | 5 | 2006-07-01 | Currently In Use | Used Oil | 600 | Steel-Impressed Current | Cathodically Protected | Not Marked | Y | 2008-11-30 12:00 | Y | 2008-11-30 12:00
570054 | 6006 | 2006-05-05 | Removed From Ground | Used Oil | 600 | Steel-Impressed Current | Cathodically Protected | Not Marked | Y |  | Y | 1996-08-01
570055 | 1 |  | Removed From Ground Date Unknown | Gas | 5000 | Bare Steel | Fiberglass Reinforced Plastic | Not Marked
570055 | 2 |  | Removed From Ground Date Unknown | Gas | 2000 | Bare Steel | Fiberglass Reinforced Plastic | Not Marked
570055 | 3 |  | Removed From Ground Date Unknown | Gas | 3000 | Bare Steel | Fiberglass Reinforced Plastic | Not Marked
570055 | 4 |  | Removed From Ground Date Unknown | Gas | 6000 | Bare Steel | Fiberglass Reinforced Plastic | Not Marked
570055 | 5 |  | Removed From Ground Date Unknown | Used Oil | 550 | Bare Steel | Galvanized Steel | Not Marked | Y |  | Y
570056 | 1 | 1993-02-02 | Removed From Ground | Gas | 10000 | Fiberglass | Fiberglass Reinforced Plastic | Pressure
570056 | 2 | 1993-02-02 | Removed From Ground | Gas | 10000 | Fiberglass | Fiberglass Reinforced Plastic | Pressure
570056 | 3 | 1993-02-02 | Removed From Ground | Gas | 10000 | Fiberglass | Fiberglass Reinforced Plastic | Pressure
570056 | 4 | 1993-02-02 | Removed From Ground | Diesel | 10000 | Fiberglass | Fiberglass Reinforced Plastic | Pressure
570056 | 5 | 1993-02-02 | Removed From Ground | Used Oil | 1000 | Fiberglass | Fiberglass Reinforced Plastic | Pressure | Y |  | Y
570056 | 6 | 2006-03-30 | Removed From Ground | Gas | 10000 | Epoxy | Fiberglass Reinforced Plastic | Pressure |  | 1994-11-15 |  | 1994-11-15
570056 | 7 | 2006-03-30 | Removed From Ground | Gas | 10000 | Epoxy | Fiberglass Reinforced Plastic | Pressure |  | 1994-11-15 |  | 1994-11-15
570056 | 8 | 2006-03-30 | Removed From Ground | Gas | 10000 | Epoxy | Fiberglass Reinforced Plastic | Pressure |  | 1994-11-15 |  | 1994-11-15
570059 | 1 | 1988-11-01 | Removed From Ground | Gas | 2000 | Bare Steel | Galvanized Steel | Not Marked
570059 | 2 | 1988-11-01 | Removed From Ground | Diesel | 2000 | Bare Steel | Galvanized Steel | Not Marked
570061 | 1 | 1986-02-01 | Removed From Ground | Gas | 1000 | Bare Steel | Galvanized Steel | Not Marked
570061 | 2 | 1986-02-01 | Removed From Ground | Gas | 1000 | Bare Steel | Galvanized Steel | Not Marked
570061 | 3 | 1986-02-01 | Removed From Ground | Gas | 1000 | Bare Steel | Galvanized Steel | Not Marked
570061 | 4 | 1986-02-01 | Removed From Ground | Gas | 1000 | Bare Steel | Galvanized Steel | Not Marked
570061 | 5 | 1986-02-01 | Removed From Ground | Gas | 1000 | Bare Steel | Galvanized Steel | Not Marked
570061 | 6 | 1986-02-01 | Removed From Ground | Gas | 1000 | Bare Steel | Galvanized Steel | Not Marked
570061 | 7 | 1986-02-01 | Removed From Ground | Gas | 1000 | Bare Steel | Galvanized Steel | Not Marked
570062 | 1 | 1995-06-22 | Removed From Ground | Gas | 5000 | Bare Steel | Galvanized Steel | Not Marked
570062 | 2 | 1995-06-22 | Removed From Ground | Gas | 5000 | Bare Steel | Galvanized Steel | Suction: No Valve At The Tank
570062 | 3 | 1995-06-22 | Removed From Ground | Diesel | 5000 | Bare Steel | Galvanized Steel | Suction: No Valve At The Tank
570062 | 4 | 1995-06-22 | Removed From Ground | Used Oil | 550 | Marked Unknown | Unknown | Not Marked | Y |  | Y
570066 | 1 | 2006-02-10 | Temporarily Out Of Use | Gas | 3000 | Steel-Impressed Current | Cathodically Protected | Suction: Valve At The Tank |  | 1998-11-10 |  | 1998-11-10
570066 | 2 | 2006-02-10 | Temporarily Out Of Use | Gas | 6000 | Steel-Impressed Current | Cathodically Protected | Suction: Valve At The Tank |  | 1998-11-10 |  | 1998-11-10
570066 | 3 | 2006-02-10 | Temporarily Out Of Use | Gas | 6000 | Steel-Impressed Current | Cathodically Protected | Suction: Valve At The Tank |  | 1998-11-10 |  | 1998-11-10
570066 | 4 | 2006-02-10 | Temporarily Out Of Use | Diesel | 6000 | Steel-Impressed Current | Cathodically Protected | Suction: Valve At The Tank |  | 1998-11-10 |  | 1998-11-10
570067 | 1 |  | Permanently Out Of Use | Empty | 7500 | Bare Steel | Unknown | Not Marked
570067 | 2 |  | Permanently Out Of Use | Empty | 7500 | Bare Steel | Unknown | Not Marked
570067 | 3 |  | Permanently Out Of Use | Empty | 10000 | Bare Steel | Unknown | Not Marked
570068 | 1 | 1974-04-26 | Currently In Use | Gas | 4100 | Steel-Impressed Current | Cathodically Protected | Suction: No Valve At The Tank |  | 1996-09-01 |  | 1996-09-01
570068 | 2 | 1974-04-26 | Currently In Use | Gas | 4100 | Steel-Impressed Current | Cathodically Protected | Suction: No Valve At The Tank |  | 1996-09-01 |  | 1996-09-01
570068 | 3 | 1974-04-26 | Currently In Use | Gas | 2000 | Steel-Impressed Current | Cathodically Protected | Suction: No Valve At The Tank |  | 1996-09-01 |  | 1996-09-01
570069 | 1 | 1995-03-30 | Removed From Ground | Gas | 2000 | Bare Steel | Galvanized Steel | Not Marked
570069 | 2 | 1995-03-30 | Removed From Ground | Gas | 2000 | Bare Steel | Galvanized Steel | Not Marked
570069 | 3 | 1995-03-30 | Removed From Ground | Gas | 2000 | Bare Steel | Galvanized Steel | Not Marked
570070 | 1 | 1989-10-01 | Removed From Ground | Gas | 4000 | Bare Steel | Galvanized Steel | Suction: No Valve At The Tank
570070 | 2 | 1988-10-01 | Removed From Ground | Gas | 4000 | Bare Steel | Galvanized Steel | Suction: No Valve At The Tank
570070 | 3 | 2009-09-16 | Currently In Use | Diesel | 6000 | STIP-3 | Double Walled Flex | Pressure | N | 2014-12-17 | N | 2014-12-17
570070 | 4 | 2009-09-16 | Currently In Use | Diesel | 3000 | STIP-3 | Double Walled Flex | Pressure | N | 2014-12-17 | N | 2014-12-17
570070 | 5 | 2009-09-16 | Currently In Use | Gas | 3000 | STIP-3 | Double Walled Flex | Pressure | N | 2014-12-17 | N | 2014-12-17
570070 | 6 | 2014-12-12 | Currently In Use | Gas | 8000 | Composite Double Walled | Double Walled Flex | Pressure | N | 2014-12-17 | N | 2014-12-17
570071 | 1 | 1988-10-01 | Removed From Ground | Gas | 3000 | Bare Steel | Galvanized Steel | Suction: No Valve At The Tank
570071 | 2 | 1988-10-01 | Removed From Ground | Gas | 2000 | Bare Steel | Galvanized Steel | Suction: No Valve At The Tank
570071 | 3 | 1988-10-01 | Removed From Ground | Diesel | 1000 | Bare Steel | Galvanized Steel | Suction: No Valve At The Tank
570071 | 4 | 1988-10-01 | Removed From Ground | Diesel | 1000 | Bare Steel | Galvanized Steel | Suction: No Valve At The Tank
570074 | 1 | 1995-06-01 | Removed From Ground | Diesel | 20000 | Bare Steel | Not Marked | Not Marked
570074 | 3 | 1995-06-01 | Currently In Use | Diesel | 20000 | Double Walled | Double Walled | Pressure |  | 1995-06-01 |  | 1995-06-01
570075 | 1 |  | Removed From Ground Date Unknown | Gas | 2000 | Bare Steel | Unknown | Not Marked
570077 | 1 | 1993-12-13 | Removed From Ground | Used Oil | 1000 | Not Marked/Unknown | Not Marked | Not Marked | Y |  | Y
570078 | 1 | 1993-07-23 | Removed From Ground | Diesel | 12000 | Cathodically Protected Steel | Galvanized Steel | Not Marked
570078 | 2 | 1993-07-23 | Removed From Ground | Gas | 12000 | Not Marked/Unknown | Not Marked | Not Marked
570078 | 3 | 1993-07-23 | Removed From Ground | Other | 1000 | Not Marked/Unknown | Not Marked | Not Marked
570079 | 1 |  | Permanently Out Of Use | Gas | 2000 | Bare Steel | Galvanized Steel | Not Marked
570082 | 1 | 2000-04-05 | Removed From Ground | Gas | 6000 | Cathodically Protected Steel | Galvanized Steel | Pressure |  | 1996-09-01 |  | 1996-09-01
570082 | 2 | 2000-04-05 | Removed From Ground | Gas | 6000 | Cathodically Protected Steel | Galvanized Steel | Pressure |  | 1996-09-01 |  | 1996-09-01
570082 | 3 | 2000-04-05 | Removed From Ground | Gas | 6000 | Cathodically Protected Steel | Galvanized Steel | Pressure |  | 1996-09-01 |  | 1996-09-01
570082 | 4 | 1998-06-01 | Closed In Ground | Used Oil | 500 | Bare Steel | Galvanized Steel | Not Marked | Y |  | Y
570084 | 602D1 | 2001-06-05 | Removed From Ground | Diesel | 1000 | Bare Steel | Unknown | Suction: No Valve At The Tank
570084 | 602G1 | 2001-06-05 | Removed From Ground | Gas | 1000 | Bare Steel | Unknown | Suction: No Valve At The Tank
570084 | 602G2 | 2001-06-07 | Removed From Ground | Gas | 1000 | Cathodically Protected Steel | Galvanized Steel | Suction: No Valve At The Tank
570086 | 61603 | 1989-06-23 | Removed From Ground | Gas | 1000 | Bare Steel | Not Marked | Not Marked
570086 | 616G1 | 2001-05-17 | Removed From Ground | Gas | 1000 | Bare Steel | Galvanized Steel | Suction: No Valve At The Tank
570086 | 616G2 | 2001-05-17 | Removed From Ground | Diesel | 1000 | Bare Steel | Galvanized Steel | Suction: No Valve At The Tank
570087 | 1 | 1995-01-01 | Removed From Ground | Gas | 6000 | Marked Unknown | Unknown | Not Marked
570088 | 1 | 2002-06-17 | Removed From Ground | Gas | 1000 | Bare Steel | Galvanized Steel | Suction: No Valve At The Tank
570088 | 1 |  | Temporarily Out Of Use | Gas | 1000 | Bare Steel | Galvanized Steel | Suction: No Valve At The Tank
570088 | 2 | 2002-06-17 | Removed From Ground | Diesel | 500 | Bare Steel | Galvanized Steel | Not Marked
570088 | 2 |  | Temporarily Out Of Use | Diesel | 500 | Bare Steel | Galvanized Steel | Not Marked
570090 | 1 | 1987-03-01 | Removed From Ground | Gas | 1000 | Bare Steel | Galvanized Steel | Not Marked
570091 | 1 | 2000-01-11 | Removed From Ground | Gas | 1000 | Bare Steel | Galvanized Steel | Suction: Valve At The Tank
570091 | 2 | 2000-01-11 | Removed From Ground | Diesel | 1000 | Bare Steel | Galvanized Steel | Suction: Valve At The Tank
570092 | 1 | 1997-06-06 | Removed From Ground | Gas | 1000 | Bare Steel | Galvanized Steel | Suction: Valve At The Tank
570092 | 2 | 1997-06-06 | Removed From Ground | Diesel | 1000 | Bare Steel | Galvanized Steel | Suction: Valve At The Tank
570093 | 1 | 1997-07-05 | Removed From Ground | Gas | 3000 | Bare Steel | Galvanized Steel | Suction: Valve At The Tank
570094 | 1 | 1988-04-01 | Removed From Ground | Gas | 1000 | Bare Steel | Galvanized Steel | Not Marked
570094 | 2 | 1988-04-01 | Removed From Ground | Diesel | 1000 | Bare Steel | Galvanized Steel | Not Marked
570095 | 1 | 1979-03-28 | Currently In Use | Gas | 10000 | Cathodically Protected Steel | Fiberglass Reinforced Plastic | Pressure |  | 1999-03-31 |  | 1999-03-31
570095 | 2 | 1979-03-28 | Currently In Use | Gas | 10000 | Cathodically Protected Steel | Fiberglass Reinforced Plastic | Pressure |  | 1999-03-31 |  | 1999-03-31
570095 | 3 | 1979-03-28 | Currently In Use | Gas | 4000 | Cathodically Protected Steel | Fiberglass Reinforced Plastic | Pressure |  | 1999-03-31 |  | 1999-03-31
570095 | 4 | 1974-03-29 | Currently In Use | Diesel | 3000 | Cathodically Protected Steel | Fiberglass Reinforced Plastic | Suction: No Valve At The Tank |  | 1999-03-31 |  | 1999-03-31
570096 | 1 | 2000-01-12 | Removed From Ground | Gas | 3000 | Bare Steel | Galvanized Steel | Suction: No Valve At The Tank
570096 | 2 | 2000-01-12 | Removed From Ground | Gas | 550 | Bare Steel | Galvanized Steel | Suction: No Valve At The Tank
570096 | 3 | 2000-01-12 | Removed From Ground | Gas | 550 | Bare Steel | Galvanized Steel | Suction: No Valve At The Tank
570097 | 1 | 1986-07-01 | Removed From Ground | Empty | 6000 | Bare Steel | Galvanized Steel | Not Marked
570097 | 2 | 1986-07-01 | Removed From Ground | Empty | 6000 | Bare Steel | Galvanized Steel | Not Marked
570098 | 1 | 1986-05-01 | Removed From Ground | Empty | 5000 | Bare Steel | Galvanized Steel | Not Marked
570098 | 2 | 1986-05-01 | Removed From Ground | Empty | 5000 | Bare Steel | Galvanized Steel | Not Marked
570098 | 3 | 1986-05-01 | Removed From Ground | Empty | 2000 | Bare Steel | Galvanized Steel | Not Marked
570098 | 4 | 1986-05-01 | Removed From Ground | Empty | 2000 | Bare Steel | Galvanized Steel | Not Marked
570098 | 5 | 1986-05-01 | Removed From Ground | Empty | 2000 | Bare Steel | Galvanized Steel | Not Marked
570099 | 1 | 2000-01-11 | Removed From Ground | Gas | 1000 | Bare Steel | Galvanized Steel | Suction: Valve At The Tank
570099 | 2 | 2000-01-11 | Removed From Ground | Diesel | 1000 | Bare Steel | Galvanized Steel | Suction: Valve At The Tank
570100 | 1 | 1971-03-30 | Currently In Use | Gas | 6000 | Steel-Impressed Current | Fiberglass Reinforced Plastic | Pressure |  | 1996-08-01 |  | 1996-08-01
570100 | 2 | 1971-03-30 | Currently In Use | Gas | 6000 | Steel-Impressed Current | Fiberglass Reinforced Plastic | Pressure |  | 1996-08-01 |  | 1996-08-01
570100 | 3 | 1985-03-26 | Currently In Use | Gas | 6000 | Steel-Impressed Current | Cathodically Protected | Pressure |  | 1996-08-01 |  | 1996-08-01
570101 | 1 | 1979-03-28 | Currently In Use | Gas | 20000 | Steel-Impressed Current | Cathodically Protected | Pressure |  | 1998-08-28 |  | 1998-08-28
570101 | 2 | 1979-03-28 | Currently In Use | Gas | 20000 | Steel-Impressed Current | Fiberglass Reinforced Plastic | Pressure |  | 1998-08-28 |  | 1998-08-28
570102 | 1 | 1968-03-30 | Currently In Use | Gas | 5000 | Steel-Impressed Current | Cathodically Protected | Pressure |  | 1998-12-01 |  | 1998-12-01
570102 | 2 | 1968-03-30 | Currently In Use | Gas | 5000 | Steel-Impressed Current | Cathodically Protected | Pressure |  | 1998-12-01 |  | 1998-12-01
570102 | 3 | 1968-03-30 | Currently In Use | Gas | 5000 | Steel-Impressed Current | Cathodically Protected | Pressure |  | 1998-12-01 |  | 1998-12-01
570102 | 4 | 1968-03-30 | Currently In Use | Gas | 5000 | Steel-Impressed Current | Cathodically Protected | Pressure |  | 1998-12-01 |  | 1998-12-01
570103 | 1 | 2016-02-11 | Removed From Ground | Gas | 8000 | Steel-Impressed Current | Cathodically Protected | Suction: Valve At The Tank |  | 1999-03-15 |  | 1999-03-15
570103 | 2 | 2016-02-11 | Removed From Ground | Gas | 8000 | Steel-Impressed Current | Cathodically Protected | Suction: Valve At The Tank |  | 1999-03-15 |  | 1999-03-15
570103 | 3 | 2016-02-12 | Removed From Ground | Gas | 1000 | Steel-Impressed Current | Cathodically Protected | Suction: Valve At The Tank |  | 1999-03-15 |  | 1999-03-15
570103 | 4 | 2016-02-12 | Removed From Ground | Gas | 1000 | Steel-Impressed Current | Cathodically Protected | Suction: Valve At The Tank |  | 1999-03-15 |  | 1999-03-15
570103 | 5 | 2016-02-12 | Removed From Ground | Diesel | 1000 | Steel-Impressed Current | Cathodically Protected | Suction: Valve At The Tank |  | 1999-03-15 |  | 1999-03-15
570103 | 6 | 2016-02-12 | Removed From Ground | Diesel | 1000 | Steel-Impressed Current | Cathodically Protected | Suction: Valve At The Tank |  | 1999-03-15 |  | 1999-03-15
570104 | 1 | 1971-03-30 | Currently In Use | Gas | 6000 | Steel-Impressed Current | Cathodically Protected | Suction: Valve At The Tank |  | 1996-04-23 |  | 1996-04-23
570104 | 2 | 1971-03-30 | Currently In Use | Gas | 6000 | Steel-Impressed Current | Cathodically Protected | Suction: Valve At The Tank |  | 1996-04-23 |  | 1996-04-23
570104 | 3 | 1986-08-30 | Currently In Use | Gas | 6000 | Cathodically Protected Steel | Cathodically Protected | Suction: Valve At The Tank | N | 1996-04-23 | N | 1996-04-23
570107 | 1 | 1961-04-01 | Currently In Use | Gas | 3000 | Steel-Impressed Current | Cathodically Protected | Suction: Valve At The Tank |  | 1996-05-15 |  | 1996-05-15
570107 | 2 | 1961-04-01 | Currently In Use | Gas | 3000 | Steel-Impressed Current | Cathodically Protected | Suction: Valve At The Tank |  | 1996-05-15 |  | 1996-05-15
570107 | 3 | 1961-04-01 | Currently In Use | Gas | 3000 | Steel-Impressed Current | Cathodically Protected | Suction: Valve At The Tank |  | 1996-05-15 |  | 1996-05-15
570108 | 1 | 1990-06-01 | Removed From Ground | Heating Oil | 10500 | Bare Steel | Bare Steel | Not Marked
570108 | 2 | 1990-06-01 | Removed From Ground | Heating Oil | 10500 | Bare Steel | Bare Steel | Not Marked
570108 | 3 | 1990-06-01 | Removed From Ground | Heating Oil | 10500 | Bare Steel | Bare Steel | Not Marked
570108 | 4 | 1990-06-01 | Removed From Ground | Heating Oil | 50000 | Bare Steel | Bare Steel | Not Marked
570108 | 5 | 1990-06-01 | Removed From Ground | Heating Oil | 50000 | Bare Steel | Bare Steel | Not Marked
570108 | 6 | 1990-06-01 | Removed From Ground | Heating Oil | 50000 | Bare Steel | Bare Steel | Not Marked
570108 | 7 | 1990-06-01 | Removed From Ground | Heating Oil | 50000 | Bare Steel | Bare Steel | Not Marked
570110 | 1 | 1986-04-07 | Currently In Use | Gas | 8000 | Steel-Impressed Current | Fiberglass Reinforced Plastic | Pressure |  | 1995-12-01 |  | 1995-12-01
570110 | 2 | 1986-04-07 | Currently In Use | Gas | 8000 | Steel-Impressed Current | Fiberglass Reinforced Plastic | Pressure |  | 1995-12-01 |  | 1995-12-01
570110 | 3 | 1986-04-07 | Currently In Use | Gas | 8000 | Steel-Impressed Current | Fiberglass Reinforced Plastic | Pressure |  | 1995-12-01 |  | 1995-12-01
570111 | 1 | 1995-04-19 | Removed From Ground | Used Oil | 250 | Bare Steel | Galvanized Steel | Not Marked | Y |  | Y
570113 | 1 | 1991-03-26 | Removed From Ground | Gas | 2000 | Bare Steel | Galvanized Steel | Suction: Valve At The Tank
570113 | 2 | 2000-12-11 | Removed From Ground | Gas | 3000 | Composite | Fiberglass Reinforced Plastic | Suction: No Valve At The Tank |  | 1991-04-24 |  | 1991-04-24
570113 | 3 | 2000-12-11 | Removed From Ground | Diesel | 3000 | Composite | Fiberglass Reinforced Plastic | Suction: No Valve At The Tank |  | 1991-04-24 |  | 1991-04-24
570114 | 1 | 1994-01-18 | Removed From Ground | Diesel | 15000 | Bare Steel | Galvanized Steel | Not Marked
570114 | 2 | 1993-10-29 | Removed From Ground Date Unknown | Diesel | 10000 | Bare Steel | Unknown | Not Marked
570116 | 1 | 1993-06-01 | Removed From Ground | Empty | 3000 | Bare Steel | Galvanized Steel | Not Marked
570117 | 1 |  | Removed From Ground Date Unknown | Other | 1000 | Bare Steel | Unknown | Not Marked
570117 | 2 |  | Removed From Ground Date Unknown | Empty | 550 | Bare Steel | Unknown | Not Marked
570118 | 1 | 1988-12-01 | Closed In Ground | Gas | 550 | Bare Steel | Galvanized Steel | Not Marked
570119 | 1 | 2016-12-14 | Removed From Ground | Gas | 4000 | Cathodically Protected Steel | Cathodically Protected | Suction: No Valve At The Tank |  | 1998-10-28 |  | 1998-10-28
570119 | 2 | 2016-12-14 | Removed From Ground | Gas | 3000 | Cathodically Protected Steel | Cathodically Protected | Suction: No Valve At The Tank |  | 1998-10-28 |  | 1998-10-28
570119 | 3 | 2016-12-14 | Removed From Ground | Gas | 4000 | Cathodically Protected Steel | Cathodically Protected | Suction: No Valve At The Tank |  | 1998-10-28 |  | 1998-10-28
570119 | 4 | 2016-12-15 | Removed From Ground | Diesel | 3000 | Cathodically Protected Steel | Cathodically Protected | Suction: Valve At The Tank |  | 1998-10-28 |  | 1998-10-28
570122 | 1 | 1988-12-01 | Removed From Ground | Gas | 550 | Bare Steel | Galvanized Steel | Not Marked
570122 | 2 | 1988-12-01 | Removed From Ground | Gas | 550 | Bare Steel | Galvanized Steel | Not Marked
570122 | 3 | 1988-12-01 | Removed From Ground | Kerosene | 280 | Bare Steel | Galvanized Steel | Not Marked
570125 | 1 | 1995-03-01 | Removed From Ground | Gas | 6000 | Bare Steel | Galvanized Steel | Not Marked
570125 | 2 | 1995-03-01 | Removed From Ground | Gas | 6000 | Bare Steel | Galvanized Steel | Not Marked
570125 | 3 | 1995-03-01 | Removed From Ground | Gas | 6000 | Bare Steel | Galvanized Steel | Not Marked
570125 | 4 | 1995-03-01 | Removed From Ground | Used Oil | 550 | Bare Steel | Galvanized Steel | Not Marked | Y |  | Y
570126 | 1 |  | Removed From Ground Date Unknown | Gas | 550 | Bare Steel | Galvanized Steel | Not Marked
570126 | 2 |  | Removed From Ground Date Unknown | Gas | 1000 | Bare Steel | Galvanized Steel | Not Marked
570126 | 3 |  | Removed From Ground Date Unknown | Gas | 2000 | Bare Steel | Galvanized Steel | Not Marked
570127 | 1 | 1998-05-20 | Removed From Ground | Empty | 3000 | Bare Steel | Galvanized Steel | Suction: No Valve At The Tank
570127 | 2 | 1998-05-20 | Removed From Ground | Empty | 3000 | Bare Steel | Galvanized Steel | Not Marked
570127 | 3 | 1998-05-20 | Removed From Ground | Empty | 3000 | Bare Steel | Galvanized Steel | Not Marked
570127 | 4 | 1998-05-20 | Removed From Ground | Empty | 3000 | Bare Steel | Galvanized Steel | Not Marked
570127 | 5 | 1998-05-20 | Removed From Ground | Empty | 550 | Bare Steel | Galvanized Steel | Not Marked | Y |  | Y
570128 | 1 | 1973-05-02 | Temporarily Out Of Use | Gas | 1000 | Steel-Impressed Current | Cathodically Protected | Suction: Valve At The Tank |  | 1998-10-12 |  | 1998-10-12
570128 | 2 | 1956-05-06 | Temporarily Out Of Use | Gas | 1000 | Steel-Impressed Current | Cathodically Protected | Suction: Valve At The Tank |  | 1998-10-12 |  | 1998-10-12
570128 | 3 | 1956-05-06 | Currently In Use | Diesel | 1000 | Steel-Impressed Current | Cathodically Protected | Suction: Valve At The Tank |  | 1998-10-12 |  | 1998-10-12
570128 | 4 | 1956-05-06 | Temporarily Out Of Use | Gas | 1000 | Steel-Impressed Current | Cathodically Protected | Suction: Valve At The Tank |  | 1998-10-12 |  | 1998-10-12
570128 | 5 | 1956-05-06 | Temporarily Out Of Use | Gas | 6000 | Steel-Impressed Current | Cathodically Protected | Suction: Valve At The Tank |  | 1998-10-12 |  | 1998-10-12
570128 | 6 | 1979-12-01 | Permanently Out Of Use | Used Oil | 550 | Bare Steel | Galvanized Steel | Not Marked | Y |  | Y
570128 | 7 | 1956-05-06 | Temporarily Out Of Use | Gas | 6000 | Steel-Impressed Current | Cathodically Protected | Suction: Valve At The Tank | N | 1998-10-12 | N | 1998-10-12
570129 | 1 | 1998-12-18 | Removed From Ground | Diesel | 2000 | Bare Steel | Unknown | Not Marked
570129 | 2 | 1998-12-18 | Closed In Ground | Empty | 1000 | Bare Steel | Unknown | Not Marked
570132 | 1 | 1989-09-15 | Removed From Ground | Kerosene |  | Bare Steel | Bare Steel | Not Marked
570132 | 2 | 1992-12-16 | Removed From Ground | Other | 1000 | Bare Steel | Not Marked | Not Marked | Y |  | Y
570133 | 1 | 1990-01-01 | Removed From Ground | Diesel | 10000 | Bare Steel | Galvanized Steel | Not Marked
570133 | 2 | 1990-01-01 | Removed From Ground | Diesel | 10000 | Bare Steel | Galvanized Steel | Not Marked
570133 | 3 | 1990-01-01 | Removed From Ground | Diesel | 10000 | Bare Steel | Galvanized Steel | Not Marked
570133 | 4 | 1990-01-01 | Removed From Ground | Propane | 1000 | Bare Steel | Galvanized Steel | Not Marked
570133 | 5 | 1990-01-01 | Removed From Ground | Propane | 1000 | Bare Steel | Galvanized Steel | Not Marked
570133 | 6 | 1990-01-01 | Removed From Ground | Propane | 1000 | Bare Steel | Galvanized Steel | Not Marked
570133 | 7 | 1990-01-01 | Removed From Ground | Propane | 1000 | Bare Steel | Galvanized Steel | Not Marked
570134 | 1 | 1980-05-02 | Currently In Use | Gas | 10000 | Steel-Impressed Current | Cathodically Protected | Not Marked |  | 1998-04-29 12:00 |  | 1998-04-29 12:00
570134 | 2 | 1980-05-02 | Currently In Use | Gas | 8000 | Steel-Impressed Current | Cathodically Protected | Not Marked |  | 1998-04-29 12:00 |  | 1998-04-29 12:00
570134 | 3 | 1980-05-02 | Currently In Use | Gas | 8000 | Steel-Impressed Current | Cathodically Protected | Not Marked |  | 1998-04-29 12:00 |  | 1998-04-29 12:00
570135 | 1 | 1994-03-22 | Removed From Ground | Gas | 10000 | Bare Steel | Galvanized Steel | Not Marked
570135 | 2 | 1994-03-22 | Removed From Ground | Diesel | 5000 | Bare Steel | Galvanized Steel | Not Marked
570136 | 1 |  | Closed In Ground Date Unknown | Diesel | 10000 | Bare Steel | Bare Steel | Not Marked
570137 | 1 | 1989-05-17 | Removed From Ground | Gas | 1000 | Marked Unknown | Unknown | Not Marked
570137 | 2 | 1989-05-17 | Removed From Ground | Diesel | 1000 | Marked Unknown | Unknown | Not Marked
570138 | 1 | 1990-01-01 | Removed From Ground | Diesel | 2000 | Bare Steel | Galvanized Steel | Not Marked
570138 | 2 | 1990-01-01 | Removed From Ground | Gas | 2000 | Bare Steel | Galvanized Steel | Not Marked
570139 | 1 |  | Removed From Ground Date Unknown | Gas | 500 | Marked Unknown | Unknown | Not Marked
570140 | 1 | 1998-05-01 | Removed From Ground | Other | 5000 | Bare Steel | Galvanized Steel | Suction: Valve At The Tank
570140 | 2 | 1998-05-01 | Removed From Ground | Other | 3000 | Bare Steel | Galvanized Steel | Suction: Valve At The Tank
570140 | 3 | 1998-05-01 | Removed From Ground | Used Oil | 2000 | Bare Steel | Galvanized Steel | Suction: Valve At The Tank | Y |  | Y
570141 | 18001 | 1984-05-05 | Currently In Use | Gas | 10027 | Cathodically Protected Steel | Fiberglass/Double Walled | Pressure |  | 1998-11-01 |  | 1998-11-01
570141 | 18002 | 1984-05-05 | Currently In Use | Gas | 10027 | Cathodically Protected Steel | Fiberglass/Double Walled | Pressure |  | 1998-11-01 |  | 1998-11-01
570141 | 18003 | 1984-05-05 | Currently In Use | Gas | 6110 | Cathodically Protected Steel | Fiberglass/Double Walled | Pressure |  | 1998-11-01 |  | 1998-11-01
570143 | 1701 | 1983-01-01 | Currently In Use | Gas | 10000 | Cathodically Protected Steel | Fiberglass Reinforced Plastic | Pressure |  | 1996-11-01 |  | 1996-11-01
570143 | 1702 | 1983-01-01 | Currently In Use | Gas | 6000 | Cathodically Protected Steel | Fiberglass Reinforced Plastic | Pressure |  | 1996-11-01 |  | 1996-11-01
570143 | 1703 | 1983-01-01 | Currently In Use | Gas | 10000 | Cathodically Protected Steel | Fiberglass Reinforced Plastic | Pressure |  | 1996-11-01 |  | 1996-11-01
570144 | 0 | 1995-11-01 | Removed From Ground | Diesel | 10000 | Double Walled | Fiberglass Reinforced Plastic | Pressure |  | 1987-04-10 |  | 1987-04-10
570144 | 1 | 1987-04-01 | Removed From Ground | Diesel | 4000 | Bare Steel | Unknown | Not Marked
570144 | 2 | 1987-04-01 | Removed From Ground | Diesel | 4000 | Bare Steel | Unknown | Not Marked
570144 | 3 | 1990-07-01 | Removed From Ground | Used Oil | 500 | Bare Steel | Unknown | Not Marked | Y |  | Y
570144 | 4 | 1998-08-27 | Removed From Ground | Diesel | 1000 | Bare Steel | Galvanized Steel | Suction: Valve At The Tank
570144 | EG-1 | 2001-08-02 | Removed From Ground | Diesel | 560 | Composite | Double Walled | Suction: Valve At The Tank |  | 1998-08-31 |  | 1998-08-31
570145 | 1 | 1988-01-01 | Removed From Ground | Gas | 10000 | Bare Steel | Unknown | Not Marked
570146 | 1 | 1988-09-01 | Removed From Ground | Gas | 10000 | Bare Steel | Unknown | Not Marked
570146 | 1A | 1997-03-04 | Closed In Ground | Diesel | 12000 | Double Walled | Fiberglass Reinforced Plastic | Pressure |  | 1988-11-18 |  | 1988-11-18
570146 | 2 | 1988-09-01 | Removed From Ground | Gas | 10000 | Bare Steel | Unknown | Not Marked
570146 | 3 | 1990-01-01 | Removed From Ground | Other | 1000 | Bare Steel | Unknown | Not Marked
570146 | 4 | 1990-01-01 | Removed From Ground | Other | 500 | Bare Steel | Unknown | Not Marked
570146 | 5 | 1990-01-01 | Removed From Ground | Other | 1000 | Bare Steel | Unknown | Not Marked
570146 | 6 | 1990-01-01 | Removed From Ground | Used Oil | 1000 | Bare Steel | Unknown | Not Marked | Y |  | Y
570146 | 7 | 1990-08-01 | Removed From Ground | Used Oil | 500 | Bare Steel | Unknown | Not Marked | Y |  | Y
570147 | 1 | 1988-02-01 | Removed From Ground | Gas | 500 | Bare Steel | Galvanized Steel | Not Marked
570147 | 2 | 1988-02-01 | Removed From Ground | Gas | 500 | Bare Steel | Galvanized Steel | Not Marked
570149 | 2 | 2010-07-28 | Removed From Ground | Empty | 4000 | Bare Steel | Galvanized Steel | Not Marked
570149 | 3 | 2010-07-28 | Removed From Ground | Empty | 4000 | Bare Steel | Galvanized Steel | Not Marked
570149 | 4 | 2013-07-10 | Temporarily Out Of Use | Gas | 10000 | STIP-3 | Fiberglass/Double Walled | Pressure |  | 1988-01-01 |  | 1988-01-01
570149 | 5 | 2013-07-10 | Temporarily Out Of Use | Gas | 10000 | STIP-3 | Fiberglass/Double Walled | Pressure |  | 1988-01-01 |  | 1988-01-01
570149 | 6 | 2013-07-10 | Temporarily Out Of Use | Gas | 10000 | STIP-3 | Fiberglass/Double Walled | Pressure |  | 1988-01-01 |  | 1988-01-01
570150 | 1 | 2003-10-09 | Currently In Use | Gas | 10000 | Steel-Impressed Current | Fiberglass Reinforced Plastic | Pressure |  | 1998-04-21 |  | 1998-04-21
570150 | 2 | 2003-10-09 | Currently In Use | Gas | 8000 | Steel-Impressed Current | Fiberglass Reinforced Plastic | Pressure |  | 1998-04-21 |  | 1998-04-21
570150 | 3 | 2003-10-09 | Currently In Use | Gas | 8000 | Steel-Impressed Current | Fiberglass Reinforced Plastic | Pressure |  | 1998-04-21 |  | 1998-04-21
570150 | 4 | 2003-10-09 | Currently In Use | Diesel | 10000 | Steel-Impressed Current | Fiberglass Reinforced Plastic | Pressure |  | 1998-04-21 |  | 1998-04-21
570151 | 1 | 1994-03-22 | Removed From Ground | Gas | 8084 | Bare Steel | Galvanized Steel | Not Marked
570151 | 2 | 1994-03-22 | Removed From Ground | Gas | 6500 | Bare Steel | Galvanized Steel | Not Marked
570151 | 3 | 1994-03-22 | Removed From Ground | Gas | 4100 | Bare Steel | Galvanized Steel | Not Marked
570152 | 1 | 1997-08-15 | Removed From Ground | Gas | 10000 | Bare Steel | Galvanized Steel | Pressure
570152 | 2 | 1997-08-15 | Removed From Ground | Gas | 8000 | Bare Steel | Galvanized Steel | Pressure
570152 | 3 | 1997-08-15 | Removed From Ground | Gas | 10000 | Bare Steel | Galvanized Steel | Pressure
570152 | 4 | 1997-08-15 | Removed From Ground | Diesel | 10000 | Bare Steel | Galvanized Steel | Pressure
570152 | 5 | 2003-05-19 | Currently In Use | Gas | 12000 | Composite | Double Walled | Pressure |  | 1997-09-19 |  | 1997-09-19
570152 | 6 | 2003-05-19 | Currently In Use | Gas | 10000 | Composite | Double Walled | Pressure |  | 1997-09-19 |  | 1997-09-19
570152 | 7 | 2003-05-19 | Currently In Use | Diesel | 12000 | Composite | Double Walled | Pressure |  | 1997-09-19 |  | 1997-09-19
570153 | 1 | 1995-01-01 | Removed From Ground | Gas | 12000 | Bare Steel | Galvanized Steel | Pressure
570153 | 10 |  | Removed From Ground Date Unknown | Gas | 1000 | Not Marked/Unknown | Not Marked | Not Marked
570153 | 11 |  | Removed From Ground Date Unknown | Gas | 1000 | Not Marked/Unknown | Not Marked | Not Marked
570153 | 2 | 1995-01-01 | Removed From Ground | Gas | 10000 | Bare Steel | Galvanized Steel | Pressure
570153 | 3 | 1995-01-01 | Removed From Ground | Gas | 5000 | Bare Steel | Galvanized Steel | Pressure
570153 | 4 | 1995-01-01 | Removed From Ground | Diesel | 5000 | Bare Steel | Galvanized Steel | Pressure
570153 | 5 | 2003-05-21 | Currently In Use | Gas | 20000 | Composite | Double Walled | Pressure |  | 1996-02-01 |  | 1996-02-01
570153 | 6 | 2003-05-21 | Currently In Use | Gas | 10000 | Composite | Double Walled | Pressure |  | 1996-02-01 |  | 1996-02-01
570153 | 7 | 2003-05-21 | Currently In Use | Diesel | 10000 | Composite | Double Walled | Pressure |  | 1996-02-01 |  | 1996-02-01
570153 | 8 |  | Removed From Ground Date Unknown | Gas | 1000 | Not Marked/Unknown | Not Marked | Not Marked
570153 | 9 |  | Removed From Ground Date Unknown | Gas | 1000 | Not Marked/Unknown | Not Marked | Not Marked
570154 | 1 | 1998-03-01 | Removed From Ground | Gas | 10027 | Bare Steel | Galvanized Steel | Pressure
570154 | 2 | 1998-03-01 | Removed From Ground | Gas | 8084 | Bare Steel | Galvanized Steel | Pressure
570154 | 3 | 1998-03-01 | Removed From Ground | Diesel | 6500 | Bare Steel | Galvanized Steel | Pressure
570155 | 1 | 1993-10-05 | Removed From Ground | Gas | 8084 | Bare Steel | Galvanized Steel | Not Marked
570155 | 2 | 1993-10-05 | Removed From Ground | Gas | 8000 | Bare Steel | Galvanized Steel | Not Marked
570155 | 3 | 1993-10-05 | Removed From Ground | Gas | 4000 | Bare Steel | Galvanized Steel | Not Marked
570156 | 1 | 1989-05-17 | Removed From Ground | Gas | 1000 | Bare Steel | Unknown | Not Marked
570157 | 1 | 1991-05-21 | Removed From Ground | Gas | 6000 | Bare Steel | Galvanized Steel | Not Marked
570157 | 2 | 1991-01-01 | Currently In Use | Diesel | 12000 | Fiberglass | Fiberglass Reinforced Plastic | Pressure |  | 1991-05-01 |  | 1991-05-01
570159 | 1 | 1991-05-01 | Removed From Ground | Diesel | 1000 | Bare Steel | Galvanized Steel | Not Marked
570159 | 2 | 1991-05-01 | Removed From Ground | Gas | 2000 | Bare Steel | Galvanized Steel | Not Marked
570160 | 1 | 1987-06-01 | Removed From Ground | Diesel | 1000 | Bare Steel | Galvanized Steel | Not Marked
570160 | 2 | 1987-06-01 | Removed From Ground | Gasohol | 1000 | Bare Steel | Galvanized Steel | Not Marked
570161 | 1 | 2005-06-09 | Removed From Ground | Diesel | 1000 | Steel-Impressed Current | Galvanized Steel | Suction: No Valve At The Tank |  | 1997-07-17 |  | 1997-07-17
570161 | 2 | 1989-07-12 | Removed From Ground | Gas | 1000 | Bare Steel | Galvanized Steel | Not Marked
570161 | 3 | 1950-07-15 | Currently In Use | Diesel | 10000 | Epoxy | Fiberglass Reinforced Plastic | Suction: No Valve At The Tank | N | 2005-07-15 | N | 2005-07-15
570163 | 1 |  | Removed From Ground Date Unknown | Gas | 1000 | Bare Steel | Galvanized Steel | Not Marked
570164 | 1 | 1989-06-17 | Removed From Ground | Gas | 1000 | Bare Steel | Galvanized Steel | Not Marked
570165 | 1 |  | Removed From Ground Date Unknown | Diesel | 1 | Bare Steel | Galvanized Steel | Not Marked
570165 | 2 |  | Removed From Ground Date Unknown | Gas | 1 | Bare Steel | Galvanized Steel | Not Marked
570166 | 1 | 2015-03-24 | Removed From Ground | Gas | 20000 | Steel-Impressed Current | Cathodically Protected | Pressure |  | 1998-12-01 |  | 1998-12-01
570166 | 2 | 2015-03-24 | Removed From Ground | Gas | 15000 | Steel-Impressed Current | Cathodically Protected | Pressure |  | 1998-12-01 |  | 1998-12-01
570166 | 3 | 2015-03-24 | Removed From Ground | Diesel | 20000 | Steel-Impressed Current | Cathodically Protected | Pressure |  | 1998-12-01 |  | 1998-12-01
570166 | 5 | 2015-03-24 | Removed From Ground | Diesel | 10000 | Steel-Impressed Current | Cathodically Protected | Pressure |  | 1998-12-01 |  | 1998-12-01
570166 | 6 | 2015-03-24 | Removed From Ground | Gas | 20000 | Steel-Impressed Current | Cathodically Protected | Pressure |  | 1998-12-01 |  | 1998-12-01
570167 | 1 |  | Removed From Ground Date Unknown | Diesel | 1000 | Bare Steel | Galvanized Steel | Not Marked
570167 | 2 |  | Removed From Ground Date Unknown | Gas | 3000 | Bare Steel | Galvanized Steel | Not Marked
570167 | 3 |  | Removed From Ground Date Unknown | Diesel | 8000 | Cathodically Protected Steel | Galvanized Steel | Not Marked
570168 | 1 |  | Removed From Ground Date Unknown | Diesel | 1000 | Bare Steel | Galvanized Steel | Not Marked
570168 | 2 |  | Removed From Ground Date Unknown | Gas | 1000 | Bare Steel | Galvanized Steel | Not Marked
570171 | 1 | 1991-05-14 | Removed From Ground | Diesel | 8000 | Cathodically Protected Steel | Galvanized Steel | Not Marked
570172 | 1 | 1998-12-05 | Removed From Ground | Empty | 1000 | Bare Steel | Galvanized Steel | Not Marked
570172 | 2 | 1998-12-05 | Removed From Ground | Empty | 1000 | Bare Steel | Galvanized Steel | Not Marked
570172 | 3 | 1998-12-05 | Removed From Ground | Empty | 2000 | Bare Steel | Galvanized Steel | Not Marked
570173 | 1 |  | Removed From Ground Date Unknown | Gas | 550 | Bare Steel | Galvanized Steel | Not Marked
570174 | 1 | 1981-03-11 | Currently In Use | Gas | 10000 | Fiberglass | Cathodically Protected | Pressure |  | 1997-10-29 |  | 1997-10-29
570174 | 2 |  | Removed From Ground Date Unknown | Diesel | 2000 | Fiberglass | Galvanized Steel | Not Marked
570175 | 1 |  | Removed From Ground Date Unknown | Gas | 10000 | Bare Steel | Unknown | Not Marked
570175 | 2 | 1980-03-11 | Currently In Use | Diesel | 10000 | Cathodically Protected Steel | Cathodically Protected | Not Marked |  | 1998-01-01 |  | 1998-01-01
570176 | 1 | 1989-02-07 | Closed In Ground | Gas | 10000 | Bare Steel | Galvanized Steel | Not Marked
570176 | 2 | 1979-03-12 | Currently In Use | Gas | 10000 | Cathodically Protected Steel | Cathodically Protected | Not Marked |  | 1998-01-01 |  | 1998-01-01
570176 | 3 | 1997-11-20 | Permanently Out Of Use | Diesel | 10000 | Cathodically Protected Steel | Galvanized Steel | Not Marked
570176 | 4 | 1997-12-17 | Removed From Ground | Gas | 4000 | Fiberglass | Galvanized Steel | Not Marked
570176 | 5 | 1992-04-23 | Removed From Ground | Diesel | 10000 | Bare Steel | Galvanized Steel | Not Marked
570176 | 6 | 1998-01-21 | Removed From Ground | Used Oil | 2000 | Bare Steel | Galvanized Steel | Not Marked | Y |  | Y
570177 | 1 | 2013-03-12 | Removed From Ground | Gas | 10000 | Steel-Impressed Current | Cathodically Protected | Not Marked |  | 1998-11-01 |  | 1998-11-01
570177 | 2 | 2013-03-12 | Removed From Ground | Diesel | 1000 | Steel-Impressed Current | Cathodically Protected | Not Marked |  | 1998-11-01 12:00 |  | 1998-11-01 12:00
570179 | 1 | 1992-02-25 | Removed From Ground | Diesel | 10000 | Bare Steel | Copper | Suction: Valve At The Tank
570180 | 1 | 1989-01-01 | Removed From Ground | Kerosene | 1500 | Bare Steel | Unknown | Not Marked
570185 | 1 | 1998-10-01 | Removed From Ground | Gas | 10000 | Bare Steel | Bare Steel | Suction: Valve At The Tank
570185 | 2 | 1998-10-01 | Removed From Ground | Gas | 10000 | Bare Steel | Bare Steel | Suction: Valve At The Tank
570185 | 3 | 1997-05-10 | Removed From Ground | Diesel | 4000 | Bare Steel | Bare Steel | Suction: Valve At The Tank
570185 | 4 | 1998-10-01 | Removed From Ground | Diesel | 2700 | Bare Steel | Bare Steel | Suction: Valve At The Tank
570186 | 1 | 1994-10-26 | Removed From Ground | Gas | 2000 | Bare Steel | Galvanized Steel | Not Marked
570186 | 2 | 1994-10-26 | Removed From Ground | Diesel | 5000 | Bare Steel | Galvanized Steel | Not Marked
570188 | 1 | 1994-03-03 | Removed From Ground | Gas | 1000 | Bare Steel | Galvanized Steel | Not Marked
570192 | 1 | 1994-03-03 | Removed From Ground | Gas | 2000 | Bare Steel | Galvanized Steel | Not Marked
570192 | 2 | 1994-03-03 | Removed From Ground | Diesel | 1000 | Bare Steel | Galvanized Steel | Not Marked
570193 | 1 | 1994-05-10 | Removed From Ground | Gas | 1000 | Bare Steel | Galvanized Steel | Not Marked
570194 | 1 | 1998-06-21 | Removed From Ground | Gas | 2000 | Cathodically Protected Steel | Galvanized Steel | Suction: No Valve At The Tank
570194 | 2 | 1998-06-21 | Removed From Ground | Gas | 2000 | Bare Steel | Galvanized Steel | Suction: No Valve At The Tank
570194 | 3 | 1998-06-21 | Removed From Ground | Gas | 1000 | Bare Steel | Galvanized Steel | Suction: No Valve At The Tank
570194 | 4 | 2010-04-19 | Currently In Use | Gas | 10000 | Fiberglass | Fiberglass Reinforced Plastic | Pressure |  | 1998-07-03 |  | 1998-07-03
570194 | 5 | 2010-04-19 | Currently In Use | Diesel | 6000 | Fiberglass | Fiberglass Reinforced Plastic | Pressure |  | 1998-07-03 |  | 1998-07-03
570196 | 1 | 1994-03-04 | Removed From Ground | Gas | 2000 | Bare Steel | Galvanized Steel | Not Marked
570196 | 2 | 1994-03-04 | Removed From Ground | Gas | 2000 | Bare Steel | Galvanized Steel | Not Marked
570196 | 3 | 1994-03-04 | Removed From Ground | Gas | 1000 | Bare Steel | Galvanized Steel | Not Marked
570197 | 1 | 1990-07-11 | Removed From Ground | Gas | 2000 | Bare Steel | Galvanized Steel | Not Marked
570197 | 2 | 1990-07-11 | Removed From Ground | Gas | 2000 | Bare Steel | Galvanized Steel | Not Marked
570198 | 1 | 1994-03-11 | Removed From Ground | Gas | 560 | Bare Steel | Galvanized Steel | Not Marked
570198 | 2 | 1994-03-11 | Removed From Ground | Gas | 560 | Bare Steel | Galvanized Steel | Not Marked
570200 | 1 | 2008-06-25 | Temporarily Out Of Use | Gas | 6000 | Steel-Impressed Current | Cathodically Protected | Suction: Valve At The Tank |  | 1997-02-01 |  | 1997-02-01
570200 | 2 | 2008-06-25 | Temporarily Out Of Use | Gas | 4000 | Steel-Impressed Current | Cathodically Protected | Suction: Valve At The Tank |  | 1997-02-01 |  | 1997-02-01
570200 | 3A | 2008-06-25 | Temporarily Out Of Use | Gas | 2000 | Steel-Impressed Current | Cathodically Protected | Suction: No Valve At The Tank |  | 1997-02-01 |  | 1997-02-01
570200 | 3B | 2008-06-25 | Temporarily Out Of Use | Gas | 2000 | Steel-Impressed Current | Cathodically Protected | Suction: No Valve At The Tank |  | 1997-02-01 |  | 1997-02-01
570200 | 3C | 2008-06-25 | Temporarily Out Of Use | Gas | 2000 | Steel-Impressed Current | Cathodically Protected | Suction: No Valve At The Tank |  | 1997-02-01 |  | 1997-02-01
570201 | 1 | 2012-09-07 | Removed From Ground | Diesel | 8000 | Cathodically Protected Steel | Cathodically Protected | Pressure |  | 1993-12-01 |  | 1993-12-01
570201 | 10 | 2012-11-01 | Currently In Use | Diesel | 5000 | Fiberglass Double Walled | Fiberglass/Double Walled | Pressure |  | 2012-11-01 |  | 2012-11-01
570201 | 2 | 1993-11-11 | Removed From Ground | Gas | 8000 | Bare Steel | Bare Steel | Pressure
570201 | 3 | 2012-09-07 | Removed From Ground | Gas | 8000 | Cathodically Protected Steel | Cathodically Protected | Pressure |  | 1993-12-01 |  | 1993-12-01
570201 | 4 | 2012-09-07 | Removed From Ground | Gas | 8000 | Cathodically Protected Steel | Cathodically Protected | Pressure |  | 1993-12-01 |  | 1993-12-01
570201 | 5 | 2012-09-07 | Removed From Ground | Diesel | 4000 | Cathodically Protected Steel | Cathodically Protected | Pressure |  | 1993-12-01 |  | 1993-12-01
570201 | 6 | 2012-11-01 | Currently In Use | Gas | 15000 | Fiberglass Double Walled | Fiberglass/Double Walled | Pressure |  | 2012-11-01 |  | 2012-11-01
570201 | 7 | 2012-11-01 | Currently In Use | Gas | 6000 | Fiberglass Double Walled | Fiberglass/Double Walled | Pressure |  | 2012-11-01 |  | 2012-11-01
570201 | 8 | 2012-11-01 | Currently In Use | Gasohol | 5000 | Fiberglass Double Walled | Fiberglass/Double Walled | Pressure |  | 2012-11-01 |  | 2012-11-01
570201 | 9 | 2012-11-01 | Currently In Use | Diesel | 5000 | Fiberglass Double Walled | Fiberglass/Double Walled | Pressure |  | 2012-11-01 |  | 2012-11-01
570203 | KERO | 1984-05-08 | Currently In Use | Kerosene | 10008 | Steel-Impressed Current | Cathodically Protected | Pressure |  | 1998-08-08 |  | 1998-08-08
570203 | SUL | 1984-05-08 | Currently In Use | Gas | 10008 | Steel-Impressed Current | Cathodically Protected | Pressure |  | 1998-08-08 |  | 1998-08-08
570203 | UNL | 1984-05-08 | Currently In Use | Gas | 10008 | Steel-Impressed Current | Cathodically Protected | Pressure |  | 1998-08-08 |  | 1998-08-08
570203 | UNLPLUS | 1984-05-08 | Currently In Use | Gas | 10008 | Steel-Impressed Current | Cathodically Protected | Pressure |  | 1998-06-08 |  | 1998-06-08
570204 | 1 | 1998-07-30 | Removed From Ground | Gas | 10000 | Bare Steel | Galvanized Steel | Not Marked
570204 | 2 | 1998-07-30 | Removed From Ground | Diesel | 1000 | Bare Steel | Galvanized Steel | Not Marked
570205 | 1 | 1994-05-09 | Removed From Ground | Gas | 1000 | Bare Steel | Bare Steel | Not Marked
570206 | 1 | 1981-05-08 | Temporarily Out Of Use | Diesel | 1000 | Cathodically Protected Steel | Not Marked | Suction: No Valve At The Tank |  | 1997-08-25 |  | 1997-08-25
570207 | 1 | 1982-05-08 | Currently In Use | Gas | 3000 | Cathodically Protected Steel | Cathodically Protected | Suction: No Valve At The Tank |  | 1997-08-25 |  | 1997-08-25
570207 | 2 | 1982-05-08 | Currently In Use | Diesel | 3000 | Cathodically Protected Steel | Cathodically Protected | Suction: No Valve At The Tank |  | 1997-08-25 |  | 1997-08-25
570208 | 1 | 1983-05-08 | Currently In Use | Gas | 3000 | Cathodically Protected Steel | Cathodically Protected | Suction: No Valve At The Tank |  | 1997-08-25 |  | 1997-08-25
570208 | 2 | 1983-05-08 | Currently In Use | Diesel | 3000 | Cathodically Protected Steel | Cathodically Protected | Suction: No Valve At The Tank |  | 1997-08-25 |  | 1997-08-25
570209 | 1 | 1998-08-06 | Removed From Ground | Empty | 3000 | Bare Steel | Galvanized Steel | Not Marked
570210 | 1 | 1985-05-07 | Currently In Use | Diesel | 10000 | Cathodically Protected Steel | Not Marked | Suction: No Valve At The Tank |  | 1997-08-25 |  | 1997-08-25
570211 | 1 | 1992-03-01 | Removed From Ground | Diesel | 8000 | Marked Unknown | Unknown | Not Marked
570211 | 2 | 1992-03-01 | Removed From Ground | Diesel | 4000 | Marked Unknown | Unknown | Not Marked
570211 | 3 | 1992-03-01 | Removed From Ground | Gas | 4000 | Marked Unknown | Unknown | Not Marked
570211 | 4 | 1992-03-01 | Removed From Ground | Used Oil |  | Marked Unknown | Unknown | Not Marked | Y |  | Y
570211 | 5 | 1977-05-09 | Currently In Use | Gas | 1000 | Cathodically Protected Steel | Cathodically Protected | Suction: Valve At The Tank |  | 1991-12-16 |  | 1991-12-16
570211 | 6 | 1977-05-09 | Currently In Use | Gas | 1000 | Steel-Impressed Current | Cathodically Protected | Suction: Valve At The Tank |  | 1991-12-16 |  | 1991-12-16
570211 | 7 | 1988-01-01 | Currently In Use | Used Oil | 550 | Steel-Galvanic | Cathodically Protected | Gravity Fed | Y | 1991-12-16 | Y | 1999-06-01
570211 | 8 | 1992-03-01 | Currently In Use | Diesel | 12000 | Steel-Impressed Current | Fiberglass Reinforced Plastic | Suction: No Valve At The Tank |  | 1991-12-16 |  | 1991-12-16
570211 | 9 | 1992-03-01 | Currently In Use | Diesel | 10000 | Steel-Impressed Current | Fiberglass Reinforced Plastic | Suction: No Valve At The Tank |  | 1991-12-16 |  | 1991-12-16
570213 | 1 | 1998-07-29 | Removed From Ground | Gas | 10000 | Bare Steel | Unknown | Not Marked
570213 | 2 | 1998-07-29 | Removed From Ground | Gas | 10000 | Bare Steel | Unknown | Not Marked
570214 | 1 | 1998-12-01 | Removed From Ground | Diesel | 1500 | Bare Steel | Copper | Not Marked
570215 | 1 | 1980-05-08 | Currently In Use | Gas | 10000 | Steel-Impressed Current | Impressed Current | Suction: No Valve At The Tank |  | 1997-08-25 |  | 1997-08-25
570215 | 2 | 1980-05-08 | Currently In Use | Gas | 10000 | Steel-Impressed Current | Impressed Current | Suction: No Valve At The Tank |  | 1997-08-25 |  | 1997-08-25
570215 | 4 | 1980-05-08 | Currently In Use | Gas | 10000 | Steel-Impressed Current | Impressed Current | Suction: No Valve At The Tank |  | 1997-08-25 |  | 1997-08-25
570215 | 5 | 1980-05-08 | Currently In Use | Diesel | 10000 | Steel-Impressed Current | Impressed Current | Suction: No Valve At The Tank |  | 1997-08-25 |  | 1997-08-25
570215 | 6 | 1980-05-08 | Currently In Use | Diesel | 10000 | Steel-Impressed Current | Impressed Current | Suction: No Valve At The Tank |  | 1997-08-25 |  | 1997-08-25
570215 | 7 | 1980-05-08 | Currently In Use | Diesel | 10000 | Steel-Impressed Current | Impressed Current | Suction: No Valve At The Tank |  | 1997-08-25 |  | 1997-08-25
570216 | 13 | 1966-05-12 | Currently In Use | Diesel | 3000 | Steel-Impressed Current | Impressed Current | Suction: No Valve At The Tank |  | 1997-08-25 |  | 1997-08-25
570216 | 14 | 1998-08-10 | Removed From Ground | Empty | 1000 | Bare Steel | Cathodically Protected | Not Marked
570216 | 15 | 1984-05-07 | Currently In Use | Gas | 10000 | Steel-Impressed Current | Impressed Current | Suction: No Valve At The Tank |  | 1997-08-25 |  | 1997-08-25
570223 | 1 | 1995-02-01 | Removed From Ground | Gas | 8000 | Bare Steel | Galvanized Steel | Pressure
570223 | 2 | 1995-02-01 | Removed From Ground | Gas | 8000 | Bare Steel | Galvanized Steel | Pressure
570223 | 3 | 1995-02-01 | Removed From Ground | Gas | 8000 | Bare Steel | Galvanized Steel | Pressure
570223 | 4 | 1995-02-01 | Removed From Ground | Gas | 8000 | Bare Steel | Galvanized Steel | Pressure
570224 | 1 | 2008-01-23 | Closed In Ground | Gas | 10000 | Steel-Impressed Current | Fiberglass Reinforced Plastic | Pressure |  | 1998-10-29 |  | 1998-10-29
570224 | 2 | 1981-05-09 | Currently In Use | Gas | 10000 | Steel-Impressed Current | Fiberglass Reinforced Plastic | Pressure |  | 1998-10-29 |  | 1998-10-29
570224 | 3 | 1981-05-09 | Currently In Use | Gas | 10000 | Steel-Impressed Current | Fiberglass Reinforced Plastic | Pressure |  | 1998-10-29 |  | 1998-10-29
570227 | 1 | 1989-05-01 | Removed From Ground | Gas | 1000 | Bare Steel | Bare Steel | Not Marked
570227 | 2 | 1989-05-01 | Removed From Ground | Gas | 1000 | Bare Steel | Bare Steel | Not Marked
570228 | 1 | 1997-01-01 | Removed From Ground | Gas | 1000 | Bare Steel | Galvanized Steel | Not Marked
570228 | 2 | 1997-01-01 | Removed From Ground | Gas | 560 | Bare Steel | Galvanized Steel | Not Marked
570228 | 3 | 1997-01-01 | Removed From Ground | Gas | 560 | Bare Steel | Galvanized Steel | Not Marked
570229 | 1 |  | Removed From Ground Date Unknown | Diesel | 10000 | Bare Steel | Bare Steel | Not Marked
570229 | 2 |  | Removed From Ground Date Unknown | Gas | 1000 | Bare Steel | Bare Steel | Not Marked
570229 | 3 |  | Removed From Ground Date Unknown | Used Oil | 8000 | Bare Steel | Bare Steel | Not Marked | Y |  | Y
570229 | 4 |  | Removed From Ground Date Unknown | Diesel | 6000 | Bare Steel | Bare Steel | Not Marked
570230 | 1 | 1988-12-01 | Removed From Ground | Diesel | 6000 | Bare Steel | Galvanized Steel | Not Marked
570230 | 2 | 1988-12-01 | Removed From Ground | Diesel | 4000 | Bare Steel | Galvanized Steel | Not Marked
570231 | 1 | 1997-10-21 | Removed From Ground | Other | 10000 | Bare Steel | Copper | Suction: Valve At The Tank
570231 | 2 | 1997-11-12 | Currently In Use | Diesel | 6000 | Double Walled | Copper | Suction: Valve At The Tank |  | 1997-11-12 |  | 1997-11-12
570232 | 1 | 1988-01-26 | Removed From Ground | Gas | 3000 | Bare Steel | Unknown | Pressure
570232 | 2 | 1988-01-26 | Removed From Ground | Gas | 12000 | Bare Steel | Unknown | Pressure
570232 | 3 | 1993-09-08 | Removed From Ground | Gas | 12000 | Composite | Fiberglass Reinforced Plastic | Pressure
570233 | 1 | 1988-09-01 | Closed In Ground | Empty | 5000 | Bare Steel | Bare Steel | Suction: Valve At The Tank
570235 | 1 | 1989-06-01 | Removed From Ground | Gas | 1000 | Bare Steel | Galvanized Steel | Not Marked
570235 | 2 | 1989-06-01 | Removed From Ground | Diesel | 1000 | Bare Steel | Galvanized Steel | Not Marked
570236 | 1 | 2001-06-08 | Removed From Ground | Empty | 8000 | Steel-Impressed Current | Cathodically Protected | Pressure |  | 1998-10-09 |  | 1998-10-09
570236 | 2 | 2001-06-08 | Removed From Ground | Gas | 8000 | Steel-Impressed Current | Cathodically Protected | Suction: Valve At The Tank |  | 1998-10-09 |  | 1998-10-09
570236 | 3 | 2001-06-08 | Removed From Ground | Gas | 8000 | Steel-Impressed Current | Cathodically Protected | Suction: Valve At The Tank |  | 1998-10-09 |  | 1998-10-09
570238 | 1 | 1986-06-13 | Currently In Use | Gas | 8000 | Steel-Impressed Current | Fiberglass Reinforced Plastic | Pressure |  | 1998-02-09 |  | 1998-02-09
570238 | 2 | 1986-06-13 | Currently In Use | Gas | 8000 | Steel-Impressed Current | Fiberglass Reinforced Plastic | Pressure |  | 1998-02-09 |  | 1998-02-09
570238 | 3 | 1986-06-13 | Currently In Use | Gas | 8000 | Steel-Impressed Current | Fiberglass Reinforced Plastic | Pressure |  | 1998-02-09 |  | 1998-02-09
570238 | 4 | 1986-06-13 | Currently In Use | Kerosene | 2000 | Steel-Impressed Current | Fiberglass Reinforced Plastic | Suction: Valve At The Tank |  | 1998-02-09 |  | 1998-02-09
570239 | 1 | 1992-11-01 | Removed From Ground | Diesel | 1000 | Bare Steel | Unknown | Not Marked
570240 | 1 | 1996-09-02 | Removed From Ground | Gas | 4000 | Bare Steel | Galvanized Steel | Suction: No Valve At The Tank
570240 | 2 | 1996-09-02 | Removed From Ground | Gas | 4000 | Bare Steel | Galvanized Steel | Suction: No Valve At The Tank
570240 | 3 | 1996-09-02 | Removed From Ground | Gas | 4000 | Bare Steel | Galvanized Steel | Suction: No Valve At The Tank
570240 | 4 | 1996-09-02 | Removed From Ground | Gas | 4000 | Bare Steel | Galvanized Steel | Suction: No Valve At The Tank
570244 | 1 | 1986-01-01 | Currently In Use | Gas | 8000 | Steel-Impressed Current | Cathodically Protected | Pressure |  | 1998-07-31 |  | 1998-07-31
570244 | 2 | 1986-01-01 | Currently In Use | Gas | 8000 | Steel-Impressed Current | Cathodically Protected | Pressure |  | 1998-07-31 |  | 1998-07-31
570244 | 3 | 1986-01-01 | Currently In Use | Gas | 8000 | Steel-Impressed Current | Cathodically Protected | Pressure |  | 1998-07-31 |  | 1998-07-31
570245 | 1 | 1993-03-10 | Removed From Ground | Diesel | 2000 | Bare Steel | Bare Steel | Suction: No Valve At The Tank
570246 | 64980 | 2002-06-19 | Removed From Ground | Gas | 2000 | Steel-Galvanic | Cathodically Protected | Suction: No Valve At The Tank |  | 1992-01-01 |  | 1992-01-01
570247 | 4 | 2001-01-25 | Currently In Use | Gas | 8000 | Fiberglass | Double Walled | Pressure | N | 2001-01-25 | N | 2001-01-25
570247 | 5 | 2001-01-25 | Currently In Use | Gas | 12000 | Fiberglass | Double Walled | Pressure | N | 2001-01-25 | N | 2001-01-25
570247 | REG | 2000-03-01 | Removed From Ground | Gas | 8000 | Bare Steel | Galvanized Steel | Pressure
570247 | SUNL | 2000-03-01 | Removed From Ground | Gas | 8000 | Bare Steel | Galvanized Steel | Pressure
570247 | UNL | 2000-03-01 | Removed From Ground | Gas | 8000 | Bare Steel | Galvanized Steel | Pressure
570248 | R | 1987-02-07 | Currently In Use | Gas | 10000 | Cathodically Protected Steel | Fiberglass Reinforced Plastic | Not Marked |  | 2001-11-05 |  | 2001-11-05
570248 | SUNL | 1987-02-07 | Currently In Use | Gas | 9728 | Cathodically Protected Steel | Fiberglass Reinforced Plastic | Not Marked |  | 2001-11-05 |  | 2001-11-05
570248 | UNL | 1987-02-07 | Currently In Use | Gas | 10000 | Cathodically Protected Steel | Fiberglass Reinforced Plastic | Not Marked |  | 2001-11-05 |  | 2001-11-05
570250 | 1 | 1996-07-08 | Removed From Ground | Gas | 10000 | Cathodically Protected Steel | Galvanized Steel | Pressure
570250 | 2 | 1996-07-08 | Removed From Ground | Gas | 10000 | Cathodically Protected Steel | Galvanized Steel | Pressure
570250 | 3 | 1996-07-08 | Removed From Ground | Gas | 10000 | Cathodically Protected Steel | Galvanized Steel | Pressure
570250 | 4 | 1996-07-08 | Removed From Ground | Diesel | 2000 | Cathodically Protected Steel | Galvanized Steel | Pressure
570250 | 5 | 1996-07-08 | Removed From Ground | Kerosene | 2000 | Cathodically Protected Steel | Galvanized Steel | Pressure
570250 | 6 | 1996-07-11 | Currently In Use | Gas | 10000 | Composite | Double Walled | Pressure |  | 1996-07-08 |  | 1996-07-08
570250 | 7 | 1996-07-11 | Currently In Use | Gas | 10000 | Composite | Double Walled | Pressure |  | 1996-07-08 |  | 1996-07-08
570250 | 8 | 1996-07-11 | Currently In Use | Gas | 10000 | Composite | Double Walled | Pressure |  | 1996-07-08 |  | 1996-07-08
570250 | 9A | 1996-07-11 | Currently In Use | Diesel | 5000 | Composite | Double Walled | Pressure |  | 1996-07-08 |  | 1996-07-08
570250 | 9B | 1996-07-11 | Currently In Use | Kerosene | 3000 | Composite | Double Walled | Pressure |  | 1996-07-08 |  | 1996-07-08
570253 | 1 | 1986-01-01 | Currently In Use | Gas | 10000 | STIP-3 | Fiberglass Reinforced Plastic | Pressure |  | 1986-01-01 |  | 1986-01-01
570253 | 2 | 1986-01-01 | Currently In Use | Gas | 10000 | STIP-3 | Fiberglass Reinforced Plastic | Pressure |  | 1986-01-01 |  | 1986-01-01
570253 | 3 | 1986-01-01 | Currently In Use | Gas | 10000 | STIP-3 | Fiberglass Reinforced Plastic | Pressure |  | 1986-01-01 |  | 1986-01-01
570253 | 4 | 1986-01-01 | Currently In Use | Kerosene | 2000 | STIP-3 | Fiberglass Reinforced Plastic | Pressure |  | 1986-01-01 |  | 1986-01-01
570253 | 5 | 1986-01-01 | Currently In Use | Diesel | 4000 | STIP-3 | Fiberglass Reinforced Plastic | Pressure |  | 1986-01-01 |  | 1986-01-01
570255 | 1 | 1996-03-18 | Removed From Ground | Diesel | 8000 | Unknown | Unknown | Not Marked
570255 | 2 | 1996-03-18 | Removed From Ground | Gas | 2000 | Unknown | Unknown | Not Marked
570256 | DSL | 1994-06-01 | Removed From Ground | Diesel | 10008 | Bare Steel | Galvanized Steel | Suction: Valve At The Tank
570256 | SUL | 1984-05-08 | Currently In Use | Gas | 10008 | Steel-Impressed Current | Cathodically Protected | Not Marked |  | 1998-08-08 |  | 1998-08-08
570256 | UNL | 1984-05-08 | Currently In Use | Gas | 10008 | Steel-Impressed Current | Cathodically Protected | Not Marked |  | 1998-08-08 |  | 1998-08-08
570256 | UNLPLUS | 1984-05-08 | Currently In Use | Gas | 10008 | Steel-Impressed Current | Cathodically Protected | Not Marked |  | 1998-08-08 |  | 1998-08-08
570257 | KERO | 2002-04-04 | Removed From Ground | Kerosene | 5037 | Cathodically Protected Steel | Cathodically Protected | Not Marked |  | 1998-10-06 |  | 1998-10-06
570257 | SUL | 2002-04-04 | Removed From Ground | Gas | 10008 | Cathodically Protected Steel | Cathodically Protected | Not Marked |  | 1998-10-06 |  | 1998-10-06
570257 | UNL | 2002-04-04 | Removed From Ground | Gas | 10008 | Cathodically Protected Steel | Cathodically Protected | Not Marked |  | 1998-10-06 |  | 1998-10-06
570257 | UNLPLUS | 2002-04-04 | Removed From Ground | Gas | 10008 | Cathodically Protected Steel | Cathodically Protected | Not Marked |  | 1998-10-06 |  | 1998-10-06
570258 | 1 | 1992-01-07 | Currently In Use | Gas | 10152 | Composite | Fiberglass Reinforced Plastic | Pressure |  | 1992-01-07 |  | 1992-01-07
570258 | 2 | 1992-01-07 | Currently In Use | Gas | 10152 | Composite | Fiberglass Reinforced Plastic | Pressure |  | 1992-01-07 |  | 1992-01-07
570258 | 3 | 1992-01-07 | Currently In Use | Diesel | 10152 | Composite | Fiberglass Reinforced Plastic | Pressure |  | 1992-01-07 |  | 1992-01-07
570258 | 4 | 1992-01-07 | Currently In Use | Kerosene | 2005 | Composite | Fiberglass Reinforced Plastic | Pressure |  | 1992-01-07 |  | 1992-01-07
570262 | 1 | 1987-03-01 | Removed From Ground | Empty | 1000 | Bare Steel | Bare Steel | Not Marked
572000 | 1 | 1996-02-15 | Removed From Ground | Heating Oil | 20000 | Bare Steel | Galvanized Steel | Not Marked
580002 | 1 | 1994-12-05 | Removed From Ground | Gas | 1000 | Bare Steel | Bare Steel | Not Marked
580002 | 2 | 1994-12-05 | Removed From Ground | Gas | 2000 | Bare Steel | Bare Steel | Not Marked
580002 | 3 | 1994-12-05 | Removed From Ground | Used Oil | 1000 | Bare Steel | Bare Steel | Not Marked | Y |  | Y
580003 | 1 | 1992-10-20 | Removed From Ground | Diesel | 5000 | Bare Steel | Galvanized Steel | Not Marked
580003 | 2 | 1992-10-20 | Removed From Ground | Gas | 10000 | Bare Steel | Galvanized Steel | Not Marked
580004 | 1 | 1995-01-01 | Removed From Ground | Diesel | 5000 | Bare Steel | Copper | Not Marked
580004 | 2 | 1998-11-01 | Removed From Ground | Diesel | 250 | Bare Steel | Copper | Not Marked
580004 | 3 | 2003-07-28 | Temporarily Out Of Use | Diesel | 2000 | Double Walled | Galvanized Steel | Suction: Valve At The Tank | N |  | N
580004 | 3 |  | Removed From Ground Date Unknown | Diesel | 2000 | Double Walled | Galvanized Steel | Suction: Valve At The Tank | N |  | N
580005 | 3 | 1996-05-22 | Removed From Ground | Hazardous Substance | 10000 | Cathodically Protected Steel | Bare Steel | Not Marked
580006 | 1 | 2001-08-28 | Removed From Ground | Other | 2000 | Bare Steel | Galvanized Steel | Not Marked
580006 | 2 | 2001-08-29 | Removed From Ground | Other | 2000 | Bare Steel | Galvanized Steel | Not Marked
580006 | 3 | 2001-08-29 | Removed From Ground | Other | 3000 | Bare Steel | Galvanized Steel | Not Marked
580008 | 1 | 2012-08-16 | Removed From Ground | Gas | 1000 | Steel-Impressed Current | Cathodically Protected | Suction: Valve At The Tank |  | 1997-10-01 |  | 1997-10-01
580008 | 2 | 2012-08-16 | Removed From Ground | Gas | 1000 | Steel-Impressed Current | Cathodically Protected | Suction: Valve At The Tank |  | 1997-10-01 |  | 1997-10-01
580009 | 1 | 1986-04-14 | Permanently Out Of Use | Gas | 1000 | Bare Steel | Galvanized Steel | Not Marked
580009 | 2 | 1986-04-14 | Permanently Out Of Use | Gas | 1000 | Bare Steel | Galvanized Steel | Not Marked
580009 | 3 | 1986-04-14 | Permanently Out Of Use | Gas | 1000 | Bare Steel | Galvanized Steel | Not Marked
580009 | 4 | 1986-04-14 | Permanently Out Of Use | Gas | 1000 | Bare Steel | Galvanized Steel | Not Marked
580012 | 1 | 1995-12-12 | Removed From Ground | Diesel | 2000 | Bare Steel | Galvanized Steel | Not Marked
580015 | 1 | 1988-08-01 | Removed From Ground | Gas | 550 | Bare Steel | Galvanized Steel | Not Marked
580015 | 2 | 1993-01-01 | Closed In Ground | Diesel | 10000 | Bare Steel | Galvanized Steel | Not Marked
580017 | 1 | 1991-07-16 | Removed From Ground | Gas | 1000 | Bare Steel | Galvanized Steel | Not Marked
580017 | 2 | 1991-07-16 | Removed From Ground | Gas | 1000 | Bare Steel | Galvanized Steel | Not Marked
580018 | 1 | 1992-12-15 | Removed From Ground | Gas | 550 | Bare Steel | Galvanized Steel | Not Marked
580018 | 2 | 1992-12-15 | Removed From Ground | Gas | 550 | Bare Steel | Galvanized Steel | Not Marked
580024 | 1 | 1987-01-01 | Removed From Ground | Gas | 10000 | Bare Steel | Galvanized Steel | Not Marked
580024 | 2 | 1987-01-01 | Removed From Ground | Gas | 8000 | Bare Steel | Galvanized Steel | Not Marked
580024 | 3 | 1987-01-01 | Removed From Ground | Gas | 3000 | Bare Steel | Galvanized Steel | Not Marked
580024 | 4 | 1987-01-01 | Removed From Ground | Gas | 3000 | Bare Steel | Galvanized Steel | Not Marked
580024 | 5 | 1987-01-01 | Removed From Ground | Gas | 3000 | Bare Steel | Galvanized Steel | Not Marked
580024 | 6 | 1987-01-01 | Removed From Ground | Used Oil | 550 | Bare Steel | Galvanized Steel | Not Marked | Y |  | Y
580024 | 7 | 1993-12-28 | Removed From Ground | Used Oil | 3000 | Bare Steel | Bare Steel | Not Marked | Y |  | Y
580027 | 1 | 1997-06-11 | Removed From Ground | Gas | 1000 | Bare Steel | Galvanized Steel | Suction: Valve At The Tank
580027 | 10 | 2009-02-01 | Currently In Use | Gas | 20000 | Fiberglass Double Walled | Fiberglass/Double Walled | Pressure | N | 2009-02-01 | N | 2009-02-01
580027 | 2 | 1997-06-11 | Removed From Ground | Gas | 1000 | Bare Steel | Galvanized Steel | Suction: Valve At The Tank
580027 | 3 | 1997-06-11 | Removed From Ground | Gas | 2000 | Bare Steel | Galvanized Steel | Suction: Valve At The Tank
580027 | 4 | 1997-06-11 | Removed From Ground | Gas | 3000 | Bare Steel | Galvanized Steel | Suction: Valve At The Tank
580027 | 5 | 1997-06-11 | Removed From Ground | Gas | 2000 | Bare Steel | Galvanized Steel | Suction: Valve At The Tank
580027 | 6 | 1997-06-11 | Removed From Ground | Gas | 10000 | Bare Steel | Galvanized Steel | Suction: Valve At The Tank
580027 | 7 | 1988-02-15 | Currently In Use | Gas | 10000 | Cathodically Protected Steel | Galvanic | Pressure |  | 1996-06-01 |  | 1996-06-01
580027 | 8 | 2014-06-11 | Temporarily Out Of Use | Gas | 12000 | Composite | Not Marked | Pressure |  | 1997-07-01 |  | 1997-07-01
580027 | 9 | 2014-06-11 | Temporarily Out Of Use | Gas | 12000 | Composite | Not Marked | Pressure |  | 1997-07-01 |  | 1997-07-01
580029 | 10601-1 | 1993-05-11 | Removed From Ground | Gas | 2000 | Bare Steel | Galvanized Steel | Not Marked
580029 | 10601-2 | 1993-05-11 | Removed From Ground | Diesel | 1000 | Bare Steel | Galvanized Steel | Not Marked
580029 | 106D1 |  | Removed From Ground Date Unknown | Diesel | 2000 | Double Walled | Double Walled | Suction: Valve At The Tank |  | 1993-05-11
580029 | 106G1 |  | Removed From Ground Date Unknown | Gas | 2000 | Double Walled | Double Walled | Suction: Valve At The Tank |  | 1993-05-11
580030 | 1 | 1989-06-10 | Removed From Ground | Gas | 1000 | Bare Steel | Galvanized Steel | Suction: No Valve At The Tank
580030 | 2 | 1989-06-10 | Removed From Ground | Gas | 1000 | Bare Steel | Galvanized Steel | Suction: No Valve At The Tank
580030 | 3 | 2008-06-03 | Removed From Ground | Gas | 6000 | Cathodically Protected Steel | Fiberglass Reinforced Plastic | Pressure |  | 2006-03-22 12:00 |  | 1989-06-01 12:00
580030 | 4 | 2008-06-03 | Removed From Ground | Gas | 6000 | Cathodically Protected Steel | Fiberglass Reinforced Plastic | Pressure |  | 2006-03-22 12:00 |  | 1989-06-01 12:00
580030 | 5 | 2008-06-03 | Removed From Ground | Diesel | 2000 | Cathodically Protected Steel | Fiberglass Reinforced Plastic | Pressure |  | 2006-03-22 12:00 |  | 1989-06-01 12:00
580031 | 1 | 1988-09-01 | Removed From Ground | Gas | 550 | Bare Steel | Unknown | Suction: Valve At The Tank
580034 | 1 |  | Removed From Ground Date Unknown | Gas | 500 | Bare Steel | Galvanized Steel | Not Marked
580034 | 2 |  | Removed From Ground Date Unknown | Gas | 500 | Bare Steel | Galvanized Steel | Not Marked
580034 | 3 |  | Removed From Ground Date Unknown | Gas | 1000 | Bare Steel | Galvanized Steel | Not Marked
580035 | 1 | 1987-12-01 | Removed From Ground | Gas | 4000 | Bare Steel | Galvanized Steel | Not Marked
580035 | 2 | 1987-12-01 | Removed From Ground | Gas | 4000 | Bare Steel | Galvanized Steel | Not Marked
580035 | 3 | 1987-12-01 | Removed From Ground | Gas | 4000 | Bare Steel | Galvanized Steel | Not Marked
580035 | 4 | 1988-01-01 | Currently In Use | Gas | 8000 | Fiberglass | Fiberglass Reinforced Plastic | Pressure |  | 1988-01-01 |  | 1988-01-01
580035 | 5 | 1988-01-01 | Currently In Use | Gas | 8000 | Fiberglass | Fiberglass Reinforced Plastic | Pressure |  | 1988-01-01 |  | 1988-01-01
580035 | 6 | 1988-01-01 | Currently In Use | Diesel | 8000 | Fiberglass | Fiberglass Reinforced Plastic | Pressure |  | 1988-01-01 |  | 1988-01-01
580036 | 1 | 1999-01-01 | Removed From Ground | Gas | 560 | Bare Steel | Galvanized Steel | Suction: Valve At The Tank
580036 | 2 | 1999-01-01 | Removed From Ground | Empty | 560 | Bare Steel | Galvanized Steel | Suction: Valve At The Tank
580041 | 1DIESEL | 1998-07-20 | Removed From Ground | Diesel | 10000 | Cathodically Protected Steel | Cathodically Protected | Pressure |  | 1989-01-13 |  | 1989-01-13
580041 | 1PREM | 1998-07-20 | Removed From Ground | Gas | 10000 | Cathodically Protected Steel | Cathodically Protected | Pressure |  | 1989-01-13 |  | 1989-01-13
580041 | 1REG | 1998-07-20 | Removed From Ground | Gas | 10000 | Cathodically Protected Steel | Cathodically Protected | Pressure |  | 1989-01-13 |  | 1989-01-13
580041 | 2REG | 1998-07-20 | Removed From Ground | Gas | 10000 | Cathodically Protected Steel | Cathodically Protected | Pressure |  | 1989-01-13 |  | 1989-01-13
580041 | 7 | 1998-08-15 | Currently In Use | Gasohol | 10000 | Fiberglass Double Walled | Fiberglass/Double Walled | Pressure |  | 1998-08-15 |  | 1998-08-15
580041 | 8 | 1998-08-15 | Currently In Use | Gasohol | 10000 | Fiberglass Double Walled | Fiberglass/Double Walled | Pressure |  | 1998-08-15 |  | 1998-08-15
580041 | 9 | 2006-11-15 | Currently In Use | Gasohol | 10000 | Fiberglass | Double Walled | Pressure |  | 1998-08-15 |  | 1998-08-15
580041 | KEROSENE | 1998-07-20 | Removed From Ground | Kerosene | 5200 | Cathodically Protected Steel | Galvanized Steel | Suction: Valve At The Tank |  | 1987-11-24 |  | 1987-11-24
580041 | MIDGRADE | 1998-07-20 | Removed From Ground | Gas | 10000 | Cathodically Protected Steel | Galvanized Steel | Pressure |  | 1989-01-13 |  | 1989-01-13
580042 | 1 | 1981-04-30 | Currently In Use | Gas | 10000 | Steel-Impressed Current | Fiberglass Reinforced Plastic | Pressure |  | 1998-10-12 |  | 1998-10-12
580042 | 2 | 1981-04-30 | Currently In Use | Gas | 5000 | Steel-Impressed Current | Fiberglass Reinforced Plastic | Pressure |  | 1998-10-12 |  | 1998-10-12
580042 | 3 | 1981-04-30 | Currently In Use | Gas | 10000 | Steel-Impressed Current | Fiberglass Reinforced Plastic | Pressure |  | 1998-10-12 |  | 1998-10-12
580043 | 1 |  | Removed From Ground Date Unknown | Gas | 550 | Bare Steel | Unknown | Not Marked
580044 | 1 | 1998-06-17 | Removed From Ground | Gas | 1000 | Bare Steel | Bare Steel | Not Marked
580044 | 2 | 1998-06-17 | Removed From Ground | Diesel | 1000 | Bare Steel | Bare Steel | Not Marked
580044 | 3 | 1998-08-27 | Removed From Ground | Other | 275 | Bare Steel | Bare Steel | Not Marked
580044 | 5 | 1998-06-17 | Removed From Ground | Diesel | 275 | Bare Steel | Galvanized Steel | Not Marked
580044 | 6 | 1998-08-01 | Currently In Use | Diesel | 2500 | Fiberglass Double Walled | Copper | Suction: Valve At The Tank |  | 1998-08-01 |  | 1998-08-01
580045 | 4 | 1994-10-27 | Currently In Use | Gas | 12000 | Double Walled | Fiberglass Reinforced Plastic | Pressure |  | 1998-01-01 |  | 1998-01-01
580045 | 5 | 1994-10-27 | Currently In Use | Gas | 12000 | Double Walled | Fiberglass Reinforced Plastic | Pressure |  | 1998-01-01 |  | 1998-01-01
580045 | 6 | 1994-10-27 | Currently In Use | Diesel | 10000 | Double Walled | Fiberglass Reinforced Plastic | Pressure |  | 1998-01-01 |  | 1998-01-01
580045 | P | 1994-09-06 | Removed From Ground | Gas | 10000 | Fiberglass Double Walled | Single Wall Flex | Not Marked
580045 | R | 1994-09-06 | Removed From Ground | Gas | 10000 | Fiberglass Double Walled | Single Wall Flex | Not Marked
580045 | UL | 1994-09-06 | Removed From Ground | Gas | 10000 | Fiberglass Double Walled | Single Wall Flex | Not Marked
580046 | 1 | 1989-03-16 | Removed From Ground | Diesel | 20000 | Bare Steel | Galvanized Steel | Not Marked
580046 | 2 | 1989-03-16 | Removed From Ground | Diesel | 12000 | Bare Steel | Galvanized Steel | Not Marked
580046 | 3 | 1989-03-16 | Removed From Ground | Gas | 1000 | Bare Steel | Galvanized Steel | Not Marked
580046 | 4 | 1989-03-16 | Removed From Ground | Gas | 500 | Bare Steel | Galvanized Steel | Not Marked
580046 | 5 | 1989-03-15 | Currently In Use | Diesel | 12000 | STIP-3 | Single Wall Flex | Pressure |  | 1989-03-15 |  | 1989-03-15
580047 | 1 | 2001-05-14 | Removed From Ground | Gas | 1000 | Bare Steel | Galvanized Steel | Suction: Valve At The Tank
580047 | 2 | 2001-05-14 | Removed From Ground | Gas | 1000 | Bare Steel | Galvanized Steel | Suction: Valve At The Tank
580047 | 3 | 2001-05-14 | Removed From Ground | Gas | 1000 | Bare Steel | Galvanized Steel | Suction: Valve At The Tank
580048 | 1 | 1988-06-01 | Removed From Ground | Gas | 1000 | Bare Steel | Galvanized Steel | Not Marked
580048 | 2 | 1988-06-01 | Removed From Ground | Gas | 500 | Bare Steel | Galvanized Steel | Not Marked
580049 | 1 | 1989-09-01 | Removed From Ground | Other | 3000 | Bare Steel | Unknown | Not Marked
580050 | 1 | 1994-12-04 | Removed From Ground | Gas | 3000 | Bare Steel | Bare Steel | Pressure
580050 | 2 | 1994-12-04 | Removed From Ground | Gas | 3000 | Bare Steel | Bare Steel | Pressure
580050 | 3 | 1994-12-04 | Removed From Ground | Gas | 3000 | Bare Steel | Bare Steel | Pressure
580051 | 1 | 1961-05-07 | Currently In Use | Gas | 10000 | Composite | Impressed Current | Pressure |  | 1998-06-01 12:00 | Y | 1998-06-01 12:00
580051 | 2 | 1961-05-07 | Currently In Use | Gas | 8000 | Composite | Impressed Current | Pressure |  | 1998-06-01 12:00 | Y | 1998-06-01 12:00
580051 | 3 | 1961-05-07 | Currently In Use | Gas | 8000 | Composite | Impressed Current | Pressure |  | 1998-06-01 12:00 | Y | 1998-06-01 12:00
580051 | 4 | 1961-05-07 | Currently In Use | Diesel | 2000 | Composite | Impressed Current | Pressure |  | 1998-06-01 12:00 | Y | 1998-06-01 12:00
580052 | 1 | 1992-11-19 | Permanently Out Of Use | Gas | 4000 | Bare Steel | Galvanized Steel | Not Marked
580052 | 2 | 1992-11-19 | Permanently Out Of Use | Gas | 2000 | Bare Steel | Galvanized Steel | Not Marked
580052 | 3 | 1992-11-19 | Permanently Out Of Use | Gas | 4000 | Bare Steel | Galvanized Steel | Not Marked
580053 | 1 | 1978-05-03 | Currently In Use | Gas | 10000 | Steel-Impressed Current | Impressed Current | Not Marked |  | 1997-02-01 |  | 1997-02-01
580053 | 2 | 1978-05-03 | Currently In Use | Gas | 8000 | Steel-Impressed Current | Impressed Current | Not Marked |  | 1997-02-01 |  | 1997-02-01
580053 | 3 | 1978-05-03 | Currently In Use | Gas | 8000 | Steel-Impressed Current | Impressed Current | Not Marked |  | 1997-02-01 |  | 1997-02-01
580054 | 1 | 1983-04-30 | Currently In Use | Gas | 8000 | Steel-Impressed Current | Fiberglass Reinforced Plastic | Pressure |  | 1994-07-01 |  | 1994-07-01
580054 | 2 | 1983-04-30 | Currently In Use | Gas | 8000 | Steel-Impressed Current | Fiberglass Reinforced Plastic | Pressure |  | 1994-07-01 |  | 1994-07-01
580054 | 3 | 1983-04-30 | Currently In Use | Gas | 8000 | Steel-Impressed Current | Fiberglass Reinforced Plastic | Pressure |  | 1994-07-01 |  | 1994-07-01
580054 | 4 | 1983-04-30 | Currently In Use | Diesel | 8000 | Steel-Impressed Current | Fiberglass Reinforced Plastic | Pressure |  | 1994-07-01 |  | 1994-07-01
580054 | 5 | 1994-10-01 | Currently In Use | Kerosene | 4000 | Composite | Fiberglass Reinforced Plastic | Suction: No Valve At The Tank |  | 1994-07-01 |  | 1994-07-01
580056 | 1 | 1995-02-14 | Removed From Ground | Gas | 6000 | Bare Steel | Galvanized Steel | Not Marked
580056 | 2 | 1995-02-14 | Removed From Ground | Gas | 6000 | Bare Steel | Galvanized Steel | Not Marked
580056 | 3 | 1995-02-14 | Removed From Ground | Gas | 6000 | Bare Steel | Galvanized Steel | Not Marked
580056 | 4 | 1995-02-14 | Removed From Ground | Gas | 3000 | Bare Steel | Galvanized Steel | Not Marked
580056 | 5 | 1995-02-14 | Removed From Ground | Diesel | 4000 | Bare Steel | Galvanized Steel | Not Marked
580057 | 1 | 1989-07-03 | Removed From Ground | Gas | 1000 | Bare Steel | Galvanized Steel | Not Marked
580057 | 2 | 1989-07-03 | Removed From Ground | Gas | 1000 | Bare Steel | Galvanized Steel | Not Marked
580057 | 3 | 1989-07-03 | Removed From Ground | Gas | 1000 | Bare Steel | Galvanized Steel | Not Marked
580059 | 1 | 1988-08-01 | Removed From Ground | Diesel | 3000 | Bare Steel | Galvanized Steel | Not Marked
580060 | 1 | 1988-08-01 | Removed From Ground | Diesel | 3000 | Bare Steel | Galvanized Steel | Not Marked
580063 | 1 | 1994-01-01 | Removed From Ground | Diesel | 3000 | Bare Steel | Galvanized Steel | Not Marked
580063 | 401059 | 1993-12-31 | Currently In Use | Diesel | 10000 | Composite | Fiberglass Reinforced Plastic | Pressure |  | 1993-12-31 |  | 1993-12-31
580064 | 1 | 1992-11-25 | Removed From Ground | Diesel | 10000 | Bare Steel | Galvanized Steel | Not Marked
580064 | 2 | 1992-11-25 | Removed From Ground | Gas | 1000 | Bare Steel | Galvanized Steel | Not Marked
580064 | 3 | 1992-11-01 | Currently In Use | Diesel | 10000 | Fiberglass | Fiberglass Reinforced Plastic | Suction: No Valve At The Tank |  | 1992-11-01 |  | 1992-11-01
580064 | 4 | 1992-11-01 | Currently In Use | Gasohol | 2000 | Fiberglass | Fiberglass Reinforced Plastic | Suction: No Valve At The Tank |  | 1992-11-01 |  | 1992-11-01
580065 | 1 | 1974-09-01 | Closed In Ground | Gas | 2500 | Bare Steel | Galvanized Steel | Not Marked
580066 | 401 | 1992-08-01 | Removed From Ground | Gas | 10008 | Bare Steel | Galvanized Steel | Not Marked
580066 | 402 | 1992-08-01 | Removed From Ground | Gas | 10008 | Bare Steel | Galvanized Steel | Not Marked
580066 | 403 | 2003-04-10 | Currently In Use | Gas | 10000 | Composite | Fiberglass Reinforced Plastic | Pressure |  | 1998-07-01 |  | 1998-07-01
580066 | 404 | 2003-11-07 | Currently In Use | Gas | 10000 | Composite | Fiberglass Reinforced Plastic | Pressure |  | 1998-07-01 |  | 1998-07-01
580066 | 405 | 2003-11-07 | Currently In Use | Gas | 10000 | Composite | Fiberglass Reinforced Plastic | Pressure |  | 1998-07-01 |  | 1998-07-01
580067 | 1 | 1989-12-01 | Removed From Ground | Gas | 10152 | Bare Steel | Galvanized Steel | Not Marked
580067 | 2 | 1989-12-01 | Removed From Ground | Gas | 10152 | Bare Steel | Galvanized Steel | Not Marked
580067 | 3 | 1989-12-01 | Removed From Ground | Gas | 10152 | Bare Steel | Galvanized Steel | Not Marked
580067 | 601 | 1989-12-18 | Currently In Use | Gasohol | 10000 | Composite | Fiberglass Reinforced Plastic | Pressure |  | 1989-12-18 |  | 1989-12-18
580067 | 602 | 1989-12-18 | Currently In Use | Gasohol | 10000 | Composite | Fiberglass Reinforced Plastic | Pressure |  | 1989-12-18 |  | 1989-12-18
580067 | 603 | 1989-12-18 | Currently In Use | Diesel | 8000 | Composite | Fiberglass Reinforced Plastic | Pressure |  | 1989-12-18 |  | 1989-12-18
580068 | 1 | 1991-04-01 | Removed From Ground | Gas | 6110 | Bare Steel | Galvanized Steel | Not Marked
580068 | 2 | 1991-04-01 | Removed From Ground | Gas | 10027 | Bare Steel | Galvanized Steel | Not Marked
580068 | 3 | 1991-04-01 | Removed From Ground | Gas | 10027 | Bare Steel | Galvanized Steel | Not Marked
580070 | 1R | 1956-05-12 | Currently In Use | Gas | 4000 | Steel-Impressed Current | Impressed Current | Pressure |  | 1993-02-09 |  | 1993-02-09
580070 | 2B | 1956-05-12 | Currently In Use | Gas | 4000 | Steel-Impressed Current | Impressed Current | Suction: Valve At The Tank |  | 1993-02-09 |  | 1993-02-09
580070 | 3L | 1976-05-07 | Currently In Use | Gas | 12000 | Steel-Impressed Current | Impressed Current | Pressure |  | 1993-02-09 |  | 1993-02-09
580070 | 4G | 1956-05-12 | Currently In Use | Diesel | 4000 | Steel-Impressed Current | Impressed Current | Pressure |  | 1993-02-09 |  | 1993-02-09
580071 | 1 | 1991-08-14 | Removed From Ground | Gas | 4000 | Bare Steel | Galvanized Steel | Suction: No Valve At The Tank
580071 | 2 | 1991-08-14 | Removed From Ground | Gas | 4000 | Bare Steel | Galvanized Steel | Suction: No Valve At The Tank
580071 | 3 | 1991-08-14 | Removed From Ground | Gas | 4000 | Bare Steel | Galvanized Steel | Suction: No Valve At The Tank
580071 | 4 | 1991-08-14 | Removed From Ground | Gas | 8000 | Bare Steel | Galvanized Steel | Suction: No Valve At The Tank
580071 | 5 | 1991-08-14 | Removed From Ground | Diesel | 8000 | Bare Steel | Galvanized Steel | Suction: No Valve At The Tank
580071 | 6 | 1991-07-01 | Removed From Ground | Kerosene | 4000 | Cathodically Protected Steel | Galvanized Steel | Not Marked
580072 | 1 | 1992-10-20 | Removed From Ground | Diesel | 10000 | Bare Steel | Unknown | Not Marked
580072 | 2 | 1992-10-20 | Removed From Ground | Diesel | 560 | Bare Steel | Unknown | Not Marked
580072 | 3 | 1992-10-20 | Removed From Ground | Other | 6000 | Bare Steel | Unknown | Not Marked
580073 | 1 | 1991-10-01 | Removed From Ground | Gas | 2200 | Bare Steel | Unknown | Not Marked
580073 | 2 | 1991-10-01 | Removed From Ground | Gas | 1000 | Bare Steel | Unknown | Not Marked
580073 | 3 | 1991-10-01 | Removed From Ground | Gas | 2200 | Bare Steel | Unknown | Not Marked
580073 | 4 | 1991-10-01 | Removed From Ground | Diesel | 560 | Bare Steel | Unknown | Not Marked
580075 | 1 | 1990-10-24 | Removed From Ground | Gas | 3000 | Bare Steel | Galvanized Steel | Not Marked
580077 | 1 |  | Removed From Ground Date Unknown | Gas | 2000 | Bare Steel | Bare Steel | Not Marked
580078 | 1 | 2003-10-16 | Removed From Ground | Gas | 10000 | Steel-Impressed Current | Cathodically Protected | Suction: Valve At The Tank |  | 1999-01-11 |  | 1999-01-11
580078 | 2 | 2003-10-16 | Removed From Ground | Gas | 4010 | Steel-Impressed Current | Cathodically Protected | Suction: Valve At The Tank |  | 1999-01-11 |  | 1999-01-11
580078 | 3 | 2003-10-16 | Removed From Ground | Gas | 10152 | Steel-Impressed Current | Cathodically Protected | Suction: Valve At The Tank |  | 1999-01-11 |  | 1999-01-11
580078 | 4 | 2003-10-16 | Removed From Ground | Diesel | 1002 | Steel-Impressed Current | Cathodically Protected | Suction: Valve At The Tank |  | 1999-01-11 |  | 1999-01-11
580078 | 5 | 2003-10-16 | Removed From Ground | Kerosene | 2019 | Steel-Impressed Current | Cathodically Protected | Suction: Valve At The Tank |  | 1999-01-11 |  | 1999-01-11
580079 | 1 |  | Permanently Out Of Use | Gas | 2000 | Bare Steel | Bare Steel | Not Marked
580079 | 2 |  | Permanently Out Of Use | Gas | 2000 | Bare Steel | Bare Steel | Not Marked
580079 | 3 |  | Permanently Out Of Use | Gas | 3000 | Bare Steel | Bare Steel | Not Marked
580079 | 4 |  | Permanently Out Of Use | Diesel | 1000 | Bare Steel | Bare Steel | Not Marked
580083 | 1 | 2000-03-01 | Removed From Ground | Gas | 2000 | Bare Steel | Galvanized Steel | Not Marked
580083 | 2 | 2000-03-01 | Removed From Ground | Gas | 1000 | Bare Steel | Galvanized Steel | Not Marked
580083 | 3 | 2000-03-01 | Removed From Ground | Gas | 1000 | Bare Steel | Galvanized Steel | Not Marked
580085 | 1 | 1997-07-10 | Removed From Ground | Other | 10000 | Bare Steel | Copper | Suction: Valve At The Tank |  | 1973-01-01 |  | 1973-01-01
580085 | 2 | 1997-08-05 | Currently In Use | Diesel | 6000 | Fiberglass Double Walled | Copper | Suction: Valve At The Tank |  | 1997-08-05 |  | 1997-08-05
580089 | 1 | 1994-04-01 | Removed From Ground | Gas | 8000 | Bare Steel | Galvanized Steel | Not Marked
580089 | 2 |  | Removed From Ground Date Unknown | Kerosene | 500 | Bare Steel | Galvanized Steel | Not Marked
580091 | 1 | 1996-07-17 | Removed From Ground | Gas | 5000 | Bare Steel | Unknown | Not Marked
580091 | 2 | 1996-07-17 | Removed From Ground | Gas | 5000 | Bare Steel | Unknown | Not Marked
580091 | 3 | 1996-07-17 | Removed From Ground | Gas | 1 | Bare Steel | Unknown | Not Marked
580093 | 1 | 1988-01-01 | Removed From Ground | Gas | 2000 | Bare Steel | Galvanized Steel | Not Marked
580093 | 2 | 1988-01-01 | Removed From Ground | Gas | 2000 | Bare Steel | Galvanized Steel | Not Marked
580093 | 3 | 1988-01-01 | Removed From Ground | Gas | 2500 | Bare Steel | Galvanized Steel | Not Marked
580093 | 4 | 2006-08-01 | Currently In Use | Gas | 8000 | Composite | Fiberglass/Double Walled | Pressure | N | 2006-08-01 | N | 2006-08-01
580093 | 5 | 2006-08-01 | Currently In Use | Gas | 4000 | Composite | Fiberglass/Double Walled | Pressure | N | 2006-08-01 | N | 2006-08-01
580093 | 6 | 2006-08-01 | Currently In Use | Diesel | 8000 | Composite | Fiberglass/Double Walled | Pressure | N | 2006-08-01 | N | 2006-08-01
580093 | 7 | 2006-08-01 | Currently In Use | Diesel | 4000 | Composite | Fiberglass/Double Walled | Pressure | N | 2006-08-01 | N | 2006-08-01
580093 | DIESEL | 2005-12-19 | Removed From Ground | Diesel | 4000 | STIP-3 | Fiberglass Reinforced Plastic | Suction: Valve At The Tank |  | 1993-12-01 |  | 1993-12-01
580093 | K-1 | 2005-12-19 | Removed From Ground | Kerosene | 1000 | STIP-3 | Fiberglass Reinforced Plastic | Suction: Valve At The Tank |  | 1993-12-01 |  | 1993-12-01
580093 | PREMIUM | 2005-12-19 | Removed From Ground | Gas | 6000 | STIP-3 | Fiberglass Reinforced Plastic | Pressure |  | 1993-12-01 |  | 1993-12-01
580093 | UL | 2005-12-19 | Removed From Ground | Gas | 8000 | STIP-3 | Fiberglass Reinforced Plastic | Pressure |  | 1993-12-01 |  | 1993-12-01
580093 | ULP | 2005-12-19 | Removed From Ground | Gas | 8000 | STIP-3 | Fiberglass Reinforced Plastic | Pressure |  | 1993-12-01 |  | 1993-12-01
580094 | 3301 | 2003-04-24 | Currently In Use | Gas | 10000 | STIP-3 | Fiberglass Reinforced Plastic | Pressure |  | 1987-06-01 |  | 1996-04-01
580094 | 3302 | 2003-04-24 | Currently In Use | Gas | 10000 | STIP-3 | Fiberglass Reinforced Plastic | Pressure |  | 1987-06-01 |  | 1996-04-01
580094 | 3303 | 2003-04-24 | Currently In Use | Diesel | 8000 | STIP-3 | Fiberglass Reinforced Plastic | Pressure |  | 1987-06-01 |  | 1996-04-01
580095 | 3201 | 2003-05-21 | Currently In Use | Gas | 10000 | Fiberglass | Fiberglass Reinforced Plastic | Pressure |  | 1993-08-03 |  | 1993-08-03
580095 | 3202 | 2003-05-21 | Currently In Use | Gas | 10000 | Fiberglass | Fiberglass Reinforced Plastic | Pressure |  | 1993-08-03 |  | 1993-08-03
580095 | 3203 | 2003-05-21 | Currently In Use | Gas | 8000 | Fiberglass | Galvanized Steel | Pressure |  | 1993-08-03 |  | 1993-08-03
580095 | 3204 | 2005-11-18 | Currently In Use | Diesel | 2000 | Fiberglass | Fiberglass Reinforced Plastic | Pressure |  | 1993-08-03 |  | 1993-08-03
580096 | 1 | 1995-05-09 | Removed From Ground | Gas | 1020 | Bare Steel | Galvanized Steel | Not Marked
580096 | 2 | 1995-05-09 | Removed From Ground | Gas | 1020 | Bare Steel | Galvanized Steel | Not Marked
582000 | 1 | 1999-11-01 | Removed From Ground | Diesel | 10000 | Cathodically Protected Steel | Double Walled | Pressure |  | 1994-10-16 |  | 1994-10-16
582000 | 2 | 1999-11-01 | Removed From Ground | Gas | 10000 | Cathodically Protected Steel | Double Walled | Pressure |  | 1994-10-16 |  | 1994-10-16
582000 | 3 | 1999-11-01 | Removed From Ground | Gas | 8200 | Cathodically Protected Steel | Double Walled | Pressure |  | 1994-10-16 |  | 1994-10-16
582000 | 4 | 1999-11-01 | Removed From Ground | Gas | 8200 | Cathodically Protected Steel | Double Walled | Pressure |  | 1994-10-16 |  | 1994-10-16
582000 | 5 | 1999-11-03 | Removed From Ground | Kerosene | 5200 | Cathodically Protected Steel | Double Walled | Pressure |  | 1994-10-16 |  | 1994-10-16
582000 | 6 | 2003-06-25 | Removed From Ground | Gas | 10000 | Double Walled | Double Walled | Pressure |  | 2000-09-25 |  | 2000-09-25
582000 | 7 | 2003-06-25 | Removed From Ground | Gas | 10000 | Double Walled | Double Walled | Pressure |  | 2000-09-25 |  | 2000-09-25
582000 | 8 | 2003-06-25 | Removed From Ground | Gas | 10000 | Double Walled | Double Walled | Pressure |  | 2000-09-25 |  | 2000-09-25
582000 | 9 | 2003-06-25 | Removed From Ground | Gas | 10000 | Double Walled | Double Walled | Pressure |  | 2000-09-25 |  | 2000-09-25
590001 | 1 | 2009-07-01 | Removed From Ground | Diesel | 20000 | Steel-Impressed Current | Cathodically Protected | Pressure |  | 1999-02-02 |  | 1999-02-02
590001 | 2 |  | Removed From Ground Date Unknown | Gas | 550 | Bare Steel | Galvanized Steel | Not Marked
590001 | 3 |  | Removed From Ground Date Unknown | Used Oil | 550 | Bare Steel | Galvanized Steel | Not Marked | Y |  | Y
590001 | 4 |  | Removed From Ground Date Unknown | Other | 1000 | Bare Steel | Galvanized Steel | Suction: Valve At The Tank
590001 | 5 |  | Removed From Ground Date Unknown | Empty | 12000 | Bare Steel | Galvanized Steel | Not Marked
590001 | 6 | 2009-07-01 | Removed From Ground | Other | 3000 | Bare Steel | Galvanized Steel | Suction: Valve At The Tank
590002 | 1 | 1993-05-01 | Removed From Ground | Diesel | 1000 | Bare Steel | Galvanized Steel | Suction: Valve At The Tank
590002 | 2 | 1998-10-05 | Currently In Use | Diesel | 530 | Composite | Copper | Suction: No Valve At The Tank |  | 1998-10-05 |  | 1998-10-05
590003 | 1 | 1995-03-01 | Removed From Ground | Diesel | 1000 | Cathodically Protected Steel | Galvanized Steel | Not Marked
590003 | 2 | 1995-04-03 | Removed From Ground | Diesel | 825 | Cathodically Protected Steel | Galvanized Steel | Not Marked
590005 | 1 | 2001-09-27 | Removed From Ground | Empty | 3000 | Bare Steel | Galvanized Steel | Suction: No Valve At The Tank
590005 | 2 | 2001-09-27 | Removed From Ground | Empty | 3000 | Bare Steel | Galvanized Steel | Suction: No Valve At The Tank
590005 | 3 | 2001-09-27 | Removed From Ground | Empty | 3000 | Bare Steel | Galvanized Steel | Suction: No Valve At The Tank
590007 | 1 | 2000-08-01 | Removed From Ground | Diesel |  | Bare Steel | Galvanized Steel | Not Marked
590007 | 2 | 2000-08-01 | Removed From Ground | Gas |  | Bare Steel | Galvanized Steel | Not Marked
590007 | 3 | 2000-08-01 | Removed From Ground | Gas |  | Bare Steel | Galvanized Steel | Not Marked
590008 | 1 | 1998-03-27 | Removed From Ground | Diesel | 10000 | Cathodically Protected Steel | Galvanized Steel | Pressure
590008 | 2 | 1998-03-27 | Removed From Ground | Gas | 6000 | Cathodically Protected Steel | Galvanized Steel | Pressure
590008 | 3 | 1998-03-30 | Currently In Use | Diesel | 10000 | Composite | Fiberglass Reinforced Plastic | Suction: No Valve At The Tank |  | 1998-03-30 |  | 1998-03-30
590008 | 4 | 1998-03-30 | Currently In Use | Gas | 2000 | Composite | Fiberglass Reinforced Plastic | Suction: No Valve At The Tank |  | 1998-03-30 |  | 1998-03-30
590008 | 5 | 1990-08-01 | Removed From Ground | Diesel | 1000 | Bare Steel | Bare Steel | Not Marked
590008 | 6 | 1990-08-01 | Removed From Ground | Gas | 10000 | Bare Steel | Bare Steel | Not Marked
590009 | 1 | 1986-06-13 | Removed From Ground | Gas | 4000 | Bare Steel | Galvanized Steel | Not Marked
590009 | 2 | 1986-06-13 | Removed From Ground | Gas | 4000 | Bare Steel | Galvanized Steel | Not Marked
590009 | 3 | 1986-06-10 | Removed From Ground | Gas | 6000 | Bare Steel | Galvanized Steel | Not Marked
590009 | 4 | 1979-06-01 | Removed From Ground | Diesel | 2000 | Bare Steel | Galvanized Steel | Not Marked
590009 | 5 | 2017-03-28 | Temporarily Out Of Use | Diesel | 6000 | STIP-3 | Cathodically Protected | Pressure |  | 1994-08-01 |  | 1994-08-01
590009 | 6 | 2017-03-28 | Temporarily Out Of Use | Gas | 6000 | STIP-3 | Cathodically Protected | Pressure |  | 1994-08-01 |  | 1994-08-01
590009 | 7 | 2017-03-28 | Temporarily Out Of Use | Gas | 10000 | Composite | Fiberglass Reinforced Plastic | Pressure |  | 1994-08-01 |  | 1994-08-01
590010 | 1 | 1988-11-17 | Removed From Ground | Diesel | 1000 | Bare Steel | Galvanized Steel | Not Marked
590011 | 1 | 2000-11-15 | Removed From Ground | Gas | 550 | Bare Steel | Unknown | Suction: Valve At The Tank
590011 | 2 | 2000-11-15 | Removed From Ground | Gas | 250 | Bare Steel | Unknown | Suction: Valve At The Tank
590011 | 3 | 2000-11-15 | Removed From Ground | Gas | 250 | Bare Steel | Unknown | Suction: Valve At The Tank
590011 | 4 | 2000-10-24 | Currently In Use | Gas | 2500 | Double Walled | Fiberglass Reinforced Plastic | Suction: No Valve At The Tank |  | 2000-10-24 |  | 2000-10-24
590012 | 1 | 1986-01-01 | Removed From Ground | Diesel | 1900 | Bare Steel | Galvanized Steel | Not Marked
590012 | 2 | 1986-01-01 | Removed From Ground | Diesel | 1900 | Bare Steel | Galvanized Steel | Not Marked
590012 | 3 | 1986-01-01 | Removed From Ground | Diesel | 1900 | Bare Steel | Galvanized Steel | Not Marked
590013 | 1 | 1998-12-01 | Removed From Ground | Diesel | 560 | Bare Steel | Galvanized Steel | Suction: Valve At The Tank
590013 | 2 | 1998-12-01 | Removed From Ground | Gas | 560 | Bare Steel | Galvanized Steel | Suction: Valve At The Tank
590013 | 3 | 1998-12-01 | Removed From Ground | Gas | 280 | Bare Steel | Galvanized Steel | Suction: Valve At The Tank
590013 | 4 | 2002-01-01 | Currently In Use | Gas | 2500 | Fiberglass Double Walled | Fiberglass Reinforced Plastic | Suction: No Valve At The Tank | N | 2002-01-01 | N | 2002-01-01
590013 | 5 | 2002-01-01 | Currently In Use | Diesel | 2500 | Fiberglass Double Walled | Fiberglass Reinforced Plastic | Suction: No Valve At The Tank | N | 2002-01-01 | N | 2002-01-01
590016 | 1 | 1998-11-01 | Removed From Ground | Gas | 2000 | Bare Steel | Galvanized Steel | Suction: Valve At The Tank |  | 1998-11-19 |  | 1998-11-19
590016 | 2 | 1998-11-19 | Currently In Use | Gas | 2000 | Composite | Fiberglass Reinforced Plastic | Suction: No Valve At The Tank |  | 1998-11-19 |  | 1998-11-19
590018 | 1 | 1992-10-27 | Removed From Ground | Gas | 10000 | Bare Steel | Galvanized Steel | Pressure
590018 | 2 | 1992-10-27 | Removed From Ground | Gas | 10000 | Bare Steel | Galvanized Steel | Pressure
590018 | 3 | 1992-10-27 | Removed From Ground | Gas | 10000 | Bare Steel | Galvanized Steel | Pressure
590019 | 1 | 1993-06-24 | Removed From Ground | Gas | 3000 | Bare Steel | Galvanized Steel | Not Marked
590019 | 2 | 1993-06-24 | Removed From Ground | Gas | 550 | Bare Steel | Galvanized Steel | Not Marked
590019 | 3 | 1993-06-24 | Removed From Ground | Kerosene | 550 | Bare Steel | Galvanized Steel | Not Marked
590019 | 4 | 1993-06-24 | Removed From Ground | Gas | 1000 | Bare Steel | Galvanized Steel | Not Marked
590020 | 1 | 1995-09-22 | Removed From Ground | Gas | 2000 | Bare Steel | Galvanized Steel | Not Marked
590020 | 2 | 1995-09-22 | Removed From Ground | Gas | 2000 | Bare Steel | Galvanized Steel | Not Marked
590020 | 3 | 1995-09-22 | Removed From Ground | Gas | 2000 | Bare Steel | Galvanized Steel | Not Marked
590021 | 1 | 1991-05-01 | Removed From Ground | Gas | 3000 | Bare Steel | Galvanized Steel | Not Marked
590021 | 2 | 1991-05-01 | Removed From Ground | Gas | 3000 | Bare Steel | Galvanized Steel | Not Marked
590021 | 3 | 1991-05-01 | Removed From Ground | Gas | 3000 | Bare Steel | Bare Steel | Suction: No Valve At The Tank
590022 | 1 | 2011-01-05 | Removed From Ground | Gas | 10000 | Steel-Impressed Current | Cathodically Protected | Pressure |  | 1998-09-01 |  | 1998-08-01
590022 | 2 | 2011-01-05 | Removed From Ground | Gas | 10000 | Steel-Impressed Current | Cathodically Protected | Pressure |  | 1998-09-01 |  | 1998-08-01
590022 | 3 | 1976-04-23 | Currently In Use | Diesel | 6000 | Steel-Impressed Current | Cathodically Protected | Pressure |  | 1998-09-01 |  | 1998-08-01
590022 | 4 | 2011-01-06 | Currently In Use | Gas | 12000 | Composite Double Walled | Fiberglass/Double Walled | Pressure | N | 2011-01-06 | N | 2011-01-06
590022 | 5 | 2011-01-06 | Currently In Use | Gas | 3000 | Composite Double Walled | Fiberglass/Double Walled | Pressure | N | 2011-01-06 | N | 2011-01-06
590024 | 1 | 1999-11-10 | Removed From Ground | Diesel | 6000 | Steel-Impressed Current | Cathodically Protected | Pressure |  | 1998-12-01 |  | 1998-12-01
590024 | 10 | 2000-07-27 | Currently In Use | Diesel | 6000 | Composite | Fiberglass/Sec Containment | Pressure | N | 2000-08-16 | N | 2000-08-22
590024 | 11 | 2000-07-27 | Currently In Use | Diesel | 12000 | Composite | Fiberglass/Sec Containment | Pressure | N | 2000-08-16 | N | 2000-08-22
590024 | 12 | 2000-07-27 | Currently In Use | Gas | 12000 | Composite | Fiberglass/Sec Containment | Pressure | N | 2000-08-16 | N | 2000-08-22
590024 | 13 | 2000-07-27 | Currently In Use | Gas | 10000 | Composite | Fiberglass/Sec Containment | Pressure | N | 2000-08-16 | N | 2000-08-22
590024 | 2 | 1999-11-10 | Removed From Ground | Diesel | 10000 | Steel-Impressed Current | Cathodically Protected | Pressure |  | 1998-12-01 |  | 1998-12-01
590024 | 3 | 1999-11-10 | Removed From Ground | Diesel | 10000 | Steel-Impressed Current | Cathodically Protected | Pressure |  | 1998-12-01 |  | 1998-12-01
590024 | 4 | 1999-11-10 | Removed From Ground | Gas | 6000 | Steel-Impressed Current | Cathodically Protected | Pressure |  | 1998-12-01 |  | 1998-12-01
590024 | 5 | 1999-11-10 | Removed From Ground | Gas | 6000 | Steel-Impressed Current | Cathodically Protected | Pressure |  | 1998-12-01 |  | 1998-12-01
590024 | 6 | 1999-11-10 | Removed From Ground | Gas | 6000 | Steel-Impressed Current | Cathodically Protected | Pressure |  | 1998-12-01 |  | 1998-12-01
590024 | 7 | 1999-11-10 | Removed From Ground | Gas | 3000 | Steel-Impressed Current | Cathodically Protected | Pressure |  | 1998-12-01 |  | 1998-12-01
590024 | 8 | 1999-11-10 | Removed From Ground | Used Oil | 500 | Bare Steel | Galvanized Steel | Suction: Valve At The Tank | Y |  | Y
590024 | 9 | 2000-07-27 | Currently In Use | Diesel | 10000 | Composite | Fiberglass/Sec Containment | Pressure | N | 2000-08-16 | N | 2000-08-22
590025 | 1 | 1987-01-01 | Removed From Ground | Gas | 3000 | Bare Steel | Galvanized Steel | Not Marked
590025 | 2 | 1987-01-01 | Removed From Ground | Gas | 4000 | Bare Steel | Galvanized Steel | Not Marked
590025 | 3 | 1987-01-01 | Removed From Ground | Gas | 4000 | Bare Steel | Galvanized Steel | Not Marked
590025 | 4 | 1987-01-01 | Removed From Ground | Gas | 5000 | Bare Steel | Galvanized Steel | Not Marked
590025 | 5 | 1987-01-01 | Removed From Ground | Used Oil | 550 | Bare Steel | Galvanized Steel | Not Marked | Y |  | Y
590026 | 1 | 1991-10-01 | Removed From Ground | Diesel | 560 | Bare Steel | Galvanized Steel | Not Marked
590026 | 2 | 1991-10-09 | Removed From Ground | Gas | 2000 | Bare Steel | Galvanized Steel | Not Marked
590027 | 1 | 1986-01-01 | Removed From Ground | Gas | 1990 | Fiberglass | Unknown | Not Marked
590027 | 2 | 1986-01-01 | Removed From Ground | Gas | 8240 | Fiberglass | Unknown | Not Marked
590027 | 3 | 1986-01-01 | Removed From Ground | Used Oil | 560 | Bare Steel | Bare Steel | Not Marked | Y |  | Y
590027 | 4 | 1986-01-01 | Removed From Ground | Gas | 8240 | Fiberglass | Unknown | Not Marked
590028 | 10107-1 | 1990-03-01 | Removed From Ground | Gas | 1000 | Bare Steel | Galvanized Steel | Not Marked
590028 | 10107-2 | 1990-03-01 | Removed From Ground | Diesel | 1000 | Bare Steel | Galvanized Steel | Not Marked
590028 | 10107-3 | 1990-03-01 | Removed From Ground | Gas | 1000 | Bare Steel | Galvanized Steel | Not Marked
590028 | 107D1 | 1997-11-19 | Removed From Ground | Diesel | 3000 | Cathodically Protected Steel | Galvanized Steel | Not Marked
590028 | 107G1 | 1997-11-19 | Removed From Ground | Gas | 3000 | Cathodically Protected Steel | Galvanized Steel | Not Marked
590028 | 3 | 1997-10-07 | Currently In Use | Gas | 2500 | Fiberglass Double Walled | Fiberglass Reinforced Plastic | Suction: No Valve At The Tank |  | 1997-10-08 |  | 1997-10-08
590028 | 4 | 1997-10-07 | Currently In Use | Diesel | 2500 | Fiberglass Double Walled | Fiberglass Reinforced Plastic | Suction: No Valve At The Tank |  | 1997-10-08 |  | 1997-10-08
590029 | 10108-1 | 1987-04-01 | Removed From Ground | Gas | 1000 | Bare Steel | Galvanized Steel | Not Marked
590029 | 10108-2 | 1987-04-01 | Removed From Ground | Gas | 1000 | Bare Steel | Galvanized Steel | Not Marked
590030 | 1 | 1986-07-01 | Removed From Ground | Gas | 6000 | Bare Steel | Galvanized Steel | Not Marked
590030 | 2 | 1986-07-01 | Removed From Ground | Gas | 6000 | Bare Steel | Galvanized Steel | Not Marked
590030 | 3 | 1986-07-01 | Removed From Ground | Gas | 4000 | Bare Steel | Galvanized Steel | Not Marked
590030 | 4 | 1986-07-01 | Removed From Ground | Used Oil | 500 | Bare Steel | Galvanized Steel | Not Marked | Y |  | Y
590030 | 5 | 1986-07-01 | Removed From Ground | Kerosene | 500 | Bare Steel | Galvanized Steel | Not Marked
590031 | 1 | 1996-06-15 | Removed From Ground | Gas | 3000 | Bare Steel | Galvanized Steel | Not Marked
590031 | 2 | 1996-06-15 | Removed From Ground | Gas | 3000 | Bare Steel | Galvanized Steel | Not Marked
590031 | 3 | 1996-06-15 | Removed From Ground | Gas | 3000 | Bare Steel | Galvanized Steel | Not Marked
590031 | 4 | 1996-06-15 | Removed From Ground | Used Oil | 500 | Bare Steel | Galvanized Steel | Pressure | Y |  | Y
590032 | 1 |  | Removed From Ground Date Unknown | Gas | 4000 | Bare Steel | Galvanized Steel | Not Marked
590032 | 2 |  | Removed From Ground Date Unknown | Gas | 6000 | Bare Steel | Galvanized Steel | Not Marked
590032 | 3 |  | Removed From Ground Date Unknown | Gas | 6000 | Bare Steel | Galvanized Steel | Not Marked
590032 | 4 |  | Removed From Ground Date Unknown | Used Oil | 500 | Bare Steel | Galvanized Steel | Not Marked | Y |  | Y
590032 | 5 | 2005-04-05 | Removed From Ground | Gas | 12000 | Fiberglass | Fiberglass Reinforced Plastic | Not Marked |  | 1992-01-01 |  | 1992-01-01
590032 | 6 | 2005-04-05 | Removed From Ground | Gas | 12000 | Fiberglass | Fiberglass Reinforced Plastic | Not Marked |  | 1992-01-01 |  | 1992-01-01
590032 | 7 | 2005-04-05 | Removed From Ground | Gas | 12000 | Fiberglass | Fiberglass Reinforced Plastic | Not Marked |  | 1992-01-01 |  | 1992-01-01
590032 | 8 | 1992-10-13 | Removed From Ground | Used Oil | 1000 | Fiberglass | Fiberglass Reinforced Plastic | Suction: Valve At The Tank | Y |  | Y
590032 | F946841 |  | Removed From Ground Date Unknown | Heating Oil | 550 | Bare Steel | Bare Steel | Not Marked
590033 | 1 |  | Currently In Use | Gas | 6000 | Bare Steel | Galvanized Steel | Not Marked
590033 | 2 |  | Currently In Use | Gas | 6000 | Bare Steel | Galvanized Steel | Not Marked
590034 | 1 |  | Removed From Ground Date Unknown | Gas | 2000 | Bare Steel | Galvanized Steel | Not Marked
590034 | 2 |  | Removed From Ground Date Unknown | Gas | 2000 | Bare Steel | Galvanized Steel | Not Marked
590035 | 1 | 1999-12-06 | Removed From Ground | Gas | 2000 | Bare Steel | Galvanized Steel | Not Marked
590035 | 2 | 1999-12-06 | Removed From Ground | Gas | 2000 | Bare Steel | Galvanized Steel | Not Marked
590036 | 1 | 1990-01-01 | Removed From Ground | Used Oil | 20000 | Bare Steel | Galvanized Steel | Not Marked | Y |  | Y
590036 | 2 | 1990-01-01 | Removed From Ground | Other | 20000 | Bare Steel | Galvanized Steel | Not Marked
590037 | 1 | 1985-04-01 | Removed From Ground | Gas | 1000 | Bare Steel | Unknown | Not Marked
590037 | 2 | 1985-04-01 | Removed From Ground | Gas | 1000 | Bare Steel | Unknown | Not Marked
590043 | 1 | 1999-03-26 | Removed From Ground | Gas | 1000 | Bare Steel | Galvanized Steel | Not Marked
590043 | 2 | 1999-03-26 | Removed From Ground | Gas | 1000 | Bare Steel | Galvanized Steel | Not Marked
590043 | 3 | 1999-03-26 | Removed From Ground | Gas | 1000 | Bare Steel | Galvanized Steel | Not Marked
590044 | 1 | 2002-09-05 | Removed From Ground | Gas | 560 | Bare Steel | Galvanized Steel | Not Marked
590044 | 2 | 2002-09-05 | Removed From Ground | Gas | 560 | Concrete | Galvanized Steel | Not Marked
590045 | 1 | 1989-01-01 | Removed From Ground | Gas |  | Bare Steel | Galvanized Steel | Not Marked
590045 | 2 | 1989-01-01 | Removed From Ground | Gas |  | Bare Steel | Galvanized Steel | Not Marked
590048 | 1 | 1992-09-01 | Removed From Ground | Gas | 1000 | Bare Steel | Galvanized Steel | Suction: Valve At The Tank
590048 | 2 | 1992-09-01 | Removed From Ground | Gas | 1000 | Bare Steel | Galvanized Steel | Suction: Valve At The Tank
590048 | 3 | 1992-09-01 | Removed From Ground | Diesel | 1000 | Bare Steel | Galvanized Steel | Suction: Valve At The Tank
590049 | 1 | 1994-07-01 | Closed In Ground | Empty | 1000 | Bare Steel | Galvanized Steel | Not Marked
590050 | 1 | 1993-01-17 | Removed From Ground | Gas | 1000 | Bare Steel | Galvanized Steel | Not Marked
590050 | 2 | 1993-01-17 | Removed From Ground | Gas | 1000 | Bare Steel | Galvanized Steel | Not Marked
590051 | 1 | 1988-01-04 | Closed In Ground | Gas | 500 | Bare Steel | Galvanized Steel | Not Marked
590052 | 1 | 1988-12-01 | Removed From Ground | Gas | 1000 | Bare Steel | Galvanized Steel | Not Marked
590053 | 1 | 1986-12-01 | Removed From Ground | Gas | 500 | Bare Steel | Galvanized Steel | Not Marked
590053 | 2 | 1986-12-01 | Removed From Ground | Gas | 1000 | Bare Steel | Galvanized Steel | Not Marked
590054 | 1 |  | Currently In Use | Gas | 500 | Bare Steel | Galvanized Steel | Not Marked
590054 | 2 |  | Currently In Use | Gas | 500 | Bare Steel | Galvanized Steel | Not Marked
590054 | 3 |  | Currently In Use | Gas | 500 | Bare Steel | Galvanized Steel | Not Marked
590055 | 1 | 1995-05-17 | Removed From Ground | Diesel | 1000 | Bare Steel | Galvanized Steel | Not Marked
590055 | 2 | 1995-05-17 | Removed From Ground | Gas | 2000 | Bare Steel | Galvanized Steel | Not Marked
590055 | 3 | 1995-05-17 | Removed From Ground | Gas | 2000 | Bare Steel | Galvanized Steel | Not Marked
590056 | 1 |  | Removed From Ground Date Unknown | Gas | 1000 | Bare Steel | Galvanized Steel | Not Marked
590056 | 2 |  | Removed From Ground Date Unknown | Gas | 1000 | Bare Steel | Galvanized Steel | Not Marked
590057 | 1 | 1994-04-01 | Removed From Ground | Gas | 1000 | Bare Steel | Galvanized Steel | Not Marked
590057 | 2 | 1994-04-01 | Removed From Ground | Gas | 1000 | Bare Steel | Galvanized Steel | Not Marked
590057 | 3 | 1994-04-01 | Removed From Ground | Gas | 2000 | Bare Steel | Galvanized Steel | Not Marked
590059 | 1 | 1988-12-16 | Removed From Ground | Gas | 1000 | Bare Steel | Galvanized Steel | Not Marked
590059 | 2 | 1988-12-01 | Removed From Ground | Gas | 1000 | Bare Steel | Galvanized Steel | Not Marked
590061 | 1 | 1999-06-04 | Removed From Ground | Diesel | 1000 | Bare Steel | Galvanized Steel | Suction: Valve At The Tank
590061 | 2 | 1999-06-04 | Removed From Ground | Gas | 1000 | Bare Steel | Galvanized Steel | Suction: Valve At The Tank
590061 | 3 | 1999-06-04 | Removed From Ground | Gas | 1000 | Bare Steel | Galvanized Steel | Suction: Valve At The Tank
590061 | 4 | 1994-01-01 | Closed In Ground | Gas | 1000 | Bare Steel | Galvanized Steel | Not Marked
590062 | 1 |  | Removed From Ground Date Unknown | Gas | 500 | Bare Steel | Galvanized Steel | Suction: Valve At The Tank
590062 | 2 |  | Removed From Ground Date Unknown | Gas | 500 | Bare Steel | Galvanized Steel | Suction: Valve At The Tank
590062 | 3 |  | Removed From Ground Date Unknown | Gas | 1000 | Bare Steel | Galvanized Steel | Suction: Valve At The Tank
590062 | 4 |  | Removed From Ground Date Unknown | Diesel | 1000 | Bare Steel | Galvanized Steel | Suction: Valve At The Tank
590063 | 1 | 1993-10-01 | Removed From Ground | Gas | 1000 | Bare Steel | Galvanized Steel | Not Marked
590063 | 2 | 1993-10-01 | Removed From Ground | Gas | 1000 | Bare Steel | Galvanized Steel | Not Marked
590063 | 3 | 1993-10-01 | Removed From Ground | Gas | 2000 | Bare Steel | Galvanized Steel | Not Marked
590064 | 1 | 1999-09-15 | Removed From Ground | Diesel | 1000 | Bare Steel | Galvanized Steel | Suction: Valve At The Tank
590064 | 2 | 1999-09-15 | Removed From Ground | Gas | 3000 | Bare Steel | Galvanized Steel | Suction: Valve At The Tank
590064 | 3 | 1999-09-15 | Removed From Ground | Gas | 6000 | Bare Steel | Galvanized Steel | Suction: Valve At The Tank
590064 | 4 | 1999-09-15 | Removed From Ground | Gas | 8000 | Bare Steel | Galvanized Steel | Suction: Valve At The Tank
590066 | 1 | 1988-03-16 | Removed From Ground | Gas | 1000 | Bare Steel | Galvanized Steel | Not Marked
590066 | 2 | 1988-03-16 | Removed From Ground | Gas | 1000 | Bare Steel | Galvanized Steel | Not Marked
590069 | 1 | 1995-12-01 | Removed From Ground | Gas | 1000 | Bare Steel | Galvanized Steel | Suction: Valve At The Tank
590069 | 2 | 1995-12-01 | Removed From Ground | Gas | 5000 | Bare Steel | Galvanized Steel | Suction: Valve At The Tank
590069 | 3 | 1995-12-01 | Removed From Ground | Gas | 1000 | Bare Steel | Galvanized Steel | Suction: Valve At The Tank
590070 | 1 | 1994-01-01 | Removed From Ground | Gas | 10000 | Cathodically Protected Steel | Galvanized Steel | Not Marked
590070 | 1A | 2003-05-30 | Currently In Use | Gas | 10000 | Composite | Fiberglass Reinforced Plastic | Pressure |  | 1994-11-09 |  | 1994-11-09
590070 | 2 | 1994-01-01 | Removed From Ground | Gas | 10000 | Cathodically Protected Steel | Galvanized Steel | Not Marked
590070 | 2A | 2003-05-30 | Currently In Use | Gas | 10000 | Composite | Fiberglass Reinforced Plastic | Pressure |  | 1994-11-09 |  | 1994-11-09
590070 | 3 | 1994-01-01 | Removed From Ground | Gas | 10000 | Cathodically Protected Steel | Galvanized Steel | Not Marked
590070 | 3A | 2003-05-30 | Currently In Use | Gas | 10000 | Composite | Fiberglass Reinforced Plastic | Pressure |  | 1994-11-09 |  | 1994-11-09
590070 | 4 | 1994-01-01 | Removed From Ground | Diesel | 20000 | Cathodically Protected Steel | Galvanized Steel | Not Marked
590070 | 4A | 2003-05-30 | Currently In Use | Diesel | 20000 | Composite | Fiberglass Reinforced Plastic | Pressure |  | 1994-07-18 |  | 1994-07-18
590070 | 5 | 1994-01-01 | Removed From Ground | Kerosene | 7500 | Cathodically Protected Steel | Galvanized Steel | Not Marked
590070 | 5A | 2003-05-30 | Currently In Use | Diesel | 20000 | Composite | Fiberglass Reinforced Plastic | Pressure |  | 1994-07-18 |  | 1994-07-18
590070 | 6 | 2003-05-30 | Currently In Use | Diesel | 4000 | Composite | Fiberglass Reinforced Plastic | Pressure |  | 1994-07-18 |  | 1994-07-18
590070 | 7A | 2003-05-30 | Currently In Use | Diesel | 4000 | Composite | Fiberglass Reinforced Plastic | Pressure |  | 1994-11-09 |  | 1994-11-09
590070 | 7B | 2003-05-30 | Currently In Use | Kerosene | 4000 | Composite | Fiberglass Reinforced Plastic | Pressure |  | 1994-11-09 |  | 1994-11-09
590071 | 1 | 1994-02-01 | Removed From Ground | Gas | 5000 | Bare Steel | Galvanized Steel | Not Marked
590071 | 2 | 1994-02-01 | Removed From Ground | Gas | 5000 | Bare Steel | Galvanized Steel | Not Marked
590071 | 3 | 1994-02-01 | Removed From Ground | Gas | 5000 | Bare Steel | Galvanized Steel | Not Marked
590071 | 4 | 1994-02-01 | Removed From Ground | Diesel | 1000 | Bare Steel | Galvanized Steel | Not Marked
590071 | 5 | 1994-02-01 | Removed From Ground | Used Oil | 500 | Not Marked/Unknown | Not Marked | Not Marked | Y |  | Y
590071 | 6 | 2013-07-15 | Temporarily Out Of Use | Gas | 8000 | Steel-Impressed Current | Fiberglass Reinforced Plastic | Pressure |  | 1994-06-14 |  | 1994-06-14
590071 | 7A | 2013-07-15 | Temporarily Out Of Use | Diesel | 5000 | Steel-Impressed Current | Fiberglass Reinforced Plastic | Pressure |  | 1994-06-14 |  | 1994-06-14
590071 | 7B | 2013-07-15 | Temporarily Out Of Use | Gas | 5000 | Steel-Impressed Current | Fiberglass Reinforced Plastic | Pressure |  | 1994-06-14 |  | 1994-06-14
590072 | 1 | 1970-01-01 | Removed From Ground | Gas |  | Bare Steel | Galvanized Steel | Not Marked
590072 | 2 | 1970-01-01 | Removed From Ground | Gas |  | Bare Steel | Galvanized Steel | Not Marked
590072 | 3 | 1970-01-01 | Removed From Ground | Gas |  | Bare Steel | Galvanized Steel | Not Marked
590073 | 1 |  | Removed From Ground Date Unknown | Gas | 1000 | Bare Steel | Galvanized Steel | Not Marked
590073 | 2 |  | Removed From Ground Date Unknown | Gas | 1000 | Bare Steel | Galvanized Steel | Not Marked
590074 | 1 | 1991-10-08 | Removed From Ground | Gas | 1000 | Bare Steel | Galvanized Steel | Not Marked
590074 | 2 | 1991-10-08 | Removed From Ground | Diesel | 2000 | Bare Steel | Galvanized Steel | Not Marked
590075 | 1 |  | Removed From Ground Date Unknown | Gas | 1000 | Bare Steel | Galvanized Steel | Not Marked
590075 | 2 |  | Removed From Ground Date Unknown | Gas | 1000 | Bare Steel | Galvanized Steel | Not Marked
590076 | 1 | 1980-05-08 | Currently In Use | Diesel | 6000 | Steel-Impressed Current | Galvanized Steel | Suction: Valve At The Tank |  | 1998-08-12 |  | 1998-08-12
590076 | 2 | 1980-05-08 | Currently In Use | Gas | 8000 | Steel-Impressed Current | Galvanized Steel | Suction: Valve At The Tank |  | 1998-08-12 |  | 1998-08-12
590076 | 3 | 1980-05-08 | Currently In Use | Gas | 8000 | Steel-Impressed Current | Galvanized Steel | Suction: Valve At The Tank |  | 1998-08-12 |  | 1998-08-12
590077 | 1 | 1988-01-01 | Removed From Ground | Gas | 1000 | Bare Steel | Galvanized Steel | Not Marked
590077 | 2 | 1988-01-01 | Removed From Ground | Gas | 1000 | Bare Steel | Galvanized Steel | Not Marked
590080 | 1 | 1991-02-23 | Removed From Ground | Gas | 2000 | Bare Steel | Galvanized Steel | Not Marked
590081 | 1 | 2004-08-17 | Removed From Ground | Gas | 6000 | Steel-Impressed Current | Cathodically Protected | Pressure |  | 1998-08-01 |  | 1998-08-01
590081 | 2 | 2004-08-17 | Removed From Ground | Gas | 6000 | Steel-Impressed Current | Cathodically Protected | Pressure |  | 1998-08-01 |  | 1998-08-01
590081 | 3 | 2004-08-17 | Removed From Ground | Gas | 6000 | Steel-Impressed Current | Cathodically Protected | Pressure |  | 1998-08-01 |  | 1998-08-01
590081 | 4 | 2004-08-17 | Removed From Ground | Gas | 10000 | Steel-Impressed Current | Cathodically Protected | Pressure |  | 1998-08-01 |  | 1998-08-01
590081 | 5 | 2004-08-17 | Removed From Ground | Diesel | 3000 | Steel-Impressed Current | Cathodically Protected | Pressure |  | 1998-08-01 |  | 1998-08-01
590081 | 6 | 2004-08-17 | Removed From Ground | Kerosene | 1000 | Steel-Impressed Current | Cathodically Protected | Pressure |  | 1998-08-01 |  | 1998-08-01
590084 | 1 | 1978-05-01 | Currently In Use | Gas | 8000 | Steel-Impressed Current | Fiberglass Reinforced Plastic | Pressure |  | 1993-11-19 |  | 1993-11-19
590084 | 2 | 1978-05-01 | Currently In Use | Gas | 8000 | Steel-Impressed Current | Fiberglass Reinforced Plastic | Pressure |  | 1993-11-19 |  | 1993-11-19
590085 | 1 | 1986-05-01 | Closed In Ground | Diesel |  | Bare Steel | Bare Steel | Not Marked
590085 | 2 | 1986-05-01 | Closed In Ground | Diesel |  | Bare Steel | Bare Steel | Not Marked
590085 | 3 | 1986-05-01 | Closed In Ground | Gas |  | Bare Steel | Bare Steel | Not Marked
590086 | 1 | 1995-11-04 | Removed From Ground | Gas | 8000 | Bare Steel | Galvanized Steel | Suction: No Valve At The Tank
590086 | 2 | 1995-11-04 | Removed From Ground | Gas | 4000 | Bare Steel | Galvanized Steel | Suction: No Valve At The Tank
590086 | 3 | 1995-11-04 | Removed From Ground | Gas | 4000 | Bare Steel | Galvanized Steel | Suction: No Valve At The Tank
590086 | 4 | 1995-11-13 | Currently In Use | Gas | 9816 | Fiberglass | Fiberglass Reinforced Plastic | Pressure |  | 1995-11-13 |  | 1995-11-13
590086 | 5 | 1995-11-13 | Currently In Use | Gas | 9816 | Fiberglass | Fiberglass Reinforced Plastic | Pressure |  | 1995-11-13 |  | 1995-11-13
590086 | 6 | 1995-11-13 | Currently In Use | Gas | 9816 | Fiberglass | Fiberglass Reinforced Plastic | Pressure |  | 1995-11-13 |  | 1995-11-13
590087 | 1 | 1995-10-10 | Removed From Ground | Gas | 8000 | Bare Steel | Galvanized Steel | Not Marked
590087 | 2 | 1995-10-10 | Removed From Ground | Gas | 4000 | Bare Steel | Galvanized Steel | Not Marked
590087 | 3 | 1995-10-10 | Removed From Ground | Gas | 4000 | Bare Steel | Galvanized Steel | Not Marked
590088 | 1 | 2002-08-06 | Removed From Ground | Gas | 8000 | Steel-Impressed Current | Cathodically Protected | Pressure |  | 1994-04-01 |  | 1994-04-01
590088 | 2 | 2002-08-06 | Removed From Ground | Diesel | 8000 | Steel-Impressed Current | Cathodically Protected | Pressure |  | 1994-04-01 |  | 1994-04-01
590088 | 3 | 2002-08-06 | Removed From Ground | Gas | 8000 | Steel-Impressed Current | Cathodically Protected | Pressure |  | 1994-04-01 |  | 1994-04-01
590088 | 4 | 2002-08-06 | Removed From Ground | Gas | 8000 | Steel-Impressed Current | Cathodically Protected | Pressure |  | 1994-04-01 |  | 1994-04-01
590089 | 1 | 2007-07-16 | Removed From Ground | Gas | 6000 | Steel-Impressed Current | Cathodically Protected | Suction: Valve At The Tank |  | 1994-05-01 |  | 1994-05-01
590089 | 2 | 2007-07-16 | Removed From Ground | Gas | 10000 | Steel-Impressed Current | Cathodically Protected | Suction: Valve At The Tank |  | 1994-05-01 |  | 1994-05-01
590089 | 3 | 2007-07-16 | Removed From Ground | Diesel | 10000 | Steel-Impressed Current | Cathodically Protected | Suction: Valve At The Tank |  | 1994-05-01 |  | 1994-05-01
590089 | 4 | 2007-07-16 | Removed From Ground | Gas | 10000 | Steel-Impressed Current | Cathodically Protected | Suction: Valve At The Tank |  | 1994-05-01 |  | 1994-05-01
590089 | 5 | 2007-08-02 | Currently In Use | Gas | 12000 | Composite Double Walled | Double Walled Flex | Pressure | N | 2007-08-15 | N | 2007-08-10
590089 | 6 | 2007-08-02 | Currently In Use | Gas | 6000 | Composite Double Walled | Double Walled Flex | Pressure | N | 2007-08-15 | N | 2007-08-10
590089 | 7 | 2007-08-02 | Currently In Use | Diesel | 6000 | Composite Double Walled | Double Walled Flex | Pressure | N | 2007-08-15 | N | 2007-08-10
590092 | 1 | 1987-12-22 | Removed From Ground | Gas | 1000 | Bare Steel | Galvanized Steel | Not Marked
590094 | 1 | 1986-08-01 | Currently In Use | Diesel | 2000 | Steel-Galvanic | Fiberglass Reinforced Plastic | Pressure |  | 1986-08-01 |  | 1986-08-01
590094 | 2 | 1986-08-01 | Currently In Use | Gas | 8000 | Steel-Galvanic | Fiberglass Reinforced Plastic | Pressure |  | 1986-08-01 |  | 1986-08-01
590094 | 3 | 1986-08-01 | Currently In Use | Gas | 6000 | Steel-Galvanic | Fiberglass Reinforced Plastic | Pressure |  | 1986-08-01 |  | 1986-08-01
590094 | 4 | 1986-08-01 | Currently In Use | Gas | 8000 | Steel-Galvanic | Fiberglass Reinforced Plastic | Pressure |  | 1986-08-01 |  | 1986-08-01
590096 | 1 | 1996-07-16 | Removed From Ground | Gas | 1000 | Bare Steel | Galvanized Steel | Not Marked
590096 | 2 | 1996-07-16 | Removed From Ground | Gas | 1000 | Bare Steel | Galvanized Steel | Not Marked
590096 | 3 | 1996-07-16 | Removed From Ground | Gas | 560 | Bare Steel | Galvanized Steel | Not Marked
590096 | 4 | 1996-07-16 | Removed From Ground | Diesel | 270 | Bare Steel | Galvanized Steel | Not Marked
590097 | 1 | 1996-12-16 | Removed From Ground | Gas | 8000 | Concrete | Galvanized Steel | Not Marked
590097 | 2 | 1996-12-16 | Removed From Ground | Gas | 6000 | Concrete | Galvanized Steel | Not Marked
590097 | 3 | 1996-12-16 | Removed From Ground | Diesel | 560 | Concrete | Galvanized Steel | Not Marked
590098 | 1 | 1987-01-01 | Removed From Ground | Gas | 1000 | Bare Steel | Galvanized Steel | Not Marked
600002 | 1 | 1988-06-01 | Removed From Ground | Heating Oil | 7500 | Bare Steel | Galvanized Steel | Not Marked
600004 | 1 | 1998-06-15 | Removed From Ground | Diesel | 12000 | Bare Steel | Galvanized Steel | Suction: Valve At The Tank
600004 | 2 | 1998-06-15 | Removed From Ground | Empty | 5100 | Bare Steel | Galvanized Steel | Suction: Valve At The Tank
600004 | 3 | 2012-09-05 | Removed From Ground | Used Oil | 1 | Bare Steel | Galvanized Steel | Gravity Fed | Y |  | Y
600006 | 1 |  | Removed From Ground Date Unknown | Diesel | 10000 | Bare Steel | Unknown | Not Marked
600006 | 2 |  | Removed From Ground Date Unknown | Gas | 4000 | Bare Steel | Unknown | Not Marked
600006 | 3 | 1993-08-06 | Removed From Ground | Diesel | 6000 | Not Marked/Unknown | Not Marked | Not Marked
600008 | 1 | 1999-03-22 | Removed From Ground | Diesel | 20000 | Bare Steel | Galvanized Steel | Not Marked
600008 | 11 | 1999-03-22 | Removed From Ground | Used Oil | 500 | Bare Steel | Galvanized Steel | Not Marked | Y |  | Y
600008 | 2 | 1999-03-22 | Removed From Ground | Diesel | 20000 | Bare Steel | Galvanized Steel | Not Marked
600008 | 3 | 1999-03-22 | Removed From Ground | Diesel | 20000 | Bare Steel | Galvanized Steel | Not Marked
600008 | 4 | 1999-03-22 | Removed From Ground | Diesel | 20000 | Bare Steel | Galvanized Steel | Not Marked
600008 | 5 | 1999-03-22 | Removed From Ground | Used Oil | 1000 | Bare Steel | Galvanized Steel | Not Marked | Y |  | Y
600008 | 6 | 1999-03-22 | Removed From Ground | Other | 8000 | Bare Steel | Galvanized Steel | Not Marked
600008 | 9 |  | Removed From Ground Date Unknown | Gas | 10000 | Bare Steel | Galvanized Steel | Not Marked
600009 | 1 | 1998-10-19 | Removed From Ground | Empty | 5000 | Fiberglass | Fiberglass Reinforced Plastic | Pressure
600009 | 2 | 1998-10-19 | Removed From Ground | Diesel | 12000 | Fiberglass | Fiberglass Reinforced Plastic | Pressure
600009 | 3 | 1998-10-19 | Removed From Ground | Empty | 12000 | Fiberglass | Fiberglass Reinforced Plastic | Pressure
600009 | 4 | 1998-10-19 | Removed From Ground | Empty | 12000 | Fiberglass | Fiberglass Reinforced Plastic | Pressure
600009 | 5 |  | Removed From Ground Date Unknown | Diesel | 25000 | Bare Steel | Galvanized Steel | Not Marked
600009 | 6 |  | Removed From Ground Date Unknown | Other | 25000 | Bare Steel | Galvanized Steel | Not Marked
600009 | 7 |  | Currently In Use | Used Oil | 1000 | Not Marked/Unknown | Not Marked | Not Marked | Y |  | Y
600010 | 1 | 1991-07-01 | Removed From Ground | Empty | 275 | Bare Steel | Galvanized Steel | Not Marked | Y |  | Y
600011 | 1 |  | Removed From Ground Date Unknown | Gas | 10000 | Bare Steel | Galvanized Steel | Not Marked
600011 | 2 |  | Removed From Ground Date Unknown | Diesel | 6000 | Bare Steel | Galvanized Steel | Not Marked
600015 | 1 | 2005-02-07 | Removed From Ground | Diesel | 8000 | Bare Steel | Galvanized Steel | Suction: Valve At The Tank
600015 | 2 | 2005-02-07 | Removed From Ground | Used Oil | 8000 | Bare Steel | Galvanized Steel | Gravity Fed | Y |  | Y
600015 | 3 | 2010-10-01 | Removed From Ground | Diesel | 6000 | Unknown | Unknown |  | N |  | N
600016 | 1 | 1999-04-03 | Removed From Ground | Diesel | 550 | Bare Steel | Galvanized Steel | Not Marked
600016 | 2 | 1999-04-03 | Removed From Ground | Diesel | 550 | Bare Steel | Galvanized Steel | Not Marked
600018 | 300-17 |  | Removed From Ground Date Unknown | Other | 5000 | Bare Steel | Bare Steel | Not Marked
600018 | 300-31 |  | Removed From Ground Date Unknown | Hazardous Substance | 3000 | Bare Steel | Bare Steel | Not Marked
600018 | 310-9 |  | Removed From Ground Date Unknown | Hazardous Substance | 5000 | Bare Steel | Bare Steel | Not Marked
600018 | 320-109 |  | Removed From Ground Date Unknown | Hazardous Substance | 5000 | Bare Steel | Bare Steel | Not Marked
600018 | 330-25 |  | Removed From Ground Date Unknown | Hazardous Substance | 1500 | Bare Steel | Bare Steel | Not Marked
600018 | 330-59 |  | Removed From Ground Date Unknown | Hazardous Substance | 5000 | Bare Steel | Bare Steel | Not Marked
600018 | 330-6 |  | Removed From Ground Date Unknown | Hazardous Substance | 3000 | Bare Steel | Bare Steel | Not Marked
600020 | 1 | 1996-05-14 | Removed From Ground | Gas | 2000 | Bare Steel | Galvanized Steel | Suction: Valve At The Tank
600021 | 1 | 1991-01-01 | Removed From Ground | Gas | 8000 | Bare Steel | Unknown | Not Marked
600021 | 2 | 1991-01-01 | Removed From Ground | Gas | 2000 | Bare Steel | Unknown | Not Marked
600021 | 3 | 1991-01-01 | Removed From Ground | Gas | 2000 | Bare Steel | Unknown | Not Marked
600021 | 4 | 1993-12-01 | Removed From Ground | Gas | 10000 | Double Walled | Fiberglass Reinforced Plastic | Suction: No Valve At The Tank
600021 | 5 |  | Removed From Ground Date Unknown | Other | 1000 | Not Marked/Unknown | Unknown | Not Marked
600022 | 1 | 2010-03-30 | Removed From Ground | Gas | 12000 | Fiberglass | Fiberglass Reinforced Plastic | Pressure |  | 1993-08-01 |  | 1993-08-01
600022 | 2 | 2010-03-30 | Removed From Ground | Gas | 12000 | Fiberglass | Fiberglass Reinforced Plastic | Pressure |  | 1993-08-01 |  | 1993-08-01
600022 | 3 | 2010-03-31 | Removed From Ground | Gas | 12000 | Fiberglass | Fiberglass Reinforced Plastic | Pressure |  | 1993-08-01 |  | 1993-08-01
600022 | 4 | 2010-03-31 | Removed From Ground | Gas | 12000 | Fiberglass | Fiberglass Reinforced Plastic | Pressure |  | 1993-08-01 |  | 1993-08-01
600022 | 5 | 2010-04-01 | Removed From Ground | Diesel | 12000 | Fiberglass | Fiberglass Reinforced Plastic | Pressure |  | 1993-08-01 |  | 1993-08-01
600022 | 6 | 2000-12-04 | Closed In Ground | Other | 2000 | Fiberglass | Fiberglass Reinforced Plastic | Suction: Valve At The Tank |  | 1993-08-01 |  | 1993-08-01
600022 | 7 | 2010-03-29 | Removed From Ground | Gas | 12000 | Fiberglass | Fiberglass Reinforced Plastic | Pressure | N | 1981-05-21 | N | 1981-05-21
600023 | 1 | 1990-11-01 | Removed From Ground | Gas | 10000 | Bare Steel | Bare Steel | Not Marked
600023 | 10 | 2014-07-11 | Currently In Use | Gas | 10000 | Fiberglass Double Walled | Fiberglass Reinforced Plastic | Pressure |  | 2000-06-01 |  | 2000-06-01
600023 | 11 | 2014-07-11 | Currently In Use | Gas | 10000 | Fiberglass Double Walled | Fiberglass Reinforced Plastic | Pressure |  | 2000-06-01 |  | 2000-06-01
600023 | 2 | 1990-11-01 | Removed From Ground | Gas | 10000 | Bare Steel | Bare Steel | Suction: Valve At The Tank
600023 | 3 | 1990-11-01 | Removed From Ground | Diesel | 10000 | Bare Steel | Bare Steel | Gravity Fed
600023 | 4 | 1990-11-01 | Removed From Ground | Other | 2000 | Bare Steel | Bare Steel | Not Marked
600023 | 5 | 1990-11-01 | Removed From Ground | Used Oil | 2000 | Bare Steel | Bare Steel | Not Marked | Y |  | Y
600023 | 6 | 1990-11-01 | Removed From Ground | Used Oil | 1000 | Bare Steel | Bare Steel | Not Marked | Y |  | Y
600023 | 7 |  | Removed From Ground Date Unknown | Gas | 10000 | Double Walled | Fiberglass Reinforced Plastic | Pressure |  | 1991-01-01 |  | 1991-01-01
600023 | 8 |  | Removed From Ground Date Unknown | Other | 2500 | Double Walled | Fiberglass Reinforced Plastic | Suction: Valve At The Tank |  | 1991-01-01 |  | 1991-01-01
600023 | 9 |  | Removed From Ground Date Unknown | Used Oil | 1000 | Double Walled | Fiberglass Reinforced Plastic | Not Marked | Y |  | Y
600025 | 1 | 2003-12-11 | Removed From Ground | Diesel | 20000 | Cathodically Protected Steel | Fiberglass Reinforced Plastic | Pressure |  | 1991-01-09 |  | 1991-01-09
600025 | 2 | 2003-12-12 | Removed From Ground | Diesel | 20000 | Cathodically Protected Steel | Double Walled | Pressure |  | 1991-01-09 |  | 1991-01-09
600025 | 3 | 2003-12-11 | Removed From Ground | Diesel | 12000 | Cathodically Protected Steel | Fiberglass/Double Walled | Suction: No Valve At The Tank |  | 1991-01-09 |  | 1991-01-09
600025 | 4 | 2003-12-26 | Removed From Ground | Diesel | 20000 | Cathodically Protected Steel | Double Walled | Pressure |  | 1991-01-09 |  | 1991-01-09
600025 | 5 | 2003-10-01 | Removed From Ground | Gas | 12000 | Cathodically Protected Steel | Fiberglass Reinforced Plastic | Pressure |  | 1991-01-09 |  | 1991-01-09
600025 | 6 | 2015-01-15 | Closed In Ground | Other | 12000 | Cathodically Protected Steel | Fiberglass Reinforced Plastic | Gravity Fed |  | 1991-01-09 |  | 1991-01-09
600025 | 7 | 1990-11-15 | Removed From Ground | Diesel | 550 | Bare Steel | Galvanized Steel | Gravity Fed | Y |  | Y
600025 | 8 | 2004-02-24 | Removed From Ground | Used Oil | 550 | Tank Jacket | Fiberglass Reinforced Plastic | Gravity Fed | Y |  | Y | 1991-01-09
600029 | 1 | 1990-04-01 | Removed From Ground | Gas | 1000 | Bare Steel | Galvanized Steel | Not Marked
600031 | 1 | 1988-12-01 | Removed From Ground | Hazardous Substance | 1250 | Bare Steel | Galvanized Steel | Not Marked
600033 | 1 |  | Currently In Use | Diesel | 2500 | Marked Unknown | Galvanized Steel | Not Marked
600033 | 2 |  | Currently In Use | Diesel | 2500 | Marked Unknown | Galvanized Steel | Not Marked
600034 | 1 | 1994-09-15 | Closed In Ground | Gas | 10000 | Bare Steel | Bare Steel | Pressure
600036 | 1 | 1997-12-30 | Removed From Ground | Diesel | 2000 | Bare Steel | Galvanized Steel | Not Marked
600036 | 2 | 1997-12-30 | Removed From Ground | Gas | 500 | Bare Steel | Galvanized Steel | Not Marked
600038 | 1 | 1995-11-01 | Removed From Ground | Gas | 10000 | Bare Steel | Galvanized Steel | Not Marked
600038 | 2 | 1995-11-01 | Removed From Ground | Other | 500 | Not Marked/Unknown | Not Marked | Not Marked
600038 | 3 | 1995-11-01 | Removed From Ground | Other | 500 | Not Marked/Unknown | Not Marked | Not Marked
600038 | 4 | 1995-11-01 | Removed From Ground | Other | 500 | Not Marked/Unknown | Not Marked | Not Marked
600038 | 5 | 1995-11-01 | Removed From Ground | Other | 500 | Not Marked/Unknown | Not Marked | Not Marked
600040 | 1 | 1988-01-01 | Removed From Ground | Gas | 500 | Marked Unknown | Unknown | Not Marked
600041 | 1 | 2016-12-22 | Temporarily Out Of Use | Diesel | 10000 | Steel-Impressed Current | Cathodically Protected | Suction: Valve At The Tank |  | 1998-05-26 |  | 1998-05-26
600041 | 2 | 2016-12-16 | Temporarily Out Of Use | Diesel | 10000 | Steel-Impressed Current | Cathodically Protected | Suction: Valve At The Tank |  | 1998-05-26 |  | 1998-05-26
600042 | 1 | 1991-10-01 | Removed From Ground | Gas | 10000 | Bare Steel | Galvanized Steel | Suction: Valve At The Tank
600044 | 1 | 1991-08-01 | Removed From Ground | Diesel | 9410 | Fiberglass | Unknown | Not Marked
600044 | 2 | 1991-08-01 | Removed From Ground | Gas | 2000 | Fiberglass | Unknown | Not Marked
600044 | 3 | 1991-08-01 | Removed From Ground | Other | 600 | Marked Unknown | Galvanized Steel | Not Marked
600044 | 4 | 1991-08-19 | Removed From Ground | Diesel | 10000 | Fiberglass | Bare Steel | Pressure
600044 | 5 | 1991-08-19 | Removed From Ground | Gas | 2000 | Fiberglass | Bare Steel | Pressure
600044 | 6 | 1991-08-19 | Removed From Ground | Used Oil | 250 | Bare Steel | Bare Steel | Gravity Fed | Y |  | Y
600045 | 1 | 1995-06-17 | Removed From Ground | Gas | 6000 | Bare Steel | Galvanized Steel | Not Marked
600045 | 2 | 1995-06-17 | Removed From Ground | Gas | 4000 | Bare Steel | Galvanized Steel | Not Marked
600046 | 1 | 1998-05-12 | Currently In Use | Gas | 10000 | Steel-Impressed Current | Fiberglass Reinforced Plastic | Pressure |  | 1991-12-12 |  | 1991-12-12
600046 | 2 | 1968-05-12 | Currently In Use | Gas | 10000 | Steel-Impressed Current | Fiberglass Reinforced Plastic | Pressure |  | 1991-12-12 |  | 1991-12-12
600046 | 3 | 1968-05-12 | Currently In Use | Diesel | 10000 | Steel-Impressed Current | Fiberglass Reinforced Plastic | Pressure |  | 1991-12-12 |  | 1991-12-12
600046 | 4 | 2012-07-26 | Removed From Ground | Not Marked | 2000 | Unknown | Unknown |  | N |  | N
600046 | 4 |  | Currently In Use | Not Marked | 2000 | Unknown | Unknown |  | N |  | N
600047 | 1 | 1999-02-01 | Removed From Ground | Gas | 2000 | Bare Steel | Galvanized Steel | Suction: Valve At The Tank
600048 | 1 | 1998-12-09 | Removed From Ground | Hazardous Substance | 6000 | Bare Steel | Bare Steel | Gravity Fed
600048 | 2 | 1998-12-09 | Removed From Ground | Hazardous Substance | 1500 | Bare Steel | Bare Steel | Gravity Fed
600048 | 3 | 1998-12-09 | Removed From Ground | Hazardous Substance | 1500 | Bare Steel | Bare Steel | Gravity Fed
600048 | 4 | 2006-12-01 | Removed From Ground | Other | 500 | Bare Steel | Bare Steel |  | N |  | N
600048 | 5 | 2006-12-01 | Removed From Ground | Other | 1500 | Bare Steel | Bare Steel |  | N |  | N
600048 | 6 | 2006-12-01 | Removed From Ground | Other | 3000 | Bare Steel | Bare Steel |  | N |  | N
600048 | 7 | 2006-12-01 | Removed From Ground | Other | 5000 | Bare Steel | Bare Steel |  | N |  | N
600049 | 1 | 1999-07-22 | Removed From Ground | Gas | 100 | Bare Steel | Bare Steel | Not Marked
600051 | 1 | 1990-05-15 | Removed From Ground | Diesel | 3000 | Bare Steel | Galvanized Steel | Not Marked
600051 | 2 | 1990-05-15 | Removed From Ground | Other | 8000 | Bare Steel | Galvanized Steel | Not Marked
600053 | 1 | 1993-02-15 | Removed From Ground | Gas | 250 | Bare Steel | Unknown | Not Marked
600054 | 1 | 1992-07-01 | Removed From Ground | Used Oil | 560 | Bare Steel | Bare Steel | Not Marked | Y |  | Y
600056 | 1 | 1987-05-25 | Removed From Ground | Empty | 10000 | Bare Steel | Galvanized Steel | Not Marked
600058 | 070-04-01 | 1994-01-26 | Removed From Ground | Gas | 10000 | Bare Steel | Galvanized Steel | Not Marked
600058 | 070-04-02 | 1994-01-27 | Removed From Ground | Gas | 10000 | Bare Steel | Galvanized Steel | Not Marked
600059 | 1 | 1990-08-21 | Removed From Ground | Diesel | 2000 | Bare Steel | Unknown | Not Marked
600059 | 2 | 1990-08-21 | Removed From Ground | Diesel | 3000 | Bare Steel | Unknown | Not Marked
600060 | 1 | 2001-02-27 | Removed From Ground | Diesel | 10000 | Bare Steel | Galvanized Steel | Not Marked
600060 | 2 |  | Removed From Ground Date Unknown | Diesel | 8000 | Bare Steel | Galvanized Steel | Not Marked
600062 | 1 | 1993-10-15 | Removed From Ground | Diesel | 110 | Bare Steel | Bare Steel | Not Marked
600063 | 1 | 1992-11-19 | Removed From Ground | Diesel | 6000 | Bare Steel | Copper | Suction: Valve At The Tank
600064 | 1 | 1990-03-01 | Removed From Ground | Gas | 1000 | Bare Steel | Bare Steel | Not Marked
600064 | 2 | 1990-03-01 | Removed From Ground | Empty | 550 | Bare Steel | Bare Steel | Not Marked
600066 | 1 | 1989-12-21 | Removed From Ground | Diesel | 1000 | Bare Steel | Unknown | Not Marked
600067 | 1 | 2003-11-04 | Removed From Ground | Empty | 30000 | Cathodically Protected Steel | Fiberglass Reinforced Plastic | Suction: Valve At The Tank |  | 1997-09-04 12:00 |  | 1997-09-04 12:00
600067 | 2 | 1998-01-01 | Removed From Ground | Empty | 30000 | Cathodically Protected Steel | Fiberglass Reinforced Plastic | Suction: Valve At The Tank
600067 | 3 | 1998-01-01 | Removed From Ground | Empty | 30000 | Cathodically Protected Steel | Fiberglass Reinforced Plastic | Suction: Valve At The Tank
600067 | 4 | 1994-06-01 | Removed From Ground | Diesel | 7500 | Cathodically Protected Steel | Unknown | Not Marked
600067 | 5 | 1998-08-15 | Currently In Use | Diesel | 25000 | Cathodically Protected Steel | Fiberglass Reinforced Plastic | Pressure |  | 1998-08-15 |  | 1998-08-15
600067 | 6 | 1998-08-15 | Currently In Use | Diesel | 25000 | Cathodically Protected Steel | Fiberglass Reinforced Plastic | Pressure |  | 1998-08-15 |  | 1998-08-15
600067 | 7 | 1998-08-15 | Currently In Use | Diesel | 25000 | Cathodically Protected Steel | Fiberglass Reinforced Plastic | Pressure |  | 1998-08-15 |  | 1998-08-15
600068 | 034 | 1996-02-01 | Removed From Ground | Diesel | 5000 | Bare Steel | Bare Steel | Suction: No Valve At The Tank
600068 | 034A | 1996-02-01 | Removed From Ground | Used Oil | 1000 | Marked Unknown | Unknown | Not Marked | Y |  | Y
600068 | 35 | 2002-05-20 | Removed From Ground | Diesel | 20000 | Epoxy | Cathodically Protected | Suction: No Valve At The Tank |  | 1998-12-17 |  | 1998-12-17
600068 | 35 |  | Currently In Use | Diesel | 20000 | Epoxy | Cathodically Protected | Suction: No Valve At The Tank |  | 1998-12-17 |  | 1998-12-17
600069 | 1 | 1997-06-01 | Removed From Ground | Diesel | 12000 | Bare Steel | Galvanized Steel | Not Marked
600069 | 2 | 1997-06-01 | Removed From Ground | Other | 10000 | Bare Steel | Galvanized Steel | Not Marked
600069 | 3 | 1997-06-01 | Removed From Ground | Used Oil | 2000 | Bare Steel | Galvanized Steel | Not Marked | Y |  | Y
600070 | 1 |  | Removed From Ground Date Unknown | Gas | 1000 | Bare Steel | Galvanized Steel | Not Marked
600070 | 2 | 1992-03-24 | Removed From Ground | Gas | 500 | Bare Steel | Copper | Not Marked
600070 | 3 |  | Removed From Ground Date Unknown | Gas | 12000 | Bare Steel | Galvanized Steel | Not Marked
600070 | 4 |  | Removed From Ground Date Unknown | Gas | 12000 | Bare Steel | Galvanized Steel | Not Marked
600072 | 1 | 1979-01-01 | Currently In Use | Diesel | 8000 | Steel-Impressed Current | Cathodically Protected | Suction: No Valve At The Tank |  | 1996-12-19 |  | 1996-12-19
600072 | 2 | 1993-01-01 | Removed From Ground | Empty | 5000 | Bare Steel | Galvanized Steel | Not Marked
600073 | 1 |  | Removed From Ground Date Unknown | Empty | 500 | Bare Steel | Galvanized Steel | Not Marked
600073 | 2 | 1996-02-01 | Removed From Ground | Diesel | 4000 | Bare Steel | Galvanized Steel | Not Marked
600073 | 3 |  | Removed From Ground Date Unknown | Diesel | 4000 | Bare Steel | Galvanized Steel | Not Marked
600073 | 4 | 1996-02-01 | Removed From Ground | Empty | 6000 | Bare Steel | Galvanized Steel | Not Marked
600074 | 1 |  | Removed From Ground Date Unknown | Diesel | 8000 | Bare Steel | Unknown | Not Marked
600074 | 2 |  | Removed From Ground Date Unknown | Diesel | 8000 | Bare Steel | Unknown | Not Marked
600074 | 3 | 1999-05-13 | Removed From Ground | Used Oil | 8000 | Bare Steel | Unknown | Not Marked | Y |  | Y
600074 | 4 | 1999-05-13 | Removed From Ground | Used Oil | 2000 | Bare Steel | Unknown | Not Marked | Y |  | Y
600074 | 5 |  | Removed From Ground Date Unknown | Used Oil | 500 | Bare Steel | Unknown | Not Marked | Y |  | Y
600074 | 6 | 1999-05-13 | Removed From Ground | Diesel | 15000 | Marked Unknown | Unknown | Not Marked
600074 | 7 | 1999-05-13 | Removed From Ground | Diesel | 15000 | Marked Unknown | Unknown | Not Marked
600074 | 8 | 1999-05-13 | Removed From Ground | Gas | 12000 | Marked Unknown | Unknown | Not Marked
600075 | 1 | 1991-03-21 | Removed From Ground | Other | 1000 | Bare Steel | Galvanized Steel | Not Marked
600075 | 2 | 1991-03-21 | Removed From Ground | Other | 1000 | Bare Steel | Galvanized Steel | Not Marked
600076 | D-1 | 1994-08-09 | Removed From Ground | Diesel | 8000 | Bare Steel | Bare Steel | Not Marked
600076 | D-2 | 1994-08-09 | Removed From Ground | Diesel | 12000 | Bare Steel | Bare Steel | Not Marked
600076 | G-1 | 1994-08-09 | Removed From Ground | Gas | 8000 | Bare Steel | Bare Steel | Not Marked
600079 | 1 | 1995-04-17 | Removed From Ground | Gas | 5000 | Bare Steel | Galvanized Steel | Not Marked
600079 | 2 | 1995-04-17 | Removed From Ground | Gas | 5000 | Bare Steel | Galvanized Steel | Not Marked
600079 | 3 | 1995-04-17 | Removed From Ground | Gas | 550 | Bare Steel | Galvanized Steel | Not Marked
600079 | 4 | 1995-04-17 | Removed From Ground | Gas | 3000 | Bare Steel | Galvanized Steel | Not Marked
600079 | 5 | 1995-04-17 | Removed From Ground | Gas | 10000 | Not Marked/Unknown | Unknown | Not Marked
600081 | 1 | 1997-08-06 | Removed From Ground | Diesel | 10000 | Marked Unknown | Galvanized Steel | Not Marked
600081 | 2 | 1997-08-06 | Removed From Ground | Diesel | 10000 | Marked Unknown | Galvanized Steel | Not Marked
600081 | 3 | 1997-08-06 | Removed From Ground | Diesel | 10000 | Marked Unknown | Galvanized Steel | Not Marked
600081 | 4 | 1997-08-06 | Removed From Ground | Gas | 5000 | Marked Unknown | Galvanized Steel | Not Marked
600083 | 1 | 1999-11-12 | Removed From Ground | Used Oil | 550 | Bare Steel | Galvanized Steel | Not Marked | Y |  | Y
600083 | 2 |  | Permanently Out Of Use | Empty | 10000 | Bare Steel | Galvanized Steel | Not Marked
600083 | 3 |  | Permanently Out Of Use | Empty | 10000 | Bare Steel | Galvanized Steel | Not Marked
600087 | 1 | 1990-03-08 | Removed From Ground | Diesel | 2000 | Bare Steel | Galvanized Steel | Not Marked
600087 | 2 | 1990-03-08 | Removed From Ground | Diesel | 2000 | Bare Steel | Galvanized Steel | Not Marked
600088 | 1 | 1999-02-01 | Removed From Ground | Diesel | 10000 | Bare Steel | Bare Steel | Pressure
600088 | 2 | 1998-09-01 | Removed From Ground | Used Oil | 1000 | Bare Steel | Bare Steel | Gravity Fed | Y |  | Y
600089 | 1 |  | Removed From Ground Date Unknown | Gas | 3000 | Bare Steel | Galvanized Steel | Suction: Valve At The Tank
600089 | 2 |  | Removed From Ground Date Unknown | Gas | 3000 | Bare Steel | Galvanized Steel | Suction: Valve At The Tank
600089 | 3 |  | Removed From Ground Date Unknown | Gas | 1000 | Bare Steel | Galvanized Steel | Not Marked
600089 | 4 |  | Removed From Ground Date Unknown | Diesel | 1000 | Bare Steel | Galvanized Steel | Suction: Valve At The Tank
600092 | 1 | 1992-01-01 | Removed From Ground | Used Oil | 500 | Marked Unknown | Unknown | Not Marked | Y |  | Y
600092 | 1 |  | Currently In Use | Used Oil | 500 | Marked Unknown | Unknown | Not Marked | Y |  | Y
600092 | 2 |  | Currently In Use | Gas | 12000 | Bare Steel | Unknown | Not Marked
600092 | 2 |  | Removed From Ground Date Unknown | Gas | 12000 | Bare Steel | Unknown | Not Marked
600092 | 3 |  | Permanently Out Of Use | Empty | 10000 | Bare Steel | Unknown | Not Marked
600092 | 3 |  | Removed From Ground Date Unknown | Empty | 10000 | Bare Steel | Unknown | Not Marked
600092 | 4 |  | Currently In Use | Gas | 3000 | Bare Steel | Unknown | Not Marked
600092 | 4 |  | Removed From Ground Date Unknown | Gas | 3000 | Bare Steel | Unknown | Not Marked
600092 | 5 |  | Currently In Use | Used Oil | 1000 | Bare Steel | Unknown | Not Marked | Y |  | Y
600092 | 5 |  | Removed From Ground Date Unknown | Used Oil | 1000 | Bare Steel | Unknown | Not Marked | Y |  | Y
600093 | 1 |  | Removed From Ground Date Unknown | Gas | 4000 | Fiberglass Double Walled | Fiberglass/Double Walled | Pressure
600093 | A | 1990-08-30 | Currently In Use | Gas | 8000 | Cathodically Protected Steel | Fiberglass Reinforced Plastic | Not Marked |  | 1990-08-30 |  | 1990-08-30
600096 | 1 | 1995-09-01 | Removed From Ground | Diesel | 5000 | Bare Steel | Galvanized Steel | Not Marked
600096 | 2 | 1995-09-01 | Removed From Ground | Diesel | 5000 | Bare Steel | Galvanized Steel | Not Marked
600096 | 3 | 1995-09-01 | Removed From Ground | Diesel | 3000 | Bare Steel | Galvanized Steel | Not Marked
600096 | 4 | 1995-09-01 | Removed From Ground | Gas | 3000 | Bare Steel | Galvanized Steel | Not Marked
600096 | 5 | 1995-09-01 | Removed From Ground | Gas | 3000 | Bare Steel | Galvanized Steel | Not Marked
600096 | 6 | 1991-05-01 | Removed From Ground | Used Oil | 1000 | Bare Steel | Not Marked | Not Marked | Y |  | Y
600097 | 1 | 1991-08-05 | Removed From Ground | Diesel | 10000 | Bare Steel | Galvanized Steel | Not Marked
600099 | 1 | 1993-01-06 | Removed From Ground | Diesel | 10000 | Bare Steel | Bare Steel | Suction: Valve At The Tank
600100 | 1 | 1988-11-15 | Removed From Ground | Gas | 3000 | Bare Steel | Galvanized Steel | Not Marked
600100 | 2 | 1988-11-15 | Removed From Ground | Gas | 3000 | Bare Steel | Galvanized Steel | Not Marked
600100 | 3 | 1988-11-15 | Removed From Ground | Gas | 3000 | Bare Steel | Galvanized Steel | Not Marked
600100 | 4 | 1988-11-15 | Removed From Ground | Kerosene | 3000 | Bare Steel | Galvanized Steel | Not Marked
600100 | 5 | 1988-11-15 | Closed In Ground | Diesel | 3000 | Bare Steel | Galvanized Steel | Not Marked
600101 | 1 | 1987-01-01 | Removed From Ground | Other | 20000 | Fiberglass | Bare Steel | Not Marked
600101 | 2 | 1987-01-01 | Removed From Ground | Gas | 20000 | Fiberglass | Bare Steel | Not Marked
600101 | 3 | 2008-06-17 | Removed From Ground | Other | 30000 | Double Walled | Fiberglass Reinforced Plastic | Suction: Valve At The Tank |  | 1988-06-08 |  | 1988-06-08
600102 | 1 | 1992-07-01 | Removed From Ground | Diesel | 3000 | Bare Steel | Galvanized Steel | Not Marked
600102 | 2 | 1992-07-01 | Removed From Ground | Diesel | 3000 | Bare Steel | Galvanized Steel | Not Marked
600102 | 3 | 1992-07-01 | Removed From Ground | Diesel | 2000 | Bare Steel | Galvanized Steel | Not Marked
600102 | 4 | 1992-07-01 | Removed From Ground | Diesel | 4000 | Bare Steel | Galvanized Steel | Not Marked
600103 | 1 | 1996-06-19 | Removed From Ground | Gas | 10000 | Bare Steel | Galvanized Steel | Not Marked
600105 | 1 | 1990-11-07 | Removed From Ground | Gas | 1000 | Bare Steel | Galvanized Steel | Not Marked
600105 | 1 |  | Currently In Use | Gas | 1000 | Bare Steel | Galvanized Steel | Not Marked
600106 | 1 | 1973-02-17 | Currently In Use | Gas | 12000 | Steel-Impressed Current | Cathodically Protected | Pressure |  | 1998-08-01 |  | 1998-08-01
600106 | 2 | 1968-02-19 | Currently In Use | Kerosene | 12000 | Steel-Impressed Current | Cathodically Protected | Pressure |  | 1998-08-01 |  | 1998-08-01
600106 | 3 | 1973-02-17 | Currently In Use | Kerosene | 12000 | Steel-Impressed Current | Cathodically Protected | Suction: No Valve At The Tank |  | 1998-08-01 |  | 1998-08-01
600106 | 4 | 1973-02-17 | Currently In Use | Diesel | 2000 | Steel-Impressed Current | Cathodically Protected | Not Marked |  | 1998-08-01 |  | 1998-08-01
600106 | 5 | 1990-01-01 | Removed From Ground | Empty | 15000 | Bare Steel | Bare Steel | Not Marked
600106 | 6 | 1990-01-01 | Removed From Ground | Empty | 12000 | Bare Steel | Bare Steel | Not Marked
600106 | 7 | 1990-01-01 | Removed From Ground | Empty | 12000 | Bare Steel | Bare Steel | Suction: No Valve At The Tank
600106 | 8 | 1990-01-01 | Removed From Ground | Empty | 12000 | Bare Steel | Bare Steel | Not Marked
600108 | 1 | 1994-08-20 | Removed From Ground | Empty | 1000 | Bare Steel | Galvanized Steel | Suction: Valve At The Tank
600109 | 88764 | 1993-09-02 | Removed From Ground | Gas | 2000 | Bare Steel | Unknown | Not Marked
600109 | 88765 | 1993-09-02 | Removed From Ground | Diesel | 2000 | Bare Steel | Unknown | Not Marked
600110 | 1 | 1994-01-16 | Removed From Ground | Gas | 3000 | Bare Steel | Unknown | Not Marked
600110 | 2 | 1994-01-16 | Removed From Ground | Gas | 3000 | Bare Steel | Unknown | Not Marked
600110 | 3 | 1994-01-16 | Removed From Ground | Gas | 3000 | Bare Steel | Unknown | Not Marked
600111 | 1/RUNL | 1996-03-20 | Removed From Ground | Gas | 5000 | Marked Unknown | Unknown | Not Marked
600111 | 2/UNL+ | 1996-03-20 | Removed From Ground | Gas | 8000 | Marked Unknown | Unknown | Not Marked
600111 | 3/SUPUNL | 1996-03-20 | Removed From Ground | Gas | 6000 | Marked Unknown | Unknown | Not Marked
600111 | 4/OIL | 1996-03-20 | Removed From Ground | Used Oil | 700 | Marked Unknown | Unknown | Not Marked | Y |  | Y
600111 | 5 | 1996-02-20 | Currently In Use | Gas | 10000 | Composite | Fiberglass/Double Walled | Pressure |  | 1996-02-01 |  | 1996-02-01
600111 | 6 | 1996-02-20 | Currently In Use | Gas | 10000 | Composite | Fiberglass/Double Walled | Pressure |  | 1996-02-01 |  | 1996-02-01
600111 | 7 | 1996-02-20 | Currently In Use | Gas | 10000 | Composite | Fiberglass/Double Walled | Pressure |  | 1996-02-01 |  | 1996-02-01
600112 | 1 | 1997-12-06 | Removed From Ground | Diesel | 10000 | Bare Steel | Bare Steel | Suction: Valve At The Tank
600112 | 2 |  | Currently In Use | Other | 10000 | Bare Steel | Bare Steel | Not Marked
600113 | 1 |  | Removed From Ground Date Unknown | Diesel |  | Bare Steel | Galvanized Steel | Not Marked
600113 | 2 |  | Removed From Ground Date Unknown | Gas |  | Bare Steel | Galvanized Steel | Not Marked
600114 | 1 |  | Currently In Use | Other | 550 | Bare Steel | Galvanized Steel | Pressure
600114 | 2 |  | Currently In Use | Other | 550 | Bare Steel | Galvanized Steel | Pressure
600114 | 3 |  | Currently In Use | Used Oil | 275 | Bare Steel | Galvanized Steel | Pressure | Y |  | Y
600115 | 1 | 2009-07-21 | Removed From Ground | Diesel | 10000 | Steel-Impressed Current | Impressed Current | Suction: No Valve At The Tank |  | 1997-06-01 |  | 1997-06-01
600116 | 1 |  | Removed From Ground Date Unknown | Heating Oil | 20000 | Bare Steel | Bare Steel | Not Marked
600116 | 2 | 2014-10-08 | Closed In Ground | Diesel | 6000 | Double Walled | Fiberglass Reinforced Plastic | Suction: Valve At The Tank |  | 1994-09-28 |  | 1994-09-28
600117 | 1 | 1991-08-26 | Removed From Ground | Diesel | 8000 | Bare Steel | Galvanized Steel | Not Marked
600117 | 2 | 1991-08-26 | Removed From Ground | Gas | 10000 | Bare Steel | Galvanized Steel | Not Marked
600117 | 3 | 1991-08-26 | Removed From Ground | Gas | 10000 | Bare Steel | Galvanized Steel | Not Marked
600117 | 4 | 1991-08-26 | Closed In Ground | Used Oil | 300 | Bare Steel | Galvanized Steel | Not Marked | Y |  | Y
600118 | 1 | 1993-05-10 | Removed From Ground | Diesel | 8000 | Bare Steel | Galvanized Steel | Not Marked
600118 | 2 | 1993-05-10 | Removed From Ground | Gas | 8000 | Bare Steel | Galvanized Steel | Not Marked
600118 | 3 | 1993-05-10 | Removed From Ground | Gas | 1000 | Bare Steel | Galvanized Steel | Not Marked
600118 | 4 | 1993-05-10 | Removed From Ground | Diesel | 1000 | Bare Steel | Galvanized Steel | Not Marked
600119 | 1 | 1990-05-17 | Removed From Ground | Diesel | 7000 | Bare Steel | Galvanized Steel | Not Marked
600120 | 1 |  | Removed From Ground Date Unknown | Empty | 10000 | Bare Steel | Galvanized Steel | Not Marked
600120 | 3 | 2001-11-07 | Removed From Ground | Empty | 10000 | Marked Unknown | Unknown | Not Marked
600120 | 4 | 2001-11-07 | Removed From Ground | Empty | 10000 | Marked Unknown | Unknown | Not Marked
600120 | UL475570 | 2001-11-07 | Removed From Ground | Empty | 10000 | Cathodically Protected Steel | Fiberglass Reinforced Plastic | Not Marked
600121 | 1 | 1991-03-01 | Removed From Ground | Gas | 3000 | Bare Steel | Galvanized Steel | Not Marked
600121 | 2 | 1991-03-01 | Removed From Ground | Gas | 3000 | Bare Steel | Galvanized Steel | Not Marked
600121 | 3 | 1991-03-01 | Removed From Ground | Gas | 3000 | Bare Steel | Galvanized Steel | Not Marked
600121 | 4 | 1991-03-01 | Removed From Ground | Gas | 3000 | Bare Steel | Galvanized Steel | Not Marked
600121 | 5 | 1991-03-01 | Removed From Ground | Gas | 3000 | Bare Steel | Galvanized Steel | Not Marked
600121 | 6 | 1991-03-06 | Currently In Use | Gas | 10000 | Epoxy | Galvanized Steel | Suction: Valve At The Tank |  | 1991-03-06 |  | 1991-03-06
600121 | 7 | 1991-05-31 | Currently In Use | Diesel | 12000 | Epoxy | Galvanized Steel | Suction: Valve At The Tank |  | 1991-05-31 |  | 1991-05-31
600121 | 8 | 1991-05-31 | Temporarily Out Of Use | Diesel | 1000 | Epoxy | Galvanized Steel | Suction: Valve At The Tank |  | 1991-05-31 12:00 |  | 1991-05-31 12:00
600123 | 1 | 1981-02-28 | Currently In Use | Gas | 10000 | Steel-Impressed Current | Galvanized Steel | Suction: No Valve At The Tank |  | 1997-11-26 |  | 1997-11-26
600124 | 1 | 1992-08-18 | Removed From Ground | Gas | 3000 | Bare Steel | Galvanized Steel | Suction: No Valve At The Tank
600124 | 2 | 1992-03-02 | Removed From Ground | Used Oil | 500 | Bare Steel | Galvanized Steel | Not Marked | Y |  | Y
600125 | 2 | 1994-06-23 | Removed From Ground | Gas | 2000 | Bare Steel | Galvanized Steel | Suction: No Valve At The Tank
600125 | 3 | 1994-07-01 | Removed From Ground | Gas | 1000 | Bare Steel | Unknown | Not Marked
600127 | 1 | 1997-03-11 | Removed From Ground | Gas | 10000 | Bare Steel | Galvanized Steel | Not Marked
600127 | 2 | 1997-03-11 | Removed From Ground | Diesel | 5000 | Bare Steel | Galvanized Steel | Not Marked
600128 | 1 | 1996-03-01 | Closed In Ground | Other | 550 | Cathodically Protected Steel | Galvanized Steel | Not Marked
600128 | 2 | 1996-03-01 | Closed In Ground | Used Oil | 1000 | Bare Steel | Galvanized Steel | Not Marked | Y |  | Y
600128 | 3 | 1994-08-09 | Removed From Ground | Gas | 4000 | Bare Steel | Bare Steel | Suction: No Valve At The Tank
600129 | 1 | 2003-10-02 | Removed From Ground | Gas | 2000 | Composite | Cathodically Protected | Suction: Valve At The Tank |  | 1998-12-18 |  | 1998-12-18
600129 | 2 | 2008-09-05 | Removed From Ground | Diesel | 3000 | Steel-Galvanic | Galvanic | Suction: No Valve At The Tank | N | 2003-12-01 | N | 2003-12-01
600130 | 1 | 1991-05-23 | Removed From Ground | Heating Oil | 6000 | Bare Steel | Bare Steel | Not Marked
600130 | 2 | 1991-05-23 | Removed From Ground | Heating Oil | 20000 | Bare Steel | Bare Steel | Not Marked
600130 | 3 | 1988-09-01 | Removed From Ground | Gas | 1000 | Bare Steel | Bare Steel | Not Marked
600133 | 1 | 1986-01-01 | Removed From Ground | Gas | 1000 | Bare Steel | Unknown | Not Marked
600133 | 2 | 1986-01-01 | Removed From Ground | Gas | 250 | Bare Steel | Unknown | Not Marked
600133 | 3 | 1986-01-01 | Removed From Ground | Gas | 275 | Marked Unknown | Unknown | Not Marked
600133 | 4 | 1986-01-01 | Removed From Ground | Kerosene | 275 | Marked Unknown | Unknown | Not Marked
600133 | 5 | 1986-01-01 | Removed From Ground | Gas | 275 | Marked Unknown | Unknown | Not Marked
600133 | 6 | 1986-01-01 | Removed From Ground | Gas | 1000 | Marked Unknown | Unknown | Not Marked
600134 | 1 | 2000-03-23 | Removed From Ground | Empty | 1000 | Bare Steel | Bare Steel | Not Marked
600136 | 1 | 1990-02-01 | Removed From Ground | Empty | 1000 | Bare Steel | Unknown | Not Marked
600136 | 2 | 1996-05-14 | Removed From Ground | Diesel | 2000 | Bare Steel | Unknown | Suction: Valve At The Tank
600136 | 3 | 1996-05-14 | Removed From Ground | Gas | 2000 | Composite | Fiberglass Reinforced Plastic | Suction: Valve At The Tank
600137 | 1 | 1992-02-07 | Removed From Ground | Gas | 10000 | Bare Steel | Galvanized Steel | Not Marked
600138 | 3 | 1997-12-11 | Removed From Ground | Diesel | 12000 | Bare Steel | Bare Steel | Suction: No Valve At The Tank
600138 | 4 | 1997-12-11 | Removed From Ground | Gas | 12000 | Bare Steel | Bare Steel | Suction: No Valve At The Tank
600141 | 1 | 1995-10-09 | Removed From Ground | Other | 275 | Bare Steel | Galvanized Steel | Not Marked | Y |  | Y
600142 | 1 | 1987-06-15 | Removed From Ground | Gas | 4000 | Bare Steel | Galvanized Steel | Not Marked
600142 | 2 | 1988-09-01 | Removed From Ground | Diesel | 8000 | Bare Steel | Galvanized Steel | Not Marked
600144 | 1 |  | Removed From Ground Date Unknown | Empty |  | Marked Unknown | Unknown | Not Marked
600146 | 1 | 1995-05-01 | Removed From Ground | Used Oil | 285 | Marked Unknown | Unknown | Not Marked | Y |  | Y
600147 | 1 |  | Currently In Use | Diesel | 1000 | Bare Steel | Galvanized Steel | Not Marked
600149 | 1 | 1992-05-25 | Removed From Ground | Diesel | 6000 | Bare Steel | Unknown | Not Marked
600149 | 1 |  | Currently In Use | Diesel | 6000 | Bare Steel | Unknown | Not Marked
600149 | 2 | 1992-05-25 | Removed From Ground | Diesel | 6000 | Bare Steel | Unknown | Not Marked
600149 | 2 |  | Currently In Use | Diesel | 6000 | Bare Steel | Unknown | Not Marked
600150 | 1 | 1992-08-01 | Removed From Ground | Heating Oil | 20000 | Composite | Bare Steel | Not Marked
600150 | 2 | 1992-08-01 | Removed From Ground | Heating Oil | 20000 | Composite | Bare Steel | Not Marked
600151 | 1 | 1969-03-14 | Currently In Use | Gas | 6000 | Steel-Impressed Current | Fiberglass/Double Walled | Pressure |  | 1997-02-20 |  | 1997-02-20
600151 | 2 | 1969-03-14 | Currently In Use | Gas | 8000 | Steel-Impressed Current | Fiberglass/Double Walled | Pressure |  | 1997-02-20 |  | 1997-02-20
600151 | 3 | 1969-03-14 | Temporarily Out Of Use | Diesel | 2000 | Steel-Impressed Current | Fiberglass/Double Walled | Pressure |  | 1997-02-20 |  | 1997-02-20
600151 | 4 | 1969-03-14 | Temporarily Out Of Use | Diesel | 2000 | Steel-Impressed Current | Fiberglass/Double Walled | Pressure |  | 1997-02-20 |  | 1997-02-20
600152 | 1 | 1996-11-27 | Removed From Ground | Used Oil | 1000 | Bare Steel | Galvanized Steel | Suction: No Valve At The Tank | Y |  | Y
600153 | 1 | 1988-07-01 | Removed From Ground | Gas | 1000 | Bare Steel | Galvanized Steel | Not Marked
600158 | 1 | 1993-11-01 | Removed From Ground | Diesel | 10000 | Bare Steel | Bare Steel | Not Marked
600160 | 1 | 1998-09-01 | Removed From Ground | Diesel | 12000 | Marked Unknown | Galvanized Steel | Suction: No Valve At The Tank
600160 | 2 | 1998-09-01 | Removed From Ground | Diesel | 12000 | Marked Unknown | Galvanized Steel | Suction: No Valve At The Tank
600160 | 3 | 1998-09-01 | Removed From Ground | Used Oil | 1000 | Not Marked/Unknown | Not Marked | Not Marked | Y |  | Y
600160 | 4 | 1998-09-28 | Currently In Use | Diesel | 10000 | Fiberglass | Double Walled Flex | Pressure | N | 1998-07-28 | N | 1998-07-28
600160 | 5 | 1998-07-28 | Currently In Use | Diesel | 10000 | Fiberglass | Double Walled Flex | Pressure | N | 1998-07-28 | N | 1998-07-28
600161 | 1 | 1989-01-01 | Removed From Ground | Diesel | 10000 | Bare Steel | Unknown | Not Marked
600161 | 2 | 1989-01-01 | Removed From Ground | Diesel | 10000 | Bare Steel | Unknown | Not Marked
600161 | 3 | 1989-01-01 | Removed From Ground | Gas | 10000 | Bare Steel | Unknown | Not Marked
600161 | 4 | 1989-01-01 | Removed From Ground | Used Oil | 500 | Bare Steel | Unknown | Not Marked | Y |  | Y
600161 | 5 | 1989-04-04 | Currently In Use | Diesel | 12000 | Fiberglass | Fiberglass Reinforced Plastic | Pressure |  | 1997-08-01 |  | 1997-08-01
600161 | 6 | 1989-04-04 | Currently In Use | Diesel | 10000 | Fiberglass | Fiberglass Reinforced Plastic | Pressure |  | 1997-08-01 |  | 1997-08-01
600162 | 1 | 1995-01-17 | Removed From Ground | Diesel | 8000 | Bare Steel | Galvanized Steel | Suction: Valve At The Tank
600162 | 2 | 1995-01-17 | Removed From Ground | Diesel | 8000 | Bare Steel | Galvanized Steel | Suction: Valve At The Tank
600162 | 3 | 1995-02-14 | Currently In Use | Diesel | 15000 | Fiberglass | Fiberglass Reinforced Plastic | Pressure |  | 1995-02-14 |  | 1995-02-14
600162 | 4 | 1978-12-31 | Removed From Ground | Gas | 550 | Unknown | Unknown |  | N |  | N
600163 | 1 | 1991-02-22 | Removed From Ground | Gas | 6000 | Bare Steel | Unknown | Not Marked
600163 | 2 | 1991-02-22 | Removed From Ground | Gas | 10000 | Bare Steel | Unknown | Not Marked
600163 | 3 | 1991-02-22 | Removed From Ground | Used Oil | 500 | Bare Steel | Unknown | Not Marked | Y |  | Y
600164 | 1 | 1994-09-07 | Removed From Ground | Gas | 12033 | Cathodically Protected Steel | Bare Steel | Suction: No Valve At The Tank
600164 | 2 | 1994-09-07 | Removed From Ground | Diesel | 6110 | Bare Steel | Bare Steel | Suction: No Valve At The Tank
600164 | 3 | 1994-09-20 | Removed From Ground | Used Oil | 1020 | Bare Steel | Bare Steel | Suction: No Valve At The Tank | Y |  | Y
600164 | 4 | 2008-09-04 | Removed From Ground | Diesel | 6000 | Double Walled | Fiberglass Reinforced Plastic | Suction: Valve At The Tank |  | 1998-08-05 |  | 1998-08-05
600164 | 5 | 2008-09-04 | Removed From Ground | Gasohol | 12000 | Double Walled | Fiberglass Reinforced Plastic | Suction: Valve At The Tank |  | 1998-08-05 |  | 1998-08-05
600164 | 6 | 2008-09-04 | Removed From Ground | Used Oil | 1000 | Double Walled | Double Walled | Suction: No Valve At The Tank | Y | 1994-09-09 12:00 | Y | 1994-09-23 12:00
600164 | 7 | 2008-08-05 | Currently In Use | Gas | 4000 | Fiberglass Double Walled | Fiberglass/Double Walled | Suction: No Valve At The Tank | N | 2008-08-05 | N | 2008-08-05
600164 | 8 | 2008-08-05 | Currently In Use | Diesel | 2500 | Fiberglass Double Walled | Fiberglass/Double Walled | Suction: No Valve At The Tank | N | 2008-08-05 | N | 2008-08-05
600167 | 2 | 1980-01-01 | Currently In Use | Jet Fuel | 1500 | Cathodically Protected Steel | Cathodically Protected | Gravity Fed |  | 1980-01-01 12:00 |  | 2014-08-18 12:00
600168 | 1 | 1994-03-08 | Removed From Ground | Gas | 10000 | Bare Steel | Bare Steel | Pressure
600168 | 2 | 1994-03-08 | Removed From Ground | Gas | 10000 | Bare Steel | Bare Steel | Pressure
600168 | 3 | 1994-03-08 | Removed From Ground | Diesel | 10000 | Bare Steel | Bare Steel | Pressure
600168 | RECLAIM |  | Permanently Out Of Use | Kerosene | 550 | Bare Steel | Bare Steel | Suction: No Valve At The Tank
600169 | 1 | 2001-04-18 | Removed From Ground | Gas | 2000 | Tank Jacket | Fiberglass Reinforced Plastic | Suction: Valve At The Tank |  | 1998-02-07 |  | 1998-02-07
600169 | 2 | 2001-04-18 | Removed From Ground | Diesel | 2000 | Tank Jacket | Fiberglass Reinforced Plastic | Suction: Valve At The Tank |  | 1990-02-07 |  | 1990-02-07
600169 | 3 |  | Permanently Out Of Use | Diesel | 1 | Bare Steel | Galvanized Steel | Not Marked
600169 | 4 | 1984-04-15 | Closed In Ground | Empty | 1 | Bare Steel | Galvanized Steel | Not Marked
600170 | 1 | 1998-02-05 | Removed From Ground | Gas | 1000 | Bare Steel | Galvanized Steel | Not Marked
600170 | 2 | 1998-02-05 | Removed From Ground | Diesel | 1000 | Bare Steel | Galvanized Steel | Not Marked
600171 | 3 | 1993-02-23 | Removed From Ground | Diesel | 10000 | Not Marked/Unknown | Not Marked | Not Marked
600171 | 4 | 1993-02-23 | Removed From Ground | Gas | 6000 | Not Marked/Unknown | Not Marked | Not Marked
600171 | 5 | 1993-02-23 | Removed From Ground | Used Oil | 550 | Not Marked/Unknown | Not Marked | Not Marked | Y |  | Y
600173 | 1 | 1991-04-12 | Removed From Ground | Gas | 10000 | Bare Steel | Galvanized Steel | Pressure
600173 | 184965 A | 2015-07-09 | Removed From Ground | Diesel | 10000 | Composite | Fiberglass Reinforced Plastic | Suction: No Valve At The Tank |  | 2013-08-28 12:00 |  | 2013-08-28 12:00
600173 | 184965 B | 2015-07-09 | Removed From Ground | Gas | 2000 | Composite | Fiberglass Reinforced Plastic | Suction: No Valve At The Tank |  | 2013-08-28 |  | 2013-08-28
600173 | 2 | 1991-04-12 | Removed From Ground | Diesel | 10000 | Bare Steel | Galvanized Steel | Pressure
600174 | 1 | 1987-03-07 | Removed From Ground | Gas | 2000 | Marked Unknown | Unknown | Not Marked
600178 | 1 |  | Removed From Ground Date Unknown | Used Oil | 550 | Bare Steel | Galvanized Steel | Not Marked | Y |  | Y
600179 | 1 | 1987-01-01 | Removed From Ground | Hazardous Substance | 4000 | Not Marked/Unknown | Not Marked | Not Marked
600179 | 2 | 1987-01-01 | Removed From Ground | Gas | 4000 | Not Marked/Unknown | Not Marked | Not Marked
600182 | 1 | 1994-09-15 | Removed From Ground | Diesel | 8000 | Bare Steel | Galvanized Steel | Suction: No Valve At The Tank
600182 | 2 | 1994-09-15 | Removed From Ground | Gas | 6000 | Bare Steel | Galvanized Steel | Suction: No Valve At The Tank
600182 | 3 | 1994-09-15 | Removed From Ground | Gas | 6000 | Bare Steel | Galvanized Steel | Suction: No Valve At The Tank
600184 | 1 |  | Removed From Ground Date Unknown | Gas | 6500 | Bare Steel | Unknown | Suction: Valve At The Tank
600184 | 2 |  | Removed From Ground Date Unknown | Diesel | 10000 | Bare Steel | Unknown | Suction: Valve At The Tank
600185 | 1 | 2002-09-02 | Removed From Ground | Gas | 100000 | Cathodically Protected Steel | Bare Steel | Not Marked
600185 | 2 | 2002-09-02 | Removed From Ground | Gas | 10000 | Cathodically Protected Steel | Bare Steel | Not Marked
600185 | 3 | 2002-09-02 | Removed From Ground | Gas | 10000 | Cathodically Protected Steel | Bare Steel | Not Marked
600185 | 4 | 2002-09-02 | Removed From Ground | Gas | 10000 | Cathodically Protected Steel | Bare Steel | Not Marked
600185 | 5 | 2002-09-02 | Removed From Ground | Gas | 1 | Cathodically Protected Steel | Bare Steel | Not Marked
600188 | 1 | 1988-04-26 | Removed From Ground | Gas | 12000 | Cathodically Protected Steel | Galvanized Steel | Not Marked
600190 | 1 | 1992-03-01 | Removed From Ground | Gas | 6000 | Bare Steel | Galvanized Steel | Not Marked
600190 | 2 | 1982-03-01 | Removed From Ground | Gas | 6000 | Bare Steel | Galvanized Steel | Not Marked
600190 | 3 | 1992-09-01 | Removed From Ground | Used Oil | 50 | Bare Steel | Galvanized Steel | Not Marked | Y |  | Y
600191 | 1 |  | Removed From Ground Date Unknown | Diesel | 10000 | Marked Unknown | Unknown | Not Marked
600191 | 2 |  | Removed From Ground Date Unknown | Gas | 10000 | Marked Unknown | Unknown | Not Marked
600193 | 1 | 1993-02-08 | Removed From Ground | Diesel | 20000 | Bare Steel | Bare Steel | Pressure
600193 | 10 | 1999-12-09 | Currently In Use | Diesel | 10000 | Composite Double Walled | Double Walled Flex | Suction: No Valve At The Tank | N | 1999-12-09 | N | 1999-12-09
600193 | 2 | 1993-02-08 | Removed From Ground | Diesel | 20000 | Bare Steel | Bare Steel | Pressure
600193 | 3 | 1993-02-08 | Removed From Ground | Diesel | 10000 | Marked Unknown | Unknown | Not Marked
600193 | 4 | 1993-02-08 | Removed From Ground | Other | 5000 | Marked Unknown | Unknown | Not Marked
600193 | 5 | 1993-02-08 | Removed From Ground | Used Oil | 5000 | Marked Unknown | Unknown | Not Marked | Y |  | Y
600193 | 6 |  | Currently In Use | Empty |  | Marked Unknown | Unknown | Not Marked
600193 | 6 |  | Removed From Ground Date Unknown | Empty |  | Marked Unknown | Unknown | Not Marked
600193 | 7 |  | Removed From Ground Date Unknown | Empty |  | Marked Unknown | Unknown | Not Marked
600193 | 7 |  | Temporarily Out Of Use | Empty |  | Marked Unknown | Unknown | Not Marked
600193 | 8 |  | Removed From Ground Date Unknown | Empty |  | Marked Unknown | Unknown | Not Marked
600193 | 8 |  | Temporarily Out Of Use | Empty |  | Marked Unknown | Unknown | Not Marked
600193 | 9 |  | Removed From Ground Date Unknown | Empty |  | Marked Unknown | Unknown | Not Marked
600193 | 9 |  | Temporarily Out Of Use | Empty |  | Marked Unknown | Unknown | Not Marked
600194 | 1 | 2009-08-01 | Closed In Ground | Diesel | 3000 | Fiberglass | Double Walled | Suction: Valve At The Tank |  | 1999-11-08 |  | 1999-11-08
600194 | 2 | 2009-06-30 | Closed In Ground | Diesel | 2000 | Fiberglass | Double Walled | Suction: Valve At The Tank |  | 1999-11-01 |  | 1999-11-01
600194 | 3 | 1999-08-22 | Currently In Use | Diesel | 6000 | Fiberglass Double Walled | Fiberglass/Double Walled | Pressure | N | 1999-08-22 | N | 1999-08-22
600195 | 1 | 1995-09-19 | Removed From Ground | Empty | 275 | Marked Unknown | Galvanized Steel | Not Marked
600195 | 2 | 1995-09-19 | Removed From Ground | Empty | 275 | Marked Unknown | Galvanized Steel | Not Marked
600196 | 1 | 2013-05-01 | Removed From Ground | Diesel | 4000 | Steel-Impressed Current | Impressed Current | Suction: Valve At The Tank |  | 1998-12-07 |  | 1998-12-07
600196 | 2 | 2013-05-01 | Removed From Ground | Gas | 3000 | Steel-Impressed Current | Impressed Current | Suction: Valve At The Tank |  | 1998-12-07 |  | 1998-12-07
600196 | 3 | 2013-05-01 | Removed From Ground | Diesel | 2000 | Steel-Impressed Current | Impressed Current | Suction: Valve At The Tank |  | 1998-12-07 |  | 1998-12-07
600198 | 1 | 1998-05-26 | Removed From Ground | Diesel | 500 | Bare Steel | Galvanized Steel | Suction: Valve At The Tank
600198 | 2 |  | Removed From Ground Date Unknown | Gas | 10000 | Bare Steel | Galvanized Steel | Not Marked
600198 | 3 |  | Removed From Ground Date Unknown | Gas | 10000 | Bare Steel | Galvanized Steel | Not Marked
600198 | 4 | 2003-05-02 | Removed From Ground Date Unknown | Used Oil | 550 | Unknown | Unknown |  | N |  | N
600199 | 1 | 1988-12-16 | Removed From Ground | Other | 10000 | Fiberglass | Bare Steel | Not Marked
600199 | 2 | 1995-01-01 | Removed From Ground | Gas | 2000 | Fiberglass | Bare Steel | Not Marked
600201 | 1 | 1999-01-29 | Removed From Ground | Gas | 3000 | Cathodically Protected Steel | Galvanized Steel | Not Marked
600201 | 2 |  | Currently In Use | Heating Oil | 1000 | Marked Unknown | Unknown | Not Marked
600202 | 1 | 1996-03-19 | Removed From Ground | Gas | 10000 | Bare Steel | Galvanized Steel | Not Marked
600202 | 2 | 1996-03-19 | Removed From Ground | Gas | 10000 | Bare Steel | Galvanized Steel | Not Marked
600202 | 3 | 1996-03-19 | Removed From Ground | Diesel | 10000 | Bare Steel | Galvanized Steel | Not Marked
600202 | 4 | 1981-10-15 | Removed From Ground | Empty | 1000 | Bare Steel | Unknown | Not Marked
600202 | 5 | 1981-10-15 | Removed From Ground | Empty | 500 | Bare Steel | Galvanized Steel | Not Marked
600202 | 6 | 1981-10-01 | Removed From Ground | Diesel | 500 | Bare Steel | Galvanized Steel | Not Marked
600202 | 7 | 2008-11-10 | Temporarily Out Of Use | Gas | 10000 | Fiberglass | Fiberglass Reinforced Plastic | Pressure |  | 1996-03-21 |  | 1996-03-21
600202 | 8 | 2008-11-10 | Temporarily Out Of Use | Diesel | 10000 | Fiberglass | Fiberglass Reinforced Plastic | Pressure |  | 1996-03-21 |  | 1996-03-21
600203 | 1 |  | Removed From Ground Date Unknown | Diesel | 500 | Marked Unknown | Unknown | Not Marked
600203 | 2 |  | Removed From Ground Date Unknown | Gas | 500 | Marked Unknown | Unknown | Not Marked
600206 | 1 | 1994-08-01 | Removed From Ground | Used Oil | 5000 | Bare Steel | Unknown | Not Marked | Y |  | Y
600206 | 10 | 1994-08-01 | Removed From Ground | Diesel | 30000 | Bare Steel | Unknown | Not Marked
600206 | 11 | 1994-08-01 | Removed From Ground | Diesel | 30000 | Bare Steel | Unknown | Not Marked
600206 | 12 | 1994-08-01 | Removed From Ground | Diesel | 30000 | Bare Steel | Unknown | Not Marked
600206 | 13 | 1994-08-01 | Removed From Ground | Diesel | 1000 | Bare Steel | Unknown | Not Marked
600206 | 14 | 1994-08-01 | Removed From Ground | Diesel | 5000 | Bare Steel | Unknown | Not Marked
600206 | 2 | 1994-08-01 | Removed From Ground | Other | 10000 | Bare Steel | Unknown | Not Marked
600206 | 3 | 1994-08-01 | Removed From Ground | Gas | 10000 | Bare Steel | Unknown | Not Marked
600206 | 4 | 1994-08-01 | Removed From Ground | Diesel | 20000 | Bare Steel | Unknown | Not Marked
600206 | 5 | 1994-08-01 | Removed From Ground | Diesel | 30000 | Bare Steel | Unknown | Not Marked
600206 | 6 | 1994-08-01 | Removed From Ground | Diesel | 30000 | Bare Steel | Unknown | Not Marked
600206 | 7 | 1994-08-01 | Removed From Ground | Diesel | 30000 | Bare Steel | Unknown | Not Marked
600206 | 8 | 1994-08-01 | Removed From Ground | Diesel | 30000 | Bare Steel | Unknown | Not Marked
600206 | 9 | 1994-08-01 | Removed From Ground | Diesel | 30000 | Bare Steel | Unknown | Not Marked
600207 | 1 |  | Permanently Out Of Use | Other | 500 | Bare Steel | Galvanized Steel | Not Marked
600207 | 2 |  | Permanently Out Of Use | Other | 1000 | Bare Steel | Galvanized Steel | Not Marked
600208 | 2 | 1991-06-12 | Removed From Ground | Gas | 4000 | Bare Steel | Galvanized Steel | Not Marked
600208 | 3 | 1991-06-12 | Removed From Ground | Gas | 4000 | Cathodically Protected Steel | Cathodically Protected | Not Marked
600208 | 4 | 1991-06-12 | Removed From Ground | Used Oil | 550 | Cathodically Protected Steel | Cathodically Protected | Not Marked | Y |  | Y
600208 | 5 | 1991-06-12 | Removed From Ground | Gas | 550 | Cathodically Protected Steel | Unknown | Not Marked
600208 | 6 |  | Permanently Out Of Use | Empty | 500 | Bare Steel | Unknown | Not Marked
600208 | 7 | 1999-03-01 | Closed In Ground | Gas | 12000 | Double Walled | Fiberglass Reinforced Plastic | Pressure |  | 1991-06-01 |  | 1991-06-01
600208 | 8 | 1999-03-01 | Closed In Ground | Diesel | 12000 | Double Walled | Fiberglass Reinforced Plastic | Pressure |  | 1991-06-01 |  | 1991-06-01
600210 | 3 | 1999-12-01 | Removed From Ground | Other | 1000 | Bare Steel | Galvanized Steel | Not Marked
600210 | 4 | 2002-05-02 | Removed From Ground | Used Oil | 1000 | Steel-Impressed Current | Fiberglass Reinforced Plastic | Gravity Fed | Y |  | Y
600210 | 5 | 2008-08-14 | Removed From Ground | Diesel | 12000 | Steel-Impressed Current | Fiberglass Reinforced Plastic | Pressure |  | 1993-01-01 |  | 1993-01-01
600210 | 6 | 2008-08-14 | Removed From Ground | Gas | 12000 | Steel-Impressed Current | Fiberglass Reinforced Plastic | Pressure |  | 1993-01-01 |  | 1993-01-01
600212 | 1 | 1990-06-06 | Removed From Ground | Used Oil | 1000 | Bare Steel | Galvanized Steel | Not Marked | Y |  | Y
600213 | 1 | 1989-12-14 | Removed From Ground | Used Oil | 1000 | Bare Steel | Galvanized Steel | Not Marked | Y |  | Y
600214 | 1 | 1990-11-19 | Removed From Ground | Used Oil | 1000 | Bare Steel | Galvanized Steel | Not Marked | Y |  | Y
600215 | 1 | 1989-08-15 | Removed From Ground | Gas | 10000 | Bare Steel | Galvanized Steel | Not Marked
600216 | 1 | 1991-07-03 | Removed From Ground | Gas | 2000 | Bare Steel | Bare Steel | Not Marked
600217 | 1 | 1998-08-14 | Removed From Ground | Kerosene | 2000 | Fiberglass | Bare Steel | Not Marked
600218 | 1 | 1995-04-24 | Removed From Ground | Gas | 10000 | Bare Steel | Galvanized Steel | Not Marked
600218 | 2 | 1995-04-24 | Removed From Ground | Gas | 10000 | Bare Steel | Galvanized Steel | Not Marked
600218 | 3 | 1995-04-24 | Removed From Ground | Gas | 1000 | Bare Steel | Not Marked | Not Marked
600221 | 1 | 1997-06-01 | Removed From Ground | Diesel | 5000 | Bare Steel | Not Marked | Not Marked
600222 | 1 | 2000-04-12 | Removed From Ground | Diesel | 10000 | Bare Steel | Galvanized Steel | Suction: No Valve At The Tank
600222 | 2 | 2000-04-12 | Removed From Ground | Gas | 2000 | Bare Steel | Galvanized Steel | Suction: No Valve At The Tank
600223 | 1 | 2002-09-13 | Removed From Ground Date Unknown | Diesel | 12000 | Fiberglass | Galvanized Steel | Not Marked
600223 | 2 | 2002-09-13 | Removed From Ground Date Unknown | Diesel | 12000 | Fiberglass | Galvanized Steel | Not Marked
600223 | 3 | 2002-09-13 | Removed From Ground Date Unknown | Diesel | 12000 | Cathodically Protected Steel | Galvanized Steel | Not Marked
600223 | 4 | 2002-09-13 | Removed From Ground Date Unknown | Diesel | 2000 | Cathodically Protected Steel | Galvanized Steel | Not Marked
600223 | 5 | 2002-09-13 | Removed From Ground Date Unknown | Diesel | 20000 | Cathodically Protected Steel | Galvanized Steel | Not Marked
600223 | 6 | 2002-09-13 | Removed From Ground Date Unknown | Diesel | 20000 | Cathodically Protected Steel | Galvanized Steel | Not Marked
600223 | 7 | 2002-09-13 | Removed From Ground Date Unknown | Gas | 10000 | Bare Steel | Unknown | Not Marked
600223 | 8 | 2002-09-13 | Removed From Ground Date Unknown | Other | 6000 | Bare Steel | Unknown | Not Marked
600223 | 9 | 2002-09-13 | Removed From Ground Date Unknown | Used Oil | 500 | Bare Steel | Unknown | Not Marked | Y |  | Y
600224 | 1 | 1996-01-25 | Removed From Ground | Diesel | 5000 | Marked Unknown | Unknown | Not Marked
600224 | 2 | 1996-01-25 | Removed From Ground | Gas | 5000 | Marked Unknown | Unknown | Not Marked
600224 | 3 | 2004-06-30 | Removed From Ground | Used Oil | 250 | Bare Steel | Bare Steel |  | N |  | N
600225 | 1 | 1995-04-25 | Removed From Ground | Other | 2000 | Bare Steel | Galvanized Steel | Pressure
600225 | 10 | 1995-04-25 | Removed From Ground | Hazardous Substance | 2000 | Bare Steel | Galvanized Steel | Pressure
600225 | 11 | 1995-04-25 | Removed From Ground | Hazardous Substance | 2000 | Bare Steel | Galvanized Steel | Pressure
600225 | 12 | 1995-04-25 | Removed From Ground | Hazardous Substance | 2000 | Bare Steel | Galvanized Steel | Pressure
600225 | 2 | 1995-04-25 | Removed From Ground | Gas | 2000 | Bare Steel | Galvanized Steel | Pressure
600225 | 3 | 1995-04-25 | Removed From Ground | Hazardous Substance | 2000 | Bare Steel | Galvanized Steel | Pressure
600225 | 4 | 1995-04-25 | Removed From Ground | Gas | 2000 | Bare Steel | Galvanized Steel | Pressure
600225 | 5 | 1995-04-25 | Removed From Ground | Hazardous Substance | 2000 | Bare Steel | Galvanized Steel | Pressure
600225 | 6 | 1995-04-25 | Removed From Ground | Hazardous Substance | 2000 | Bare Steel | Galvanized Steel | Pressure
600225 | 7 | 1995-04-25 | Removed From Ground | Hazardous Substance | 2000 | Bare Steel | Galvanized Steel | Pressure
600225 | 8 | 1995-04-25 | Removed From Ground | Hazardous Substance | 2000 | Bare Steel | Galvanized Steel | Pressure
600225 | 9 | 1995-04-25 | Removed From Ground | Hazardous Substance | 2000 | Bare Steel | Galvanized Steel | Pressure
600226 | 1 | 1988-11-20 | Removed From Ground | Empty | 8000 | Bare Steel | Galvanized Steel | Not Marked
600226 | 2 | 1988-11-20 | Removed From Ground | Empty | 10000 | Bare Steel | Galvanized Steel | Not Marked
600226 | 3 | 1988-11-20 | Removed From Ground | Empty | 10000 | Bare Steel | Galvanized Steel | Not Marked
600226 | 4 | 1988-11-20 | Removed From Ground | Empty | 12000 | Bare Steel | Galvanized Steel | Not Marked
600226 | 5 | 1988-11-20 | Removed From Ground | Empty | 3000 | Bare Steel | Galvanized Steel | Not Marked | Y |  | Y
600226 | 6 | 1988-11-20 | Removed From Ground | Empty | 1000 | Bare Steel | Galvanized Steel | Not Marked | Y |  | Y
600227 | 1 | 1989-09-15 | Removed From Ground | Gas | 10000 | Bare Steel | Unknown | Not Marked
600227 | 2 | 1989-09-15 | Removed From Ground | Heating Oil | 20000 | Bare Steel | Unknown | Not Marked
600227 | 3 | 1989-09-15 | Removed From Ground | Other | 10000 | Bare Steel | Unknown | Not Marked
600228 | 1 | 1998-02-01 | Removed From Ground | Diesel | 10000 | Bare Steel | Bare Steel | Not Marked
600228 | 2 | 1998-02-01 | Removed From Ground | Heating Oil | 10000 | Bare Steel | Fiberglass Reinforced Plastic | Not Marked
600228 | 3 |  | Permanently Out Of Use | Empty | 700 | Bare Steel | Unknown | Not Marked
600228 | 4 | 1998-05-12 | Removed From Ground | Diesel | 10000 | Cathodically Protected Steel | Fiberglass Reinforced Plastic | Suction: No Valve At The Tank
600229 | 1 | 1991-03-22 | Removed From Ground | Gas | 1000 | Bare Steel | Unknown | Not Marked
600229 | 2 | 1991-03-22 | Removed From Ground | Diesel | 500 | Bare Steel | Unknown | Not Marked
600230 | 1 | 1991-07-01 | Removed From Ground | Gas | 1000 | Bare Steel | Unknown | Not Marked
600230 | 2 | 1991-04-19 | Removed From Ground | Gas | 1500 | Bare Steel | Bare Steel | Not Marked
600230 | 3 | 1991-04-19 | Removed From Ground | Heating Oil | 300 | Bare Steel | Bare Steel | Not Marked
600231 | 1 | 1998-12-28 | Removed From Ground | Gas | 10000 | Bare Steel | Galvanized Steel | Pressure
600231 | 2 | 1998-12-28 | Removed From Ground | Gas | 10000 | Bare Steel | Galvanized Steel | Gravity Fed
600231 | 3 | 1998-12-28 | Removed From Ground | Gas | 5000 | Bare Steel | Galvanized Steel | Pressure
600231 | 4 | 1998-12-28 | Removed From Ground | Gas | 5000 | Bare Steel | Galvanized Steel | Pressure
600231 | 5 | 2000-12-29 | Removed From Ground | Used Oil | 500 | Bare Steel | Galvanized Steel | Pressure | Y |  | Y
600231 | 6 | 1998-12-28 | Removed From Ground | Other | 1000 | Bare Steel | Galvanized Steel | Pressure
600231 | 7 | 1998-12-28 | Removed From Ground | Other | 1000 | Bare Steel | Galvanized Steel | Pressure
600231 | 8 | 1999-01-06 | Currently In Use | Gas | 10000 | Double Walled | Fiberglass Reinforced Plastic | Pressure |  | 1999-01-15 |  | 1999-01-15
600231 | 9 | 1999-01-06 | Currently In Use | Diesel | 10000 | Double Walled | Fiberglass Reinforced Plastic | Pressure |  | 1999-01-15 |  | 1999-01-15
600232 | 3 | 1988-11-15 | Removed From Ground | Gas | 10000 | Bare Steel | Galvanized Steel | Not Marked
600232 | 3A |  | Removed From Ground Date Unknown | Gas | 10000 | Bare Steel | Fiberglass Reinforced Plastic | Not Marked
600232 | 4 | 1988-11-15 | Removed From Ground | Diesel | 10000 | Bare Steel | Galvanized Steel | Not Marked
600232 | 4A |  | Removed From Ground Date Unknown | Diesel | 10000 | Bare Steel | Fiberglass Reinforced Plastic | Not Marked
600232 | 5 | 1988-11-15 | Removed From Ground | Gas | 4000 | Bare Steel | Galvanized Steel | Not Marked
600233 | 1 | 1996-08-01 | Removed From Ground | Empty | 550 | Bare Steel | Galvanized Steel | Suction: No Valve At The Tank
600234 | 1 | 1998-04-10 | Removed From Ground | Diesel | 2000 | Bare Steel | Galvanized Steel | Suction: No Valve At The Tank
600234 | 2 | 1993-11-16 | Removed From Ground | Diesel | 3000 | Bare Steel | Galvanized Steel | Not Marked
600235 | 1 | 1978-05-01 | Currently In Use | Diesel | 12000 | Double Walled | Fiberglass Reinforced Plastic | Not Marked |  | 1993-04-01 |  | 1993-04-01
600235 | 2 | 1993-04-01 | Currently In Use | Gas | 12000 | Double Walled | Fiberglass Reinforced Plastic | Not Marked |  | 1993-04-01 |  | 1993-04-01
600235 | 3 | 1993-04-01 | Currently In Use | Gas | 12000 | Double Walled | Fiberglass Reinforced Plastic | Not Marked |  | 1993-04-01 |  | 1993-04-01
600238 | 1 | 1990-04-06 | Removed From Ground | Used Oil | 560 | Bare Steel | Galvanized Steel | Not Marked | Y |  | Y
600239 | 1 | 1998-03-01 | Removed From Ground | Gas | 1000 | Bare Steel | Unknown | Not Marked
600240 | 1 | 1988-11-01 | Removed From Ground | Diesel | 500 | Bare Steel | Galvanized Steel | Not Marked
600240 | 2 | 1988-11-01 | Removed From Ground | Gas | 1000 | Bare Steel | Galvanized Steel | Not Marked
600240 | 3 | 2005-11-26 | Removed From Ground | Used Oil | 1000 | Bare Steel | Bare Steel |  | N |  | N
600245 | 1 | 1989-10-19 | Removed From Ground | Diesel | 5500 | Bare Steel | Galvanized Steel | Not Marked
600245 | 2 | 1989-10-19 | Removed From Ground | Diesel | 6100 | Bare Steel | Galvanized Steel | Not Marked
600245 | 3 | 1989-10-19 | Removed From Ground | Empty | 3000 | Bare Steel | Galvanized Steel | Not Marked
600245 | 4 | 1989-10-19 | Removed From Ground | Empty | 3000 | Bare Steel | Galvanized Steel | Not Marked
600246 | 1 | 1988-01-01 | Removed From Ground | Gas | 10000 | Bare Steel | Galvanized Steel | Not Marked
600246 | 2 | 1988-01-01 | Removed From Ground | Gas | 10000 | Bare Steel | Galvanized Steel | Not Marked
600246 | 3 | 1988-01-01 | Removed From Ground | Gas | 10000 | Bare Steel | Galvanized Steel | Not Marked
600246 | 4 |  | Removed From Ground Date Unknown | Gas | 12000 | Bare Steel | Galvanized Steel | Not Marked
600246 | 5 |  | Removed From Ground Date Unknown | Diesel | 6000 | Bare Steel | Galvanized Steel | Not Marked
600246 | 6 |  | Removed From Ground Date Unknown | Other | 300 | Bare Steel | Galvanized Steel | Not Marked
600246 | 7 |  | Removed From Ground Date Unknown | Used Oil | 300 | Bare Steel | Galvanized Steel | Not Marked | Y |  | Y
600247 | 1 | 1993-06-07 | Removed From Ground | Diesel | 10000 | Bare Steel | Galvanized Steel | Not Marked
600247 | 2 | 1993-06-07 | Removed From Ground | Diesel | 6000 | Bare Steel | Galvanized Steel | Not Marked
600247 | 3 | 1993-06-09 | Removed From Ground | Diesel | 8000 | Bare Steel | Galvanized Steel | Not Marked
600248 | 1 |  | Removed From Ground Date Unknown | Gas | 1000 | Bare Steel | Galvanized Steel | Not Marked
600248 | 2 |  | Removed From Ground Date Unknown | Gas | 1000 | Bare Steel | Galvanized Steel | Not Marked
600248 | 3 |  | Removed From Ground Date Unknown | Diesel | 280 | Bare Steel | Galvanized Steel | Not Marked
600248 | 4 | 1993-04-01 | Currently In Use | Gas | 12000 | Double Walled | Fiberglass Reinforced Plastic | Pressure |  | 1993-04-01 |  | 1993-04-01
600248 | 5 | 1993-04-01 | Currently In Use | Diesel | 12000 | Double Walled | Fiberglass Reinforced Plastic | Pressure |  | 1993-04-01 |  | 1993-04-01
600250 | 1 | 1997-06-01 | Removed From Ground | Gas | 6000 | Bare Steel | Bare Steel | Not Marked
600251 | 1 | 2001-06-01 | Removed From Ground | Diesel | 12000 | Steel-Impressed Current | Fiberglass Reinforced Plastic | Suction: Valve At The Tank |  | 1998-06-01 |  | 1998-06-01
600251 | 2 | 2001-06-01 | Removed From Ground | Diesel | 10000 | Steel-Impressed Current | Fiberglass Reinforced Plastic | Suction: Valve At The Tank |  | 1998-06-01 |  | 1998-06-01
600251 | 3 | 1999-06-01 | Removed From Ground | Empty | 8000 | Bare Steel | Bare Steel | Suction: No Valve At The Tank
600251 | 4 | 2001-06-01 | Removed From Ground | Gas | 10000 | Steel-Impressed Current | Fiberglass Reinforced Plastic | Suction: Valve At The Tank |  | 1998-06-01 |  | 1998-06-01
600251 | 5 | 1999-06-01 | Removed From Ground | Empty | 2000 | Bare Steel | Bare Steel | Suction: No Valve At The Tank
600251 | 6 | 1998-06-01 | Closed In Ground | Used Oil | 500 | Bare Steel | Bare Steel | Gravity Fed | Y |  | Y
600252 | 1 | 1995-06-16 | Removed From Ground | Diesel | 12000 | Bare Steel | Bare Steel | Not Marked
600252 | 10 | 1998-02-12 | Removed From Ground | Used Oil | 1000 | Not Marked/Unknown | Not Marked | Not Marked | Y |  | Y
600252 | 2 | 1995-06-16 | Removed From Ground | Diesel | 12000 | Bare Steel | Bare Steel | Not Marked
600252 | 3 | 1995-06-16 | Removed From Ground | Gas | 8000 | Bare Steel | Bare Steel | Not Marked
600252 | 4 | 1995-06-16 | Removed From Ground | Gas | 8000 | Bare Steel | Bare Steel | Not Marked
600252 | 5 | 1995-08-15 | Currently In Use | Diesel | 12000 | Double Walled | Fiberglass Reinforced Plastic | Pressure |  | 1995-08-15 |  | 1995-08-15
600252 | 6 | 1995-08-15 | Currently In Use | Diesel | 12000 | Composite Double Walled | Fiberglass Reinforced Plastic | Pressure |  | 1995-08-15 |  | 1995-08-15
600252 | 7 | 1995-08-15 | Currently In Use | Diesel | 12000 | Composite Double Walled | Fiberglass Reinforced Plastic | Pressure |  | 1995-08-15 |  | 1995-08-15
600252 | 8 | 1995-08-15 | Currently In Use | Gas | 10000 | Composite Double Walled | Fiberglass Reinforced Plastic | Pressure |  | 1995-08-15 |  | 1995-08-15
600252 | 9 | 1998-02-01 | Currently In Use | Used Oil | 2000 | Composite Double Walled | Fiberglass Reinforced Plastic | Gravity Fed | Y | 1995-08-15 12:00 | Y | 1995-08-15 12:00
600253 | 1 | 1995-06-26 | Currently In Use | Diesel | 8000 | Fiberglass Double Walled | Fiberglass Reinforced Plastic | Pressure |  | 1995-07-24 |  | 1995-07-24
600253 | 2 | 1995-06-26 | Currently In Use | Gas | 6000 | Fiberglass Double Walled | Bare Steel | Suction: No Valve At The Tank |  | 1995-07-24 |  | 1995-07-24
600255 | 1 | 1994-06-02 | Removed From Ground | Other | 6000 | Bare Steel | Bare Steel | Not Marked
600255 | 2 | 1994-06-02 | Removed From Ground | Other | 6000 | Bare Steel | Bare Steel | Not Marked
600255 | 3 | 1994-06-02 | Removed From Ground | Other | 6000 | Bare Steel | Bare Steel | Not Marked
600255 | 4 | 1994-06-02 | Removed From Ground | Other | 6000 | Bare Steel | Bare Steel | Not Marked
600255 | 5 | 1994-06-02 | Removed From Ground | Other | 6000 | Bare Steel | Bare Steel | Not Marked
600255 | 6 | 1994-06-02 | Removed From Ground | Diesel | 10000 | Bare Steel | Bare Steel | Not Marked
600256 | 1 |  | Removed From Ground Date Unknown | Diesel | 20000 | Marked Unknown | Unknown | Not Marked
600256 | 2 |  | Removed From Ground Date Unknown | Diesel | 20000 | Marked Unknown | Unknown | Not Marked
600256 | 3 |  | Removed From Ground Date Unknown | Diesel | 10000 | Marked Unknown | Unknown | Not Marked
600256 | 4 |  | Removed From Ground Date Unknown | Gas | 10000 | Marked Unknown | Unknown | Not Marked
600258 | 1 | 1991-07-31 | Removed From Ground | Other | 2000 | Bare Steel | Galvanized Steel | Suction: Valve At The Tank
600258 | 10 | 1992-02-01 | Removed From Ground | Diesel | 10000 | Cathodically Protected Steel | Galvanized Steel | Pressure
600258 | 11 | 1991-01-10 | Closed In Ground | Used Oil | 5000 | Bare Steel | Galvanized Steel | Not Marked | Y |  | Y
600258 | 12 | 2004-01-29 | Temporarily Out Of Use | Used Oil | 2500 | Fiberglass Double Walled | Fiberglass Reinforced Plastic | Gravity Fed | Y |  | Y
600258 | 13 | 2004-01-29 | Temporarily Out Of Use | Other | 8000 | Fiberglass Double Walled | Fiberglass Reinforced Plastic | Suction: Valve At The Tank
600258 | 15 | 2004-01-29 | Temporarily Out Of Use | Diesel | 20000 | Fiberglass Double Walled | Fiberglass Reinforced Plastic | Pressure |  | 1992-06-01 |  | 1992-06-01
600258 | 16 | 2004-01-29 | Temporarily Out Of Use | Diesel | 20000 | Fiberglass Double Walled | Fiberglass Reinforced Plastic | Pressure |  | 1992-06-01 |  | 1992-06-01
600258 | 2 | 1991-07-30 | Removed From Ground | Other | 3000 | Bare Steel | Galvanized Steel | Not Marked
600258 | 3 | 1991-07-30 | Removed From Ground | Other | 3000 | Bare Steel | Galvanized Steel | Not Marked
600258 | 4 | 1991-07-31 | Removed From Ground | Other | 5000 | Bare Steel | Galvanized Steel | Not Marked
600258 | 5 | 1991-07-30 | Removed From Ground | Other | 8000 | Bare Steel | Galvanized Steel | Not Marked
600258 | 6 | 1992-02-01 | Removed From Ground | Diesel | 12000 | Bare Steel | Galvanized Steel | Not Marked
600258 | 7 | 1991-01-14 | Removed From Ground | Other | 750 | Bare Steel | Galvanized Steel | Not Marked
600258 | 8 | 1992-02-01 | Removed From Ground | Diesel | 18000 | Bare Steel | Galvanized Steel | Not Marked
600258 | 9 | 1992-02-01 | Removed From Ground | Diesel | 12000 | Cathodically Protected Steel | Galvanized Steel | Not Marked
600259 | 1 | 1989-10-15 | Removed From Ground | Empty | 8000 | Bare Steel | Unknown | Not Marked
600259 | 2 | 1989-10-15 | Removed From Ground | Gas | 8000 | Bare Steel | Unknown | Not Marked
600260 | 1 | 1993-02-24 | Removed From Ground | Empty | 20000 | Bare Steel | Unknown | Not Marked
600260 | 2 | 1993-02-24 | Removed From Ground | Empty | 1500 | Bare Steel | Galvanized Steel | Not Marked
600261 | 1 | 1976-03-26 | Currently In Use | Diesel | 10000 | Bare Steel | Unknown | Not Marked
600261 | 2 | 1976-03-26 | Currently In Use | Diesel | 10000 | Bare Steel | Unknown | Not Marked
600261 | 3 | 1976-03-26 | Currently In Use | Gas | 1000 | Bare Steel | Unknown | Not Marked
600261 | 4 | 1989-11-29 | Currently In Use | Diesel | 10000 | Composite | Galvanized Steel | Not Marked
600261 | 5 | 1989-11-29 | Currently In Use | Diesel | 10000 | Composite | Galvanized Steel | Not Marked
600262 | 1 | 1996-07-01 | Removed From Ground | Diesel | 8000 | Not Marked/Unknown | Not Marked | Not Marked
600262 | 2 | 2000-01-11 | Removed From Ground | Diesel | 10000 | Cathodically Protected Steel | Galvanized Steel | Not Marked |  | 1989-10-31 |  | 470805
600262 | 3 | 1996-06-12 | Removed From Ground | Diesel | 10000 | Not Marked/Unknown | Not Marked | Not Marked
600262 | 4 |  | Removed From Ground Date Unknown | Diesel | 10000 | Marked Unknown | Unknown | Not Marked | Y |  | Y
600262 | 5 | 2003-06-11 | Removed From Ground | Diesel | 8000 | Unknown | Unknown |  | N |  | N
600262 | 6 | 2003-06-11 | Removed From Ground | Used Oil | 500 | Unknown |  |  | N |  | N
600262 | 7 | 2003-07-31 | Removed From Ground | Diesel | 10000 | Bare Steel | Unknown | Not Marked | N |  | N
600263 | 1 |  | Currently In Use | Diesel | 30000 | Steel-Galvanic | Cathodically Protected | Suction: Valve At The Tank |  | 1997-09-30 |  | 1997-03-08
600263 | 2 |  | Currently In Use | Diesel | 30000 | Steel-Galvanic | Cathodically Protected | Suction: Valve At The Tank |  | 1997-09-30 |  | 1997-03-08
600263 | 3 | 1981-07-01 | Closed In Ground | Empty | 35 | Bare Steel | Bare Steel | Not Marked
600263 | 4 |  | Currently In Use | Diesel | 30000 | Steel-Galvanic | Cathodically Protected | Suction: Valve At The Tank |  | 1997-09-30 |  | 1997-03-08
600263 | 5 | 1956-03-28 | Currently In Use | Diesel | 1000 | Steel-Galvanic | Cathodically Protected | Suction: Valve At The Tank |  | 1997-09-30 |  | 1997-03-08
600263 | 6 |  | Currently In Use | Diesel | 30000 | Steel-Galvanic | Cathodically Protected | Suction: Valve At The Tank |  | 1997-09-30 |  | 1997-03-08
600266 | 1 | 2008-09-15 | Removed From Ground | Diesel | 3000 | Steel-Impressed Current | Cathodically Protected | Suction: Valve At The Tank |  | 1996-03-08 |  | 1996-03-08
600266 | 2 | 2009-01-01 | Currently In Use | Diesel | 10000 | Fiberglass Double Walled | Fiberglass Reinforced Plastic | Suction: Valve At The Tank | N | 2009-07-06 12:00 | N | 2009-07-06 12:00
600267 | 1 | 1996-06-16 | Removed From Ground | Gas | 1000 | Bare Steel | Galvanized Steel | Not Marked
600267 | 2 | 1996-06-16 | Removed From Ground | Diesel | 2000 | Bare Steel | Galvanized Steel | Not Marked
600267 | 3 | 1996-06-16 | Removed From Ground | Diesel | 2000 | Bare Steel | Galvanized Steel | Not Marked
600267 | 4 | 1996-06-16 | Removed From Ground | Used Oil | 500 | Not Marked/Unknown | Not Marked | Not Marked | Y |  | Y
600268 | 1 | 1991-06-01 | Removed From Ground | Other | 6000 | Bare Steel | Galvanized Steel | Not Marked
600268 | 2 | 1991-06-01 | Removed From Ground | Used Oil | 1000 | Bare Steel | Galvanized Steel | Not Marked | Y |  | Y
600272 | 1 | 1995-08-01 | Removed From Ground | Other | 8000 | Bare Steel | Galvanized Steel | Suction: No Valve At The Tank
600273 | 1 |  | Removed From Ground Date Unknown | Gas | 10134 | Bare Steel | Galvanized Steel | Not Marked
600273 | 2 |  | Removed From Ground Date Unknown | Gas | 3008 | Bare Steel | Galvanized Steel | Not Marked
600273 | 3 |  | Removed From Ground Date Unknown | Gas | 3008 | Bare Steel | Galvanized Steel | Not Marked
600273 | 4 |  | Removed From Ground Date Unknown | Diesel | 10205 | Bare Steel | Galvanized Steel | Not Marked
600273 | 5 |  | Removed From Ground Date Unknown | Other | 2005 | Bare Steel | Galvanized Steel | Not Marked
600273 | 6 |  | Removed From Ground Date Unknown | Gas | 2005 | Bare Steel | Galvanized Steel | Not Marked
600274 | 1 | 1989-09-18 | Removed From Ground | Other | 1011 | Bare Steel | Galvanized Steel | Not Marked
600274 | 2 | 1989-09-18 | Removed From Ground | Other | 1011 | Bare Steel | Galvanized Steel | Not Marked
600274 | 3 | 1989-09-18 | Removed From Ground | Empty | 1011 | Bare Steel | Galvanized Steel | Not Marked
600274 | 4 | 1989-09-18 | Removed From Ground | Empty | 1011 | Bare Steel | Galvanized Steel | Not Marked
600274 | 5 | 2011-12-01 | Currently In Use | Gas | 10000 | Tank Jacket | Fiberglass/Double Walled | Pressure | N | 2011-12-01 | N | 2011-12-01
600274 | 6 | 2011-12-01 | Currently In Use | Gas | 5000 | Tank Jacket | Fiberglass/Double Walled | Pressure | N | 2011-12-01 | N | 2011-12-01
600274 | 7 | 2015-09-08 | Removed From Ground | Used Oil | 1000 | Bare Steel | Bare Steel |  | N |  | N
600275 | 1 | 1987-08-31 | Removed From Ground | Diesel | 260 | Bare Steel | Bare Steel | Not Marked
600275 | 2 | 1987-08-31 | Removed From Ground | Diesel | 150 | Bare Steel | Bare Steel | Not Marked
600276 | 1 | 1986-09-01 | Removed From Ground | Empty | 1000 | Bare Steel | Unknown | Not Marked
600278 | 1 | 1988-12-15 | Closed In Ground | Other | 3000 | Bare Steel | Galvanized Steel | Not Marked
600278 | 2 | 1988-12-15 | Closed In Ground | Kerosene | 3000 | Bare Steel | Galvanized Steel | Not Marked
600278 | 3 | 1988-12-15 | Closed In Ground | Other | 3000 | Bare Steel | Galvanized Steel | Not Marked
600278 | 4 | 1988-12-15 | Closed In Ground | Hazardous Substance | 3000 | Bare Steel | Galvanized Steel | Not Marked
600278 | 5 | 1988-12-15 | Closed In Ground | Hazardous Substance | 3000 | Bare Steel | Galvanized Steel | Not Marked
600278 | 6 | 1988-12-15 | Closed In Ground | Other | 3000 | Bare Steel | Galvanized Steel | Not Marked
600278 | 7 | 1988-12-15 | Closed In Ground | Hazardous Substance | 3000 | Bare Steel | Galvanized Steel | Not Marked
600278 | 8 | 1988-12-15 | Closed In Ground | Other | 3000 | Bare Steel | Galvanized Steel | Not Marked
600278 | 9 | 1988-12-15 | Closed In Ground | Gas | 3000 | Bare Steel | Galvanized Steel | Not Marked
600279 | 1 | 1993-11-17 | Removed From Ground | Gas | 10000 | Bare Steel | Galvanized Steel | Not Marked
600281 | 5 | 1999-03-30 | Currently In Use | Diesel | 20000 | Fiberglass Double Walled | Fiberglass Reinforced Plastic | Pressure |  | 1999-03-30 |  | 1999-03-30
600281 | 6 | 1998-10-01 | Removed From Ground | Empty | 6000 | Bare Steel | Unknown | Not Marked
600281 | 7 | 1999-03-30 | Currently In Use | Gas | 12000 | Fiberglass Double Walled | Fiberglass Reinforced Plastic | Pressure |  | 1999-03-30 |  | 1999-03-30
600281 | 8 | 1999-03-30 | Currently In Use | Used Oil | 1000 | Fiberglass Double Walled | Fiberglass Reinforced Plastic | Gravity Fed | Y | 1999-03-30 | Y | 1999-03-30
600281 | DIESEL | 1998-10-01 | Removed From Ground | Diesel | 20000 | Cathodically Protected Steel | Cathodically Protected | Not Marked
600281 | OIL | 1998-10-01 | Removed From Ground | Other | 3000 | Bare Steel | Unknown | Not Marked
600281 | REG | 1998-10-01 | Removed From Ground | Gas | 6000 | Bare Steel | Unknown | Not Marked
600281 | UNL | 1998-10-01 | Removed From Ground | Gas | 6000 | Bare Steel | Unknown | Not Marked
600281 | WASTE | 1995-10-01 | Removed From Ground | Used Oil | 500 | Bare Steel | Unknown | Not Marked | Y |  | Y
600284 | 1 | 1998-08-26 | Removed From Ground | Gas | 12000 | Cathodically Protected Steel | Cathodically Protected | Not Marked
600284 | 2 | 1998-06-28 | Removed From Ground | Gas | 1000 | Bare Steel | Unknown | Not Marked
600284 | 3 | 1998-06-28 | Removed From Ground | Gas | 12000 | Cathodically Protected Steel | Cathodically Protected | Not Marked
600284 | 4 | 1998-06-28 | Removed From Ground | Empty | 5000 | Bare Steel | Unknown | Not Marked
600284 | 5 | 1998-06-28 | Removed From Ground | Empty | 6000 | Bare Steel | Unknown | Not Marked
600284 | 6 | 1998-06-28 | Removed From Ground | Used Oil | 500 | Bare Steel | Unknown | Not Marked | Y |  | Y
600284 | 7 | 1998-06-28 | Removed From Ground | Other | 1000 | Bare Steel | Unknown | Not Marked
600284 | 8 | 1998-06-28 | Currently In Use | Diesel | 12000 | Fiberglass | Fiberglass Reinforced Plastic | Pressure |  | 1998-06-28 |  | 1998-06-28
600284 | 9 | 1998-06-28 | Currently In Use | Gas | 12000 | Fiberglass | Fiberglass Reinforced Plastic | Pressure |  | 1998-06-28 |  | 1998-06-28
600285 | 1 | 1998-12-01 | Removed From Ground | Gas | 6000 | Bare Steel | Unknown | Not Marked
600285 | 10 | 1999-04-03 | Currently In Use | New Oil | 3000 | Fiberglass Double Walled | Fiberglass/Double Walled | Suction: No Valve At The Tank | N | 2014-04-23 12:00 | N | 1999-04-30 12:00
600285 | 2 | 1998-12-01 | Removed From Ground | Gas | 6000 | Bare Steel | Unknown | Not Marked
600285 | 3 | 1998-12-01 | Removed From Ground | Diesel | 20000 | Cathodically Protected Steel | Cathodically Protected | Not Marked
600285 | 4 | 1998-12-01 | Removed From Ground | Other | 3000 | Bare Steel | Unknown | Not Marked
600285 | 5 | 1998-12-01 | Removed From Ground | Gas | 500 | Bare Steel | Unknown | Not Marked
600285 | 6 | 1998-12-01 | Removed From Ground | Other | 3000 | Bare Steel | Unknown | Not Marked
600285 | 7 | 1999-04-30 | Currently In Use | Diesel | 20000 | Fiberglass Double Walled | Fiberglass/Double Walled | Pressure |  | 1999-04-30 12:00 |  | 2014-08-20 12:00
600285 | 8 | 1999-04-30 | Currently In Use | Gas | 12000 | Fiberglass Double Walled | Fiberglass/Double Walled | Pressure |  | 2014-04-23 12:00 |  | 1999-04-30 12:00
600285 | 9 | 1999-04-30 | Currently In Use | Other | 3000 | Fiberglass Double Walled | Fiberglass/Double Walled | Gravity Fed |  | 2013-04-17 12:00 |  | 1999-04-30 12:00
600286 | 1 | 1998-11-19 | Removed From Ground | Gas | 6000 | Bare Steel | Unknown | Not Marked
600286 | 2 | 1998-11-19 | Removed From Ground | Gas | 6000 | Bare Steel | Unknown | Not Marked
600286 | 3 | 1998-11-19 | Removed From Ground | Diesel | 20000 | Cathodically Protected Steel | Cathodically Protected | Not Marked
600286 | 4 | 1998-11-19 | Removed From Ground | Used Oil | 3000 | Bare Steel | Unknown | Not Marked | Y |  | Y
600287 | 1 | 2003-04-22 | Removed From Ground | Gas | 10000 | Fiberglass | Fiberglass Reinforced Plastic | Pressure |  | 1994-12-17 |  | 1994-12-17
600287 | 2 | 1994-01-01 | Removed From Ground | Used Oil | 500 | Fiberglass | Fiberglass Reinforced Plastic | Not Marked | Y |  | Y
600288 | 1 | 1995-10-10 | Removed From Ground | Gas | 1000 | Bare Steel | Galvanized Steel | Suction: No Valve At The Tank
600288 | 2 | 1995-10-10 | Removed From Ground | Used Oil | 250 | Bare Steel | Bare Steel | Not Marked | Y |  | Y
600288 | 3 | 1995-10-10 | Removed From Ground | Gas | 1000 | Epoxy | Galvanized Steel | Suction: No Valve At The Tank
600288 | 4 | 1995-10-10 | Removed From Ground | Gas | 1000 | Epoxy | Galvanized Steel | Suction: No Valve At The Tank
600288 | 5 | 1995-10-10 | Removed From Ground | Gas | 1000 | Epoxy | Galvanized Steel | Suction: No Valve At The Tank
600289 | 1 | 1992-08-12 | Removed From Ground | Gas | 8100 | Bare Steel | Bare Steel | Not Marked
600289 | 2 | 1989-07-07 | Removed From Ground | Gas | 3000 | Bare Steel | Bare Steel | Not Marked
600289 | 3 | 1991-04-16 | Removed From Ground | Diesel | 10000 | Bare Steel | Bare Steel | Not Marked
600291 | 1 |  | Permanently Out Of Use | Other | 6000 | Bare Steel | Bare Steel | Not Marked
600291 | 16 | 1988-10-30 | Closed In Ground | Hazardous Substance | 6000 | Bare Steel | Bare Steel | Not Marked
600291 | 17 | 1988-10-30 | Removed From Ground | Hazardous Substance | 6000 | Bare Steel | Bare Steel | Not Marked
600291 | 18 | 1988-10-30 | Removed From Ground | Other | 6000 | Bare Steel | Bare Steel | Not Marked
600291 | 2 |  | Permanently Out Of Use | Other | 6000 | Bare Steel | Galvanized Steel | Not Marked
600291 | 3 |  | Permanently Out Of Use | Empty | 6000 | Bare Steel | Bare Steel | Not Marked
600291 | 30 | 1988-10-30 | Closed In Ground | Other | 6000 | Bare Steel | Bare Steel | Not Marked
600291 | 31 | 1988-10-30 | Removed From Ground | Other | 6000 | Bare Steel | Bare Steel | Not Marked
600291 | 65 | 1988-10-30 | Removed From Ground | Other | 6000 | Bare Steel | Galvanized Steel | Not Marked
600296 | 1 | 1993-01-01 | Removed From Ground | Gas | 8000 | Bare Steel | Bare Steel | Not Marked
600298 | 1 | 1994-01-24 | Removed From Ground | Diesel | 1000 | Fiberglass | Copper | Suction: Valve At The Tank
600298 | 2 | 2008-05-25 | Removed From Ground | Diesel | 1000 | Double Walled | Single Wall Flex | Suction: Valve At The Tank |  | 1994-01-24 |  | 1994-01-24
600299 | 1 | 1989-03-01 | Removed From Ground | Used Oil | 500 | Bare Steel | Galvanized Steel | Not Marked | Y |  | Y
600299 | 2 | 1989-03-01 | Removed From Ground | Gas | 2000 | Bare Steel | Galvanized Steel | Not Marked
600299 | 3 | 1989-03-01 | Removed From Ground | Gas | 10000 | Bare Steel | Galvanized Steel | Not Marked
600299 | 4 | 1989-03-01 | Removed From Ground | Empty | 20000 | Bare Steel | Galvanized Steel | Not Marked
600299 | 5 | 1989-03-01 | Removed From Ground | Diesel | 10000 | Bare Steel | Galvanized Steel | Not Marked
600299 | 6 | 1989-03-01 | Removed From Ground | Gas | 10000 | Bare Steel | Galvanized Steel | Not Marked
600299 | 7 | 1989-03-01 | Currently In Use | Diesel | 10000 | Fiberglass | Fiberglass Reinforced Plastic | Pressure |  | 1989-03-01 |  | 1989-03-01
600299 | 8 | 1989-03-01 | Currently In Use | Diesel | 10000 | Fiberglass | Fiberglass Reinforced Plastic | Pressure |  | 1989-03-01 |  | 1989-03-01
600301 | 1 | 2007-02-14 | Removed From Ground | Diesel | 10000 | Steel-Impressed Current | Galvanized Steel | Suction: Valve At The Tank |  | 1991-10-16 |  | 1991-10-16
600301 | 2 | 2007-02-14 | Removed From Ground | Gas | 2000 | Steel-Impressed Current | Galvanized Steel | Suction: Valve At The Tank |  | 1991-10-16 |  | 1991-10-16
600302 | 1 | 1997-12-01 | Removed From Ground | Gas | 4000 | Bare Steel | Galvanized Steel | Not Marked
600302 | 2 | 1997-12-01 | Removed From Ground | Diesel | 1000 | Bare Steel | Galvanized Steel | Not Marked
600303 | 1 | 1989-01-01 | Removed From Ground | Gas | 8000 | Marked Unknown | Unknown | Not Marked
600303 | 2 | 1989-01-01 | Removed From Ground | Gas | 10000 | Marked Unknown | Unknown | Not Marked
600303 | 3 | 1989-01-01 | Removed From Ground | Gas | 10000 | Marked Unknown | Unknown | Not Marked
600303 | 4 | 1989-01-01 | Removed From Ground | Gas | 4000 | Marked Unknown | Unknown | Not Marked
600303 | 5 | 1989-07-06 | Currently In Use | Gas | 8000 | Fiberglass | Cathodically Protected | Pressure |  | 1989-07-06 |  | 1989-07-06
600304 | 1 | 2012-01-01 | Removed From Ground | Gas |  | Composite | Galvanized Steel | Not Marked
600304 | 1 |  | Currently In Use | Gas |  | Composite | Galvanized Steel | Not Marked
600305 | 1 | 1993-06-15 | Removed From Ground | Used Oil | 450 | Bare Steel | Bare Steel | Gravity Fed | Y |  | Y
600307 | 1 | 1991-12-20 | Removed From Ground | Diesel | 6000 | Bare Steel | Galvanized Steel | Not Marked
600307 | 2 | 1991-12-21 | Removed From Ground | Diesel | 6000 | Bare Steel | Galvanized Steel | Not Marked
600307 | 3 | 1973-06-15 | Closed In Ground | Other | 5000 | Bare Steel | Unknown | Not Marked
600307 | 4 | 1991-12-21 | Removed From Ground | Used Oil | 1000 | Bare Steel | Galvanized Steel | Not Marked | Y |  | Y
600307 | 5 | 1991-12-20 | Removed From Ground | Diesel | 10000 | Bare Steel | Unknown | Not Marked
600308 | 1 | 1990-10-16 | Removed From Ground | Gas | 10000 | Bare Steel | Galvanized Steel | Not Marked
600309 | 1 | 1998-03-01 | Removed From Ground | Other | 5000 | Cathodically Protected Steel | Galvanized Steel | Suction: Valve At The Tank
600309 | 2 | 1998-03-01 | Removed From Ground | Other | 3000 | Cathodically Protected Steel | Galvanized Steel | Suction: Valve At The Tank
600309 | 3 | 1998-03-01 | Removed From Ground | Used Oil | 2000 | Cathodically Protected Steel | Galvanized Steel | Suction: Valve At The Tank | Y |  | Y
600310 | 1 | 1989-09-01 | Removed From Ground | Gas | 12000 | Bare Steel | Bare Steel | Not Marked
600310 | 10 | 1997-07-08 | Removed From Ground | Other | 1000 | Bare Steel | Bare Steel | Suction: Valve At The Tank
600310 | 11 | 1989-09-01 | Removed From Ground | Gas | 1000 | Bare Steel | Bare Steel | Not Marked
600310 | 137688 | 2006-11-21 | Removed From Ground | Gas | 12000 | Cathodically Protected Steel | Fiberglass Reinforced Plastic | Pressure |  | 1989-09-01 |  | 1989-09-01
600310 | 154124 | 2006-11-21 | Removed From Ground | Gas | 12000 | Cathodically Protected Steel | Fiberglass Reinforced Plastic | Pressure |  | 1989-09-01 |  | 1989-09-01
600310 | 154125 | 2006-11-21 | Removed From Ground | Gas | 12000 | Cathodically Protected Steel | Fiberglass Reinforced Plastic | Pressure |  | 1989-09-01 |  | 1989-09-01
600310 | 2 | 1989-09-01 | Removed From Ground | Gas | 12000 | Bare Steel | Bare Steel | Not Marked
600310 | 3 | 1989-09-01 | Removed From Ground | Gas | 12000 | Bare Steel | Bare Steel | Not Marked
600310 | 4 | 1989-09-01 | Removed From Ground | Gas | 12000 | Bare Steel | Bare Steel | Not Marked
600310 | 5 | 1989-09-01 | Removed From Ground | Gas | 12000 | Bare Steel | Bare Steel | Not Marked
600310 | 6 | 1997-07-08 | Removed From Ground | Used Oil | 500 | Bare Steel | Bare Steel | Not Marked | Y |  | Y
600310 | 7 | 1989-09-22 | Removed From Ground | Other | 500 | Bare Steel | Bare Steel | Not Marked
600310 | 8 | 1989-09-22 | Removed From Ground | Other | 500 | Bare Steel | Bare Steel | Not Marked
600310 | 9 | 1997-07-08 | Removed From Ground | Other | 1000 | Bare Steel | Bare Steel | Suction: Valve At The Tank
600313 | 1 | 1991-12-27 | Removed From Ground | Empty | 10134 | Marked Unknown | Unknown | Not Marked
600314 | 1 | 1992-01-01 | Removed From Ground | Other | 2000 | Bare Steel | Galvanized Steel | Not Marked
600315 | 1 | 1995-03-03 | Removed From Ground | Gas | 10000 | Bare Steel | Galvanized Steel | Not Marked
600315 | 2 | 1995-03-01 | Currently In Use | Gas | 10000 | Fiberglass Double Walled | Fiberglass/Double Walled | Pressure |  | 1995-03-01 |  | 1995-03-01
600316 | 1 | 1994-12-01 | Removed From Ground | Gas | 12500 | Bare Steel | Unknown | Not Marked
600316 | 2 | 1995-01-30 | Currently In Use | Gas | 10000 | Double Walled | Fiberglass Reinforced Plastic | Suction: No Valve At The Tank |  | 1995-01-01 |  | 1995-01-01
600317 | 1 | 1997-11-20 | Removed From Ground | Gas | 1000 | Bare Steel | Galvanized Steel | Suction: No Valve At The Tank
600317 | 2 | 1997-11-20 | Removed From Ground | Diesel | 1000 | Bare Steel | Galvanized Steel | Suction: No Valve At The Tank
600319 | 1 | 1992-06-19 | Removed From Ground | Diesel | 15000 | Bare Steel | Bare Steel | Not Marked
600319 | 2 | 1992-06-19 | Removed From Ground | Diesel | 15000 | Bare Steel | Bare Steel | Not Marked
600319 | 3 | 1992-06-19 | Removed From Ground | Diesel | 15000 | Bare Steel | Bare Steel | Not Marked
600319 | 4 | 1992-06-19 | Removed From Ground | Diesel | 15000 | Bare Steel | Bare Steel | Not Marked
600319 | 5 | 1992-06-19 | Removed From Ground | Diesel | 15000 | Bare Steel | Bare Steel | Not Marked
600319 | 6 | 1992-06-19 | Removed From Ground | Diesel | 15000 | Bare Steel | Bare Steel | Not Marked
600319 | 7 | 1992-06-19 | Removed From Ground | Used Oil | 1500 | Bare Steel | Bare Steel | Not Marked | Y |  | Y
600319 | 8 | 1992-06-19 | Removed From Ground | Other | 7200 | Bare Steel | Bare Steel | Not Marked
600319 | 9 | 2006-07-20 | Removed From Ground | Diesel | 10000 | Bare Steel | Galvanized Steel |  | N |  | N
600320 | 1 |  | Removed From Ground Date Unknown | Diesel | 12000 | Bare Steel | Unknown | Not Marked
600320 | 2 |  | Removed From Ground Date Unknown | Diesel | 12000 | Bare Steel | Unknown | Not Marked
600320 | 3 |  | Removed From Ground Date Unknown | Gas | 8000 | Bare Steel | Unknown | Not Marked
600320 | 4 |  | Removed From Ground Date Unknown | Gas | 8000 | Bare Steel | Unknown | Not Marked
600320 | 5 |  | Removed From Ground Date Unknown | Gas | 750 | Bare Steel | Unknown | Not Marked
600320 | 6 |  | Removed From Ground Date Unknown | Gas | 8000 | Bare Steel | Unknown | Not Marked
600321 | 1 | 1992-12-02 | Removed From Ground | Diesel | 12000 | Bare Steel | Unknown | Not Marked
600321 | 2 | 1992-12-02 | Removed From Ground | Gas | 100000 | Bare Steel | Unknown | Not Marked
600323 | 1 | 1997-03-01 | Removed From Ground | Diesel | 25262 | Bare Steel | Galvanized Steel | Pressure
600323 | 2 | 1997-03-01 | Removed From Ground | Diesel | 8068 | Bare Steel | Galvanized Steel | Pressure
600323 | 3 | 1991-02-25 | Removed From Ground | Used Oil | 2000 | Bare Steel | Galvanized Steel | Pressure | Y |  | Y
600323 | 4 | 1997-03-01 | Currently In Use | Diesel | 20000 | Fiberglass | Fiberglass Reinforced Plastic | Pressure |  | 1997-03-01 |  | 1997-03-01
600323 | 5 | 1997-03-01 | Currently In Use | Diesel | 20000 | Fiberglass | Fiberglass Reinforced Plastic | Pressure |  | 1997-03-01 |  | 1997-03-01
600323 | 6 | 2009-03-31 | Currently In Use | Diesel | 25000 | Composite Double Walled | Fiberglass/Double Walled | Pressure | N | 2009-03-31 | N | 2009-03-31
600323 | 7 | 2009-03-31 | Currently In Use | Diesel | 25000 | Composite Double Walled | Fiberglass/Double Walled | Pressure | N | 2009-03-31 | N | 2009-03-31
600326 | 1 |  | Permanently Out Of Use | Empty | 10000 | Bare Steel | Galvanized Steel | Not Marked
600326 | 2 |  | Permanently Out Of Use | Empty | 10000 | Bare Steel | Galvanized Steel | Not Marked
600326 | 3 |  | Permanently Out Of Use | Empty | 10000 | Bare Steel | Galvanized Steel | Not Marked
600326 | 4 |  | Permanently Out Of Use | Empty | 10000 | Bare Steel | Galvanized Steel | Not Marked
600326 | 5 | 1995-01-23 | Removed From Ground | Used Oil | 550 | Bare Steel | Galvanized Steel | Not Marked | Y |  | Y
600327 | 1 | 1989-01-01 | Removed From Ground | Diesel | 10000 | Bare Steel | Galvanized Steel | Not Marked
600327 | 10 | 2011-12-15 | Removed From Ground | Used Oil | 1000 | Double Walled | Fiberglass Reinforced Plastic | Gravity Fed | Y | 1989-06-01 12:00 | Y | 1989-06-01 12:00
600327 | 11 | 1994-04-20 | Removed From Ground | Used Oil | 1000 | Bare Steel | Galvanized Steel | Not Marked | Y |  | Y
600327 | 2 | 1989-01-01 | Removed From Ground | Diesel | 10000 | Bare Steel | Galvanized Steel | Not Marked
600327 | 3 | 1989-01-01 | Removed From Ground | Diesel | 10000 | Bare Steel | Galvanized Steel | Not Marked
600327 | 4 | 1989-01-01 | Removed From Ground | Gas | 10000 | Bare Steel | Galvanized Steel | Not Marked
600327 | 5 | 1989-01-01 | Removed From Ground | Gas | 10000 | Bare Steel | Galvanized Steel | Not Marked
600327 | 6 | 1989-01-01 | Removed From Ground | Other | 6110 | Bare Steel | Galvanized Steel | Not Marked
600327 | 7 | 1989-01-01 | Removed From Ground | Used Oil | 6110 | Bare Steel | Galvanized Steel | Not Marked | Y |  | Y
600327 | 8 | 2011-12-15 | Removed From Ground | Diesel | 20000 | Double Walled | Fiberglass Reinforced Plastic | Pressure |  | 1996-08-01 |  | 1996-08-01
600327 | 9 | 2011-12-15 | Removed From Ground | Other | 6000 | Double Walled | Fiberglass Reinforced Plastic | Suction: Valve At The Tank |  | 1996-08-01 |  | 1996-08-01
600328 | 1 | 1998-12-15 | Removed From Ground | Empty | 2000 | Marked Unknown | Unknown | Pressure
600330 | 1 | 1991-09-05 | Removed From Ground | Gas | 10000 | Bare Steel | Galvanized Steel | Not Marked
600331 | 1 | 1988-01-01 | Removed From Ground | Gas | 1000 | Bare Steel | Galvanized Steel | Not Marked
600331 | 2 | 1999-02-05 | Removed From Ground | Other | 1000 | Bare Steel | Galvanized Steel | Not Marked
600334 | 1 | 1992-11-01 | Removed From Ground | Gas | 6000 | Cathodically Protected Steel | Galvanized Steel | Not Marked
600336 | 1 | 1989-10-15 | Removed From Ground | Diesel | 12000 | Bare Steel | Galvanized Steel | Not Marked
600336 | 2 | 1991-03-15 | Removed From Ground | Diesel | 8000 | Bare Steel | Galvanized Steel | Not Marked
600336 | 3 | 2003-09-08 | Removed From Ground Date Unknown | Diesel | 12000 | Fiberglass | Fiberglass Reinforced Plastic | Suction: No Valve At The Tank |  | 1991-07-09 |  | 1991-07-09
600336 | 4 | 2001-03-23 | Removed From Ground | Other | 12000 | Fiberglass | Fiberglass Reinforced Plastic | Suction: No Valve At The Tank |  | 1991-07-09 |  | 1991-07-09
600336 | 5 | 1991-03-15 | Removed From Ground | Empty | 6000 | Bare Steel | Galvanized Steel | Not Marked
600336 | 6 | 1991-03-15 | Removed From Ground | Used Oil | 500 | Bare Steel | Unknown | Not Marked | Y |  | Y
600336 | 7 | 2001-03-21 | Removed From Ground | Used Oil | 2000 | Cathodically Protected Steel | Fiberglass Reinforced Plastic | Gravity Fed | Y |  | Y
600336 | 8 | 2001-04-12 | Removed From Ground | Gas | 12000 | Fiberglass | Fiberglass Reinforced Plastic | Not Marked |  | 1991-07-09 |  | 1991-07-09
600337 | 1 | 1987-02-25 | Removed From Ground | Diesel | 550 | Bare Steel | Bare Steel | Not Marked
600342 | 1 | 2016-06-15 | Closed In Ground | Diesel | 20000 | Composite | Galvanic | Suction: No Valve At The Tank |  | 1991-01-01 |  | 1991-01-01
600342 | 2 | 2016-06-15 | Closed In Ground | Diesel | 20000 | Composite | Galvanic | Suction: No Valve At The Tank |  | 1991-01-01 |  | 1991-01-01
600342 | 3 | 2016-06-15 | Closed In Ground | Diesel | 20000 | Composite | Galvanic | Suction: No Valve At The Tank |  | 1991-01-01 |  | 1991-01-01
600342 | 4 | 2016-06-15 | Closed In Ground | Diesel | 20000 | Composite | Galvanic | Suction: No Valve At The Tank |  | 1991-01-01 |  | 1991-01-01
600342 | 5 | 2016-01-01 | Currently In Use | Diesel | 35000 | Fiberglass Double Walled | Fiberglass/Double Walled | Pressure | N | 2016-03-20 | N | 2016-03-20
600342 | 6 | 2016-01-01 | Currently In Use | Diesel | 35000 | Fiberglass Double Walled | Fiberglass/Double Walled | Pressure | N | 2015-03-20 | N | 2016-03-20
600343 | 1 | 1997-05-19 | Removed From Ground | Diesel | 3000 | Fiberglass | Copper | Suction: Valve At The Tank
600343 | 2 | 1997-06-01 | Currently In Use | Diesel | 2000 | STIP-3 | Secondary Containment | Suction: Valve At The Tank |  | 1997-06-01 12:00 | Y | 1997-06-01 12:00
600344 | 1 |  | Permanently Out Of Use | Diesel | 2000 | Bare Steel | Galvanized Steel | Not Marked
600344 | 2 |  | Permanently Out Of Use | Diesel | 4000 | Bare Steel | Galvanized Steel | Not Marked
600344 | 3 |  | Permanently Out Of Use | Gas | 550 | Bare Steel | Galvanized Steel | Not Marked
600344 | 4 |  | Permanently Out Of Use | Gas | 3000 | Bare Steel | Galvanized Steel | Not Marked
600344 | 5 |  | Permanently Out Of Use | Gas | 6000 | Bare Steel | Galvanized Steel | Not Marked
600344 | 6 |  | Permanently Out Of Use | Diesel | 7000 | Bare Steel | Galvanized Steel | Not Marked
600346 | 1 | 1999-06-15 | Removed From Ground | Gas | 7000 | Bare Steel | Unknown | Not Marked
600346 | 2 | 1999-06-15 | Removed From Ground | Gas | 10000 | Bare Steel | Unknown | Not Marked
600346 | 3 | 1999-06-15 | Removed From Ground | Gas | 10000 | Bare Steel | Unknown | Not Marked
600346 | 4 | 1999-06-15 | Removed From Ground | Diesel | 10000 | Bare Steel | Unknown | Not Marked
600346 | 5 | 1999-06-15 | Removed From Ground | Diesel | 10000 | Bare Steel | Unknown | Not Marked
600346 | 6 | 1999-06-15 | Removed From Ground | Gas | 10000 | Bare Steel | Unknown | Not Marked
600349 | 1 | 1997-08-01 | Removed From Ground | Other | 8000 | Composite | Unknown | Not Marked
600349 | 10 | 1997-08-01 | Removed From Ground | Used Oil | 6000 | Bare Steel | Unknown | Not Marked | Y |  | Y
600349 | 11 | 1994-04-21 | Currently In Use | Gas | 20000 | Fiberglass | Fiberglass/Double Walled | Pressure |  | 1994-04-20 12:00 |  | 1994-04-21 12:00
600349 | 12 | 1997-08-29 | Currently In Use | Diesel | 20000 | Fiberglass | Fiberglass/Double Walled | Pressure |  | 1997-08-29 12:00 |  | 1997-08-29 12:00
600349 | 13 | 1997-08-29 | Currently In Use | Used Oil | 1000 | Fiberglass | Fiberglass/Double Walled | Gravity Fed | Y | 1997-08-29 12:00 | Y | 1997-08-29 12:00
600349 | 14 | 1997-08-29 | Currently In Use | New Oil | 8000 | Fiberglass | Fiberglass/Double Walled | Suction: Valve At The Tank |  | 1997-08-29 12:00 |  | 1997-08-29 12:00
600349 | 2 | 1993-12-01 | Removed From Ground | Hazardous Substance | 8000 | Composite | Unknown | Pressure
600349 | 3 | 1993-12-01 | Removed From Ground | Hazardous Substance | 8000 | Composite | Unknown | Pressure
600349 | 4 | 1997-08-01 | Removed From Ground | Diesel | 20000 | Cathodically Protected Steel | Cathodically Protected | Pressure
600349 | 5 | 1997-08-01 | Removed From Ground | Other | 8000 | Bare Steel | Unknown | Pressure
600349 | 6 | 1997-08-01 | Removed From Ground | Other | 8000 | Bare Steel | Unknown | Not Marked
600349 | 7 | 1997-08-01 | Removed From Ground | Other | 8000 | Bare Steel | Unknown | Not Marked
600349 | 8 | 1997-08-01 | Removed From Ground | Used Oil | 8000 | Bare Steel | Unknown | Not Marked | Y |  | Y
600349 | 9 | 1997-08-01 | Removed From Ground | Used Oil | 8000 | Bare Steel | Unknown | Not Marked | Y |  | Y
600353 | 1 |  | Removed From Ground Date Unknown | Gas | 1000 | Bare Steel | Galvanized Steel | Not Marked
600353 | 10 |  | Removed From Ground Date Unknown | Diesel | 1000 | Bare Steel | Galvanized Steel | Not Marked
600353 | 11 |  | Removed From Ground Date Unknown | Diesel | 1000 | Bare Steel | Galvanized Steel | Not Marked
600353 | 12 |  | Removed From Ground Date Unknown | Diesel | 1000 | Bare Steel | Galvanized Steel | Not Marked
600353 | 13 |  | Removed From Ground Date Unknown | Gas | 5000 | Bare Steel | Galvanized Steel | Not Marked
600353 | 14 |  | Removed From Ground Date Unknown | Gas | 5000 | Bare Steel | Galvanized Steel | Not Marked
600353 | 15 |  | Removed From Ground Date Unknown | Gas | 1000 | Bare Steel | Galvanized Steel | Not Marked
600353 | 2 |  | Removed From Ground Date Unknown | Diesel | 1000 | Bare Steel | Galvanized Steel | Not Marked
600353 | 3 |  | Removed From Ground Date Unknown | Gas | 10000 | Bare Steel | Galvanized Steel | Not Marked
600353 | 4 |  | Removed From Ground Date Unknown | Diesel | 10000 | Bare Steel | Galvanized Steel | Not Marked
600353 | 5 |  | Removed From Ground Date Unknown | Diesel | 1000 | Bare Steel | Galvanized Steel | Not Marked
600353 | 6 |  | Removed From Ground Date Unknown | Diesel | 1000 | Bare Steel | Galvanized Steel | Not Marked
600353 | 7 |  | Removed From Ground Date Unknown | Diesel | 1000 | Bare Steel | Galvanized Steel | Not Marked
600353 | 8 |  | Removed From Ground Date Unknown | Diesel | 1000 | Bare Steel | Galvanized Steel | Not Marked
600353 | 9 |  | Removed From Ground Date Unknown | Diesel | 1000 | Bare Steel | Galvanized Steel | Not Marked
600354 | 1 |  | Permanently Out Of Use | Gas | 10000 | Bare Steel | Unknown | Not Marked
600354 | 2 |  | Permanently Out Of Use | Gas | 10000 | Bare Steel | Unknown | Not Marked
600354 | 3 |  | Permanently Out Of Use | Gas | 10000 | Bare Steel | Unknown | Not Marked
600354 | 4 |  | Permanently Out Of Use | Diesel | 6000 | Bare Steel | Unknown | Not Marked
600354 | 5 |  | Permanently Out Of Use | Kerosene | 1000 | Bare Steel | Unknown | Not Marked
600354 | 6 |  | Permanently Out Of Use | Used Oil | 1000 | Bare Steel | Unknown | Not Marked | Y |  | Y
600356 | 1 | 1998-08-01 | Removed From Ground | Gas | 2000 | Bare Steel | Galvanized Steel | Not Marked
600356 | 2 | 1998-08-01 | Removed From Ground | Diesel | 2000 | Bare Steel | Galvanized Steel | Not Marked
600357 | 1 | 1998-12-01 | Removed From Ground | Diesel | 10000 | Bare Steel | Galvanized Steel | Not Marked
600357 | 2 |  | Currently In Use | Diesel | 2000 | Unknown | Fiberglass Reinforced Plastic | Suction: Valve At The Tank |  | 1998-12-01 |  | 1998-12-01
600358 | 1 | 1991-01-31 | Removed From Ground | Gas | 1000 | Bare Steel | Bare Steel | Not Marked
600358 | 2 | 1991-01-31 | Removed From Ground | Gas | 750 | Bare Steel | Galvanized Steel | Not Marked
600358 | 3 | 1998-10-01 | Removed From Ground | Gas | 1000 | Bare Steel | Bare Steel | Not Marked
600359 | 1 | 1973-05-11 | Currently In Use | Diesel | 10000 | Steel-Impressed Current | Impressed Current | Suction: No Valve At The Tank |  | 1989-06-01 |  | 1989-06-01
600359 | 2 |  | Removed From Ground Date Unknown | Diesel | 10000 | Cathodically Protected Steel | Not Marked | Not Marked
600361 | 1 |  | Removed From Ground Date Unknown | Gas | 2000 | Bare Steel | Galvanized Steel | Not Marked
600361 | 2 |  | Removed From Ground Date Unknown | Gas | 550 | Bare Steel | Galvanized Steel | Not Marked
600362 | 1 | 1998-11-01 | Removed From Ground | Gas | 500 | Bare Steel | Galvanized Steel | Not Marked
600363 | 1 | 1992-11-09 | Removed From Ground | Diesel | 1000 | Bare Steel | Galvanized Steel | Not Marked
600363 | 2 | 1993-01-15 | Currently In Use | Diesel | 1000 | Steel-Galvanic | Galvanic | Suction: Valve At The Tank |  | 1998-11-01 |  | 1993-01-15
600364 | 1 | 1995-01-01 | Removed From Ground | Diesel | 300 | Bare Steel | Galvanized Steel | Not Marked
600364 | 2 | 1995-01-01 | Removed From Ground | Gas | 565 | Bare Steel | Galvanized Steel | Not Marked
600365 | 1 | 1998-11-01 | Removed From Ground | Diesel | 1000 | Bare Steel | Galvanized Steel | Not Marked
600366 | 1 | 1993-01-07 | Removed From Ground | Diesel | 275 | Not Marked/Unknown | Not Marked | Not Marked
600367 | 1 | 1998-11-01 | Removed From Ground | Diesel | 500 | Bare Steel | Galvanized Steel | Not Marked
600367 | 2 | 1998-11-01 | Removed From Ground | Gas | 500 | Bare Steel | Galvanized Steel | Not Marked
600368 | 1 | 1992-10-16 | Removed From Ground | Gas | 500 | Bare Steel | Galvanized Steel | Not Marked
600368 | 2 | 1992-10-16 | Removed From Ground | Gas | 500 | Bare Steel | Galvanized Steel | Not Marked
600368 | 3 | 1993-09-15 | Currently In Use | Diesel | 1000 | Fiberglass | Fiberglass Reinforced Plastic | Suction: Valve At The Tank |  | 1993-01-01 |  | 1993-01-01
600369 | 1 | 1995-02-17 | Removed From Ground | Gas | 1000 | Bare Steel | Galvanized Steel | Not Marked
600369 | 2 | 1995-02-17 | Removed From Ground | Diesel | 1000 | Bare Steel | Galvanized Steel | Not Marked
600370 | 1 | 1992-11-02 | Removed From Ground | Diesel | 500 | Bare Steel | Galvanized Steel | Not Marked
600370 | 2 | 1993-01-15 | Currently In Use | Diesel | 1000 | Steel-Galvanic | Galvanic | Suction: No Valve At The Tank |  | 1993-01-15 |  | 1993-01-15
600371 | 1 | 1995-02-14 | Removed From Ground | Diesel | 550 | Bare Steel | Galvanized Steel | Not Marked
600372 | 1 | 1992-10-27 | Removed From Ground | Diesel | 550 | Bare Steel | Galvanized Steel | Not Marked
600372 | 2 | 1993-01-15 | Currently In Use | Diesel | 1000 | Steel-Galvanic | Fiberglass Reinforced Plastic | Suction: Valve At The Tank |  | 1993-01-15 |  | 1993-01-15
600373 | 1 | 1998-11-01 | Removed From Ground | Diesel | 280 | Bare Steel | Galvanized Steel | Not Marked
600374 | 1 | 1995-01-01 | Removed From Ground | Diesel | 280 | Bare Steel | Galvanized Steel | Not Marked
600375 | 1 | 1992-11-09 | Removed From Ground | Diesel | 300 | Bare Steel | Galvanized Steel | Not Marked
600375 | 2 | 1993-01-15 | Currently In Use | Diesel | 1000 | Steel-Galvanic | Fiberglass Reinforced Plastic | Suction: Valve At The Tank |  | 1993-01-15 |  | 1993-01-15
600376 | 1 | 1991-01-14 | Removed From Ground | Gas | 300 | Bare Steel | Fiberglass Reinforced Plastic | Not Marked
600377 | 1 | 1998-10-20 | Removed From Ground | Diesel | 500 | Bare Steel | Galvanized Steel | Not Marked
600378 | 1 | 1998-11-01 | Removed From Ground | Gas | 250 | Bare Steel | Galvanized Steel | Not Marked
600379 | 1 | 1998-11-01 | Removed From Ground | Gas | 1000 | Fiberglass | Fiberglass Reinforced Plastic | Not Marked
600379 | 2 | 1998-11-01 | Removed From Ground | Diesel | 1000 | Fiberglass | Fiberglass Reinforced Plastic | Not Marked
600380 | 1 | 1998-11-01 | Removed From Ground | Diesel | 560 | Bare Steel | Galvanized Steel | Not Marked
600381 | 1 | 1998-11-01 | Removed From Ground | Diesel | 1000 | Bare Steel | Galvanized Steel | Not Marked
600382 | 1 | 1992-12-14 | Removed From Ground | Diesel | 550 | Bare Steel | Galvanized Steel | Not Marked
600382 | 2 | 1993-01-15 | Currently In Use | Diesel | 1000 | Steel-Galvanic | Galvanic | Suction: No Valve At The Tank |  | 1993-01-15 |  | 1993-01-15
600383 | 1 | 1992-10-27 | Removed From Ground | Diesel | 500 | STIP-3 | Galvanized Steel | Not Marked
600383 | 2 | 1993-01-15 | Currently In Use | Diesel | 1000 | Steel-Galvanic | Fiberglass Reinforced Plastic | Suction: Valve At The Tank |  | 1993-01-15 |  | 1993-01-15
600384 | 1 | 1991-01-16 | Removed From Ground | Diesel | 560 | Bare Steel | Galvanized Steel | Not Marked
600385 | 1 | 1990-07-30 | Removed From Ground | Diesel | 560 | Bare Steel | Galvanized Steel | Not Marked
600386 | 1 | 1991-01-15 | Removed From Ground | Diesel | 560 | Bare Steel | Galvanized Steel | Not Marked
600387 | 1 | 1998-11-01 | Removed From Ground | Diesel | 560 | Bare Steel | Galvanized Steel | Not Marked
600388 | 1 | 1992-11-09 | Removed From Ground | Diesel | 550 | Bare Steel | Galvanized Steel | Not Marked
600388 | 2 | 1993-01-15 | Currently In Use | Diesel | 1000 | Steel-Galvanic | Galvanic | Suction: No Valve At The Tank |  | 1993-01-15 |  | 1993-01-15
600389 | 1 | 1992-10-16 | Removed From Ground | Gas | 550 | Bare Steel | Galvanized Steel | Not Marked
600389 | 2 | 1992-10-16 | Removed From Ground | Diesel | 500 | Bare Steel | Galvanized Steel | Not Marked
600389 | 3 | 1993-01-15 | Currently In Use | Diesel | 1000 | Steel-Galvanic | Fiberglass Reinforced Plastic | Suction: Valve At The Tank |  | 1993-01-15 |  | 1993-01-15
600390 | 1 | 1998-02-10 | Closed In Ground | Gas | 250 | Bare Steel | Galvanized Steel | Not Marked
600390 | 2 | 1998-02-10 | Closed In Ground | Diesel | 500 | Bare Steel | Galvanized Steel | Not Marked
600391 | 1 | 1991-12-09 | Removed From Ground | Gas | 3500 | Bare Steel | Galvanized Steel | Not Marked
600391 | 2 | 1991-12-09 | Removed From Ground | Gas | 1500 | Bare Steel | Galvanized Steel | Not Marked
600391 | 3 | 1991-12-09 | Removed From Ground | Diesel | 7500 | Bare Steel | Galvanized Steel | Not Marked
600392 | 1 | 1990-10-30 | Removed From Ground | Gas | 2000 | Bare Steel | Galvanized Steel | Not Marked
600393 | 1 | 1998-10-01 | Removed From Ground | Gas | 500 | Marked Unknown | Unknown | Suction: Valve At The Tank
600394 | 1 | 1998-10-01 | Removed From Ground | Gas | 500 | Marked Unknown | Unknown | Suction: Valve At The Tank
600395 | 1 | 1998-10-01 | Removed From Ground | Gas | 500 | Marked Unknown | Galvanized Steel | Suction: Valve At The Tank
600396 | 1 | 1997-12-06 | Removed From Ground | Gas | 500 | Marked Unknown | Unknown | Suction: Valve At The Tank
600397 | 1 | 1998-10-01 | Removed From Ground | Empty | 500 | Marked Unknown | Unknown | Suction: Valve At The Tank
600398 | 1 | 1998-10-13 | Removed From Ground | Gas | 500 | Marked Unknown | Unknown | Not Marked
600399 | 1 | 1998-08-01 | Removed From Ground | Gas | 1000 | Bare Steel | Unknown | Suction: Valve At The Tank
600399 | 2 | 1998-08-01 | Removed From Ground | Gas | 1000 | Bare Steel | Unknown | Suction: Valve At The Tank
600399 | 3 | 1998-08-01 | Removed From Ground | Gas | 1000 | Bare Steel | Unknown | Suction: Valve At The Tank
600401 | 1 | 1998-04-20 | Removed From Ground | Gas | 2500 | Bare Steel | Bare Steel | Suction: No Valve At The Tank
600402 | 1 | 1993-01-20 | Removed From Ground | Gas | 8000 | Bare Steel | Galvanized Steel | Not Marked
600403 | 1 | 1994-05-09 | Removed From Ground | Diesel | 6047 | Bare Steel | Galvanized Steel | Suction: No Valve At The Tank
600403 | 2 | 1994-05-09 | Removed From Ground | Other | 10673 | Bare Steel | Galvanized Steel | Suction: Valve At The Tank
600403 | 3 | 1994-05-09 | Removed From Ground | Other | 10650 | Bare Steel | Galvanized Steel | Suction: Valve At The Tank
600404 | 1 | 1998-12-15 | Removed From Ground | Diesel | 10000 | Bare Steel | Unknown | Suction: Valve At The Tank
600405 | 1 | 1998-09-01 | Removed From Ground | Diesel | 4000 | Fiberglass | Bare Steel | Not Marked
600405 | 2 | 1998-09-01 | Removed From Ground | Gas | 4000 | Fiberglass | Bare Steel | Not Marked
600405 | 3 | 1998-09-01 | Removed From Ground | Gas | 3000 | Fiberglass | Bare Steel | Not Marked
600405 | 4 | 1998-09-01 | Removed From Ground | Diesel | 3000 | Fiberglass | Bare Steel | Not Marked
600410 | 024 | 1978-05-10 | Currently In Use | Jet Fuel | 1500 | Steel-Impressed Current | Impressed Current | Gravity Fed |  | 1997-09-01 |  | 1997-09-01
600410 | 026 | 1978-05-10 | Currently In Use | Jet Fuel | 10000 | Steel-Impressed Current | Impressed Current | Gravity Fed |  | 1997-09-01 12:00 | Y | 2006-11-08 12:00
600411 | 28 | 1997-10-01 | Removed From Ground | Diesel | 30000 | Bare Steel | Unknown | Suction: Valve At The Tank
600411 | 28B | 2013-05-07 | Closed In Ground | Diesel | 30000 | Fiberglass Double Walled | Fiberglass/Double Walled | Suction: Valve At The Tank |  | 1997-10-01 |  | 1997-10-01
600411 | 30 | 2016-11-29 | Closed In Ground | Diesel | 5000 | Tank Jacket | Copper | Suction: No Valve At The Tank |  | 1997-11-01 |  | 1997-11-01
600411 | 31 | 1983-05-09 | Currently In Use | Diesel | 15000 | Tank Jacket | Copper | Suction: No Valve At The Tank |  | 1997-11-01 |  | 1997-11-01
600411 | 32 | 1983-05-09 | Currently In Use | Diesel | 15000 | Tank Jacket | Copper | Suction: No Valve At The Tank |  | 1997-11-01 |  | 1997-11-01
600411 | 384 | 1988-03-01 | Removed From Ground | Gas | 10000 | Bare Steel | Bare Steel | Not Marked
600411 | 385 | 1988-04-01 | Removed From Ground | Gas | 5000 | Bare Steel | Bare Steel | Not Marked
600411 | 386 | 1988-04-01 | Removed From Ground | Gas | 5000 | Bare Steel | Bare Steel | Not Marked
600414 | 1 | 1997-08-29 | Removed From Ground | Gas | 10000 | Bare Steel | Unknown | Not Marked
600414 | 2 | 1997-08-29 | Removed From Ground | Gas | 10000 | Bare Steel | Unknown | Not Marked
600414 | 3 | 1997-08-29 | Removed From Ground | Used Oil | 1000 | Bare Steel | Unknown | Not Marked | Y |  | Y
600414 | 4 | 1997-08-10 | Currently In Use | Gas | 10000 | Fiberglass | Fiberglass/Double Walled | Pressure |  | 1997-08-10 |  | 1997-08-10
600415 | 1 | 1994-01-01 | Removed From Ground | Gas | 4000 | Bare Steel | Unknown | Not Marked
600415 | 2 | 1994-01-01 | Removed From Ground | Gas | 4000 | Bare Steel | Unknown | Not Marked
600415 | 3 | 1994-01-01 | Removed From Ground | Gas | 4000 | Bare Steel | Unknown | Not Marked
600416 | 1 | 1991-11-01 | Currently In Use | Gas | 12000 | Steel-Impressed Current | Fiberglass Reinforced Plastic | Pressure |  | 1991-11-01 12:00 | Y | 1991-11-01 12:00
600416 | 2 | 1991-11-01 | Currently In Use | Diesel | 12000 | Steel-Impressed Current | Fiberglass Reinforced Plastic | Pressure |  | 1991-11-01 12:00 | Y | 1991-11-01 12:00
600416 | 3 | 1991-11-01 | Currently In Use | Diesel | 12000 | Steel-Impressed Current | Fiberglass Reinforced Plastic | Pressure |  | 1991-11-01 12:00 | Y | 1991-11-01 12:00
600416 | 4 | 2016-02-15 | Removed From Ground | Used Oil | 500 | Unknown | Unknown |  | N |  | N
600417 | 1 | 1999-05-25 | Removed From Ground | Gas | 12000 | Bare Steel | Galvanized Steel | Pressure
600417 | 2 | 1999-05-25 | Removed From Ground | Gas | 12000 | Bare Steel | Galvanized Steel | Pressure
600417 | 3 | 1999-05-25 | Removed From Ground | Diesel | 12000 | Bare Steel | Galvanized Steel | Pressure
600420 | 1 | 1974-05-11 | Currently In Use | Hazardous Substance | 6000 | Bare Steel | Galvanized Steel | Not Marked
600420 | 1 |  | Removed From Ground Date Unknown | Hazardous Substance | 6000 | Bare Steel | Galvanized Steel | Not Marked
600420 | 2 | 2006-04-07 | Removed From Ground Date Unknown | Other | 6000 | Bare Steel | Galvanized Steel | Not Marked
600420 | 3 | 2006-04-07 | Removed From Ground Date Unknown | Other | 6000 | Bare Steel | Galvanized Steel | Not Marked
600420 | 4 | 2006-04-07 | Removed From Ground Date Unknown | Other | 3000 | Bare Steel | Galvanized Steel | Not Marked
600420 | 5 | 1974-05-11 | Currently In Use | Other | 3000 | Bare Steel | Galvanized Steel | Not Marked
600420 | 5 |  | Removed From Ground Date Unknown | Other | 3000 | Bare Steel | Galvanized Steel | Not Marked
600420 | 6 | 1974-05-11 | Currently In Use | Other | 3000 | Bare Steel | Galvanized Steel | Not Marked
600420 | 6 |  | Removed From Ground Date Unknown | Other | 3000 | Bare Steel | Galvanized Steel | Not Marked
600420 | 7 | 1982-05-09 | Currently In Use | Other | 8000 | Bare Steel | Galvanized Steel | Not Marked
600420 | 7 |  | Removed From Ground Date Unknown | Other | 8000 | Bare Steel | Galvanized Steel | Not Marked
600420 | 8 | 1982-05-09 | Currently In Use | Other | 8000 | Bare Steel | Galvanized Steel | Not Marked
600420 | 8 |  | Removed From Ground Date Unknown | Other | 8000 | Bare Steel | Galvanized Steel | Not Marked
600420 | 9 | 1986-01-01 | Temporarily Out Of Use | Empty | 10000 | Bare Steel | Galvanized Steel | Not Marked
600420 | 9 |  | Removed From Ground Date Unknown | Empty | 10000 | Bare Steel | Galvanized Steel | Not Marked
600421 | 006 | 1999-05-19 | Permanently Out Of Use | Diesel | 1000 | Double Walled | Double Walled | Suction: No Valve At The Tank |  | 1999-05-27 |  | 1999-05-27
600421 | 007 | 1999-06-15 | Currently In Use | Aviation Gas/AV Gas | 10000 | Fiberglass Double Walled | Fiberglass Reinforced Plastic | Pressure |  | 1999-06-15 |  | 1999-06-15
600421 | 008 | 1999-08-06 | Currently In Use | Diesel | 20000 | Fiberglass Double Walled | Fiberglass Reinforced Plastic | Pressure |  | 1999-08-06 |  | 1999-08-06
600421 | 009 | 2004-07-28 | Removed From Ground | Diesel | 1000 | Double Walled | Double Walled | Suction: No Valve At The Tank |  | 1999-05-27 |  | 1999-05-27
600421 | 1 | 1999-09-09 | Removed From Ground | Heating Oil | 50000 | Bare Steel | Bare Steel | Suction: No Valve At The Tank
600421 | 2 | 1996-06-24 | Removed From Ground | Diesel | 2500 | Bare Steel | Bare Steel | Not Marked
600421 | 3 | 1996-06-24 | Removed From Ground | Diesel | 2500 | Bare Steel | Bare Steel | Not Marked
600421 | 4 | 1984-01-01 | Closed In Ground | Heating Oil | 10000 | Bare Steel | Unknown | Not Marked
600421 | 5 | 1999-05-01 | Removed From Ground | Other | 10000 | Fiberglass | Unknown | Not Marked
600421 | 6 | 1999-04-01 | Removed From Ground | Diesel | 1000 | Bare Steel | Bare Steel | Suction: No Valve At The Tank
600422 | 1 |  | Removed From Ground Date Unknown | Diesel | 1000 | Bare Steel | Galvanized Steel | Not Marked
600422 | 2 |  | Removed From Ground Date Unknown | Diesel | 500 | Bare Steel | Galvanized Steel | Not Marked
600422 | 3 |  | Removed From Ground Date Unknown | Gas | 6000 | Bare Steel | Galvanized Steel | Not Marked
600422 | 4 |  | Removed From Ground Date Unknown | Empty | 8000 | Bare Steel | Galvanized Steel | Not Marked
600422 | 5 |  | Removed From Ground Date Unknown | Empty | 2000 | Bare Steel | Galvanized Steel | Not Marked
600422 | 6 |  | Removed From Ground Date Unknown | Diesel | 5000 | Bare Steel | Galvanized Steel | Not Marked
600422 | 7 | 2013-12-04 | Removed From Ground | Diesel | 10000 | Cathodically Protected Steel | Fiberglass Reinforced Plastic | Suction: Valve At The Tank |  | 1988-11-03 |  | 1988-11-03
600422 | 8 | 2014-12-03 | Removed From Ground | Gas | 10000 | Cathodically Protected Steel | Fiberglass Reinforced Plastic | Suction: Valve At The Tank |  | 1988-11-03 |  | 1988-11-03
600423 | 1 |  | Removed From Ground Date Unknown | Heating Oil | 20000 | Composite | Bare Steel | Not Marked
600423 | 3 | 1993-12-16 | Closed In Ground | Heating Oil | 25000 | Not Marked/Unknown | Not Marked | Not Marked
600423 | 4 | 2012-02-01 | Currently In Use | Diesel | 20000 | Composite | Bare Steel | Not Marked
600426 | 1 | 1992-04-01 | Removed From Ground | Diesel | 10000 | Bare Steel | Galvanized Steel | Not Marked
600426 | 2 | 1992-04-01 | Removed From Ground | Gas | 10000 | Bare Steel | Galvanized Steel | Not Marked
600430 | 1 | 1987-01-01 | Removed From Ground | Gas |  | Bare Steel | Galvanized Steel | Not Marked
600431 | 1 | 1998-11-10 | Removed From Ground | Gas | 1000 | Bare Steel | Galvanized Steel | Not Marked
600432 | 1 | 1995-05-03 | Removed From Ground | Used Oil | 500 | Marked Unknown | Unknown | Not Marked | Y |  | Y
600433 | 1 | 1991-07-15 | Removed From Ground | Gas | 4000 | Bare Steel | Galvanized Steel | Not Marked
600433 | 1A | 2002-06-01 | Removed From Ground | Gas | 4000 | Composite | Fiberglass Reinforced Plastic | Not Marked |  | 1991-07-01 |  | 1991-07-01
600434 | 1 | 1998-06-10 | Removed From Ground | Gas | 550 | Double Walled | Cathodically Protected | Not Marked
600434 | 2 | 2003-09-08 | Removed From Ground | Used Oil | 550 | Double Walled | Cathodically Protected | Gravity Fed | Y |  | Y
600436 | 1 | 1986-01-01 | Currently In Use | Diesel | 20000 | Epoxy | Steel/Secondary Containment | Suction: Valve At The Tank |  | 1997-03-01 |  | 1997-03-01
600436 | 2 | 1986-01-01 | Currently In Use | Diesel | 20000 | Epoxy | Steel/Secondary Containment | Suction: Valve At The Tank |  | 1997-03-01 |  | 1997-03-01
600437 | 1 | 1988-06-01 | Removed From Ground | Gas | 4000 | Bare Steel | Galvanized Steel | Not Marked
600437 | 2 | 1988-06-01 | Removed From Ground | Gas | 3000 | Bare Steel | Galvanized Steel | Not Marked
600437 | 3 | 1988-06-01 | Removed From Ground | Gas | 5000 | Bare Steel | Galvanized Steel | Not Marked
600437 | 4 | 1988-06-01 | Removed From Ground | Gas | 8000 | Bare Steel | Galvanized Steel | Not Marked
600437 | 5 | 1988-06-01 | Removed From Ground | Used Oil | 300 | Bare Steel | Galvanized Steel | Not Marked | Y |  | Y
600444 | 1 | 1989-11-07 | Removed From Ground | Gas | 6000 | Bare Steel | Galvanized Steel | Not Marked
600444 | 2 | 1989-11-07 | Removed From Ground | Gas | 10000 | Bare Steel | Galvanized Steel | Not Marked
600446 | 1 | 1992-01-01 | Removed From Ground | Empty | 500 | Bare Steel | Bare Steel | Not Marked
600446 | 2 | 1991-12-27 | Removed From Ground | Empty | 500 | Bare Steel | Bare Steel | Not Marked
600446 | 3 | 1992-01-01 | Removed From Ground | Empty | 500 | Bare Steel | Bare Steel | Not Marked
600446 | 4 | 1992-01-01 | Removed From Ground | Empty | 250 | Bare Steel | Bare Steel | Not Marked
600447 | 1 | 2003-10-08 | Removed From Ground | Gas | 10000 | Cathodically Protected Steel | Fiberglass Reinforced Plastic | Suction: No Valve At The Tank |  | 1989-09-01 |  | 1989-09-01
600447 | 2 | 2003-10-08 | Removed From Ground | Diesel | 10000 | Cathodically Protected Steel | Fiberglass Reinforced Plastic | Suction: No Valve At The Tank |  | 1989-09-01 |  | 1989-09-01
600448 | 1 | 1990-04-20 | Removed From Ground | Gas | 500 | Bare Steel | Unknown | Not Marked
600449 | 1 |  | Removed From Ground Date Unknown | Gas | 500 | Bare Steel | Unknown | Not Marked
600452 | 1 | 2013-03-15 | Removed From Ground | Diesel | 10000 | Fiberglass | Fiberglass Reinforced Plastic | Pressure |  | 1994-03-25 |  | 1994-03-25
600452 | 2 | 2013-03-15 | Removed From Ground | Diesel | 10000 | Fiberglass | Fiberglass Reinforced Plastic | Pressure |  | 1994-03-25 |  | 1994-03-25
600454 | 1 |  | Removed From Ground Date Unknown | Gas | 6100 | Bare Steel | Bare Steel | Not Marked
600454 | 2 |  | Removed From Ground Date Unknown | Gas | 6100 | Bare Steel | Bare Steel | Not Marked
600454 | 3 |  | Removed From Ground Date Unknown | Gas | 6100 | Bare Steel | Bare Steel | Not Marked
600455 | 1 | 1998-06-01 | Removed From Ground | Diesel | 10000 | Bare Steel | Bare Steel | Gravity Fed
600455 | 2 |  | Currently In Use | Diesel | 10000 | Epoxy | Fiberglass Reinforced Plastic | Pressure |  | 1998-07-24 |  | 1998-07-24
600456 | 1 | 1982-06-01 | Removed From Ground | Empty | 5000 | Bare Steel | Galvanized Steel | Not Marked
600456 | 2 | 1982-06-01 | Removed From Ground | Empty | 8000 | Bare Steel | Galvanized Steel | Not Marked
600456 | 3 | 1982-06-01 | Removed From Ground | Empty | 12000 | Bare Steel | Galvanized Steel | Not Marked
600457 | 1 | 2011-08-22 | Removed From Ground | Empty | 5000 | Bare Steel | Galvanized Steel | Not Marked
600457 | 1 |  | Temporarily Out Of Use | Empty | 5000 | Bare Steel | Galvanized Steel | Not Marked
600457 | 21 | 2011-08-22 | Removed From Ground | Empty | 5000 | Bare Steel | Galvanized Steel | Not Marked
600457 | 21 |  | Temporarily Out Of Use | Empty | 5000 | Bare Steel | Galvanized Steel | Not Marked
600459 | 1 | 2000-11-09 | Removed From Ground | Diesel | 5000 | Bare Steel | Galvanized Steel | Not Marked
600459 | 2 | 2000-11-09 | Removed From Ground | Diesel | 8000 | Bare Steel | Galvanized Steel | Not Marked
600459 | 3 | 2000-11-09 | Removed From Ground | Diesel | 10000 | Bare Steel | Galvanized Steel | Not Marked
600459 | 4 | 2000-11-09 | Removed From Ground | Diesel | 10000 | Bare Steel | Galvanized Steel | Not Marked
600459 | 5 | 2000-11-09 | Removed From Ground | Used Oil | 500 | Marked Unknown | Galvanized Steel | Not Marked | Y |  | Y
600460 | 1 | 1990-06-01 | Currently In Use | Diesel | 4000 | Fiberglass | Fiberglass Reinforced Plastic | Suction: Valve At The Tank |  | 1990-06-01 |  | 1990-06-01
600462 | 1 | 1999-07-01 | Removed From Ground | Gas | 3000 | Marked Unknown | Unknown | Not Marked
600462 | 2 | 1999-07-01 | Removed From Ground | Gas | 1000 | Marked Unknown | Unknown | Not Marked
600462 | 3 | 1999-07-01 | Removed From Ground | Gas | 1000 | Marked Unknown | Unknown | Not Marked
600462 | 4 | 1999-07-01 | Removed From Ground | Gas | 1000 | Marked Unknown | Unknown | Not Marked
600463 | 1 | 2004-07-10 | Removed From Ground | Gas | 8000 | Steel-Impressed Current | Cathodically Protected | Pressure |  | 1998-05-25 |  | 1998-05-25
600463 | 2 | 2004-01-28 | Currently In Use | Gas | 8000 | Steel-Impressed Current | Cathodically Protected | Pressure |  | 1998-05-25 |  | 1998-05-25
600463 | 3 | 2004-01-28 | Currently In Use | Gas | 8000 | Steel-Impressed Current | Cathodically Protected | Pressure |  | 1998-05-25 |  | 1998-05-25
600463 | 4 | 2004-08-15 | Currently In Use | Gas | 8000 | Composite | Fiberglass Reinforced Plastic | Pressure | N | 2004-08-15 | N | 2004-08-15
600464 | 1 | 1987-10-10 | Removed From Ground | Empty | 1000 | Bare Steel | Bare Steel | Not Marked
600465 | 1 | 1993-04-06 | Removed From Ground | Diesel | 2000 | Bare Steel | Galvanized Steel | Not Marked
600465 | 2 | 1993-04-06 | Removed From Ground | Gas | 10000 | Bare Steel | Galvanized Steel | Not Marked
600465 | 3 | 1993-04-06 | Removed From Ground | Kerosene | 1000 | Bare Steel | Not Marked | Not Marked
600468 | 1 | 1981-09-15 | Currently In Use | Diesel | 10000 | Steel-Galvanic | Impressed Current | Suction: Valve At The Tank |  | 1998-12-20 |  | 1998-12-20
600469 | 1 | 1996-03-14 | Closed In Ground | Diesel | 12000 | Bare Steel | Galvanized Steel | Not Marked
600471 | 1 | 1984-04-17 | Currently In Use | Diesel | 10000 | Steel-Impressed Current | Fiberglass Reinforced Plastic | Pressure |  | 1998-09-30 |  | 1998-09-30
600471 | 2 | 1985-07-01 | Removed From Ground | Used Oil | 2000 | Steel-Impressed Current | Not Marked | Not Marked
600474 | 1 |  | Permanently Out Of Use | Diesel | 550 | Bare Steel | Galvanized Steel | Not Marked
600474 | 2 |  | Permanently Out Of Use | Gas | 2000 | Bare Steel | Unknown | Not Marked
600474 | 3 |  | Permanently Out Of Use | Gas | 3000 | Bare Steel | Unknown | Not Marked
600476 | 1 | 1998-01-01 | Removed From Ground | Diesel | 10000 | Cathodically Protected Steel | Galvanized Steel | Suction: Valve At The Tank |  | 1993-12-02
600479 | 1 | 1998-03-04 | Removed From Ground | Used Oil | 5000 | Bare Steel | Bare Steel | Gravity Fed | Y |  | Y
600479 | 2 | 1998-06-01 | Closed In Ground | Used Oil | 5000 | Bare Steel | Bare Steel | Gravity Fed | Y |  | Y
600479 | 60 | 1998-03-09 | Removed From Ground | Other | 2000 | Bare Steel | Bare Steel | Suction: No Valve At The Tank
600479 | 61 | 1998-03-09 | Removed From Ground | Gas | 10000 | Bare Steel | Bare Steel | Suction: No Valve At The Tank
600479 | 62 | 1998-03-09 | Removed From Ground | Other | 10000 | Bare Steel | Bare Steel | Pressure
600479 | 63A | 1998-03-09 | Removed From Ground | Other | 2500 | Bare Steel | Bare Steel | Suction: No Valve At The Tank
600479 | 63B | 1998-03-09 | Removed From Ground | Other | 2500 | Bare Steel | Bare Steel | Suction: No Valve At The Tank
600479 | 65 | 1998-03-09 | Removed From Ground | Other | 5000 | Bare Steel | Bare Steel | Pressure
600482 | 1 | 1997-10-06 | Removed From Ground | Gas | 1000 | Bare Steel | Unknown | Not Marked
600482 | 2 | 1997-10-06 | Removed From Ground | Diesel | 10000 | Bare Steel | Unknown | Not Marked
600483 | 01 | 2016-11-01 | Closed In Ground | Gas | 10000 | Composite | Fiberglass Reinforced Plastic | Pressure |  | 1996-08-01 |  | 1996-08-01
600483 | 1 | 2016-11-01 | Closed In Ground | Gas | 10000 | Composite | Fiberglass Reinforced Plastic | Pressure |  | 1996-08-01 |  | 1996-08-01
600483 | 11 | 1996-08-01 | Closed In Ground | Kerosene | 280 | Bare Steel | Galvanized Steel | Not Marked
600483 | 2 | 2016-11-01 | Closed In Ground | Diesel | 6000 | Composite | Fiberglass Reinforced Plastic | Pressure |  | 1996-08-01 |  | 1996-08-01
600483 | 3 | 2016-11-01 | Removed From Ground | Diesel | 4000 | Composite | Fiberglass Reinforced Plastic | Pressure |  | 1996-08-01 |  | 1996-08-01
600483 | 4 | 2009-07-01 | Removed From Ground | Kerosene | 3000 | Cathodically Protected Steel | Fiberglass Reinforced Plastic | Pressure |  | 1996-08-01 |  | 1996-08-01
600483 | 7 | 1996-08-01 | Closed In Ground | Gas | 1065 | Bare Steel | Bare Steel | Suction: No Valve At The Tank
600483 | 8 | 1996-08-01 | Closed In Ground | Gas | 1065 | Bare Steel | Bare Steel | Suction: No Valve At The Tank
600483 | 9 | 1996-08-01 | Closed In Ground | Gas | 1065 | Bare Steel | Bare Steel | Suction: No Valve At The Tank
600484 | 1 | 1994-06-20 | Removed From Ground | Empty | 1000 | Bare Steel | Unknown | Not Marked
600486 | 1 | 1994-11-01 | Removed From Ground | Diesel | 10000 | Bare Steel | Galvanized Steel | Not Marked
600486 | 2 | 1994-11-01 | Removed From Ground | Gas | 5000 | Bare Steel | Galvanized Steel | Pressure
600486 | 3 | 2003-07-02 | Removed From Ground | Empty | 2000 | Unknown | Unknown |  | N |  | N
600487 | 1 | 1992-09-22 | Removed From Ground | Gas | 1000 | Bare Steel | Galvanized Steel | Not Marked
600487 | 2 | 1992-09-22 | Removed From Ground | Gas | 1000 | Bare Steel | Galvanized Steel | Not Marked
600487 | 3 | 1992-09-22 | Removed From Ground | Gas | 500 | Bare Steel | Galvanized Steel | Not Marked
600487 | 4 | 1992-09-22 | Removed From Ground | Diesel | 1000 | Bare Steel | Galvanized Steel | Not Marked
600488 | 1 | 2001-07-10 | Removed From Ground | Diesel |  | Cathodically Protected Steel | Bare Steel | Not Marked
600491 | 1 | 1987-10-01 | Closed In Ground | Heating Oil | 2000 | Bare Steel | Galvanized Steel | Not Marked
600491 | 2 | 1987-10-01 | Closed In Ground | Heating Oil | 2000 | Bare Steel | Galvanized Steel | Not Marked
600491 | 3 | 2006-04-11 | Removed From Ground | Gas | 2005 | Cathodically Protected Steel | Fiberglass Reinforced Plastic | Suction: Valve At The Tank |  | 1997-05-07 |  | 1997-05-07
600492 | 1 | 1993-07-23 | Removed From Ground | Used Oil | 1000 | Bare Steel | Galvanized Steel | Gravity Fed | Y |  | Y
600493 | 1 | 1988-12-12 | Removed From Ground | Diesel | 3000 | Bare Steel | Galvanized Steel | Not Marked
600493 | 2 | 1988-12-12 | Removed From Ground | Gas | 3000 | Bare Steel | Galvanized Steel | Not Marked
600493 | 3 | 2007-04-01 | Removed From Ground | Used Oil | 560 | Bare Steel | Galvanized Steel | Not Marked | Y |  | Y
600493 | 3 |  | Currently In Use | Used Oil | 560 | Bare Steel | Galvanized Steel | Not Marked | Y |  | Y
600494 | 1 | 1993-12-09 | Removed From Ground | Gas | 2000 | Bare Steel | Galvanized Steel | Not Marked
600496 | 1 | 1985-01-01 | Closed In Ground | Gas | 550 | Bare Steel | Galvanized Steel | Not Marked
600496 | 2 | 1986-04-21 | Closed In Ground | Empty | 6000 | Bare Steel | Bare Steel | Not Marked
600496 | 3 | 1986-04-21 | Closed In Ground | Empty | 6000 | Bare Steel | Bare Steel | Not Marked
600497 | 1 | 1994-06-01 | Closed In Ground | Diesel | 10134 | Bare Steel | Galvanized Steel | Suction: Valve At The Tank
600497 | 2 | 1994-06-01 | Closed In Ground | Diesel | 10134 | Bare Steel | Galvanized Steel | Suction: Valve At The Tank
600500 | 1 | 1995-04-18 | Removed From Ground | Gas | 1000 | Bare Steel | Galvanized Steel | Not Marked
600500 | 2 | 1995-04-18 | Removed From Ground | Gas | 2000 | Bare Steel | Galvanized Steel | Not Marked
600500 | 3 | 1995-04-19 | Removed From Ground | Diesel | 8000 | Bare Steel | Galvanized Steel | Not Marked
600501 | 1 | 1997-05-01 | Removed From Ground | Gas | 1000 | Fiberglass | Fiberglass/Double Walled | Suction: No Valve At The Tank
600501 | 2 | 1997-05-01 | Removed From Ground | Other | 550 | Bare Steel | Galvanized Steel | Pressure
600501 | 3 | 1997-05-01 | Removed From Ground | Used Oil | 1500 | Bare Steel | Galvanized Steel | Pressure | Y |  | Y
600501 | 4 | 2002-12-18 | Currently In Use | Gas | 10000 | Composite Double Walled | Fiberglass/Double Walled | Suction: No Valve At The Tank | N | 2003-01-14 | N | 2002-12-20
600503 | 1 | 1998-04-15 | Removed From Ground | Other | 10000 | Bare Steel | Galvanized Steel | Not Marked
600503 | 2 | 1998-05-30 | Removed From Ground | Other | 12000 | Bare Steel | Galvanized Steel | Not Marked
600503 | 3 | 2008-03-26 | Removed From Ground | Other | 10000 | Fiberglass | Fiberglass Reinforced Plastic | Pressure |  | 1998-05-01 |  | 1998-05-01
600505 | 1 | 1988-12-01 | Removed From Ground | Gas | 1000 | STIP-3 | Single Wall Flex | Not Marked
600505 | 1 |  | Permanently Out Of Use | Gas | 1000 | STIP-3 | Single Wall Flex | Not Marked
600505 | 2 | 2015-02-07 | Removed From Ground | Diesel | 10000 | Cathodically Protected Steel | Galvanized Steel | Suction: No Valve At The Tank |  | 1998-12-08 |  | 1990-09-24
600505 | 3 |  | Removed From Ground Date Unknown | Gas | 1120 | Not Marked/Unknown | Not Marked | Not Marked
600505 | 4 |  | Removed From Ground Date Unknown | Gas | 1100 | Not Marked/Unknown | Not Marked | Not Marked
600506 | 1 | 1988-12-14 | Closed In Ground | Diesel | 1500 | Bare Steel | Bare Steel | Not Marked
600508 | 1 | 1997-05-01 | Removed From Ground | Other | 5000 | Bare Steel | Galvanized Steel | Suction: Valve At The Tank
600508 | 2 | 1997-05-01 | Removed From Ground | Other | 3000 | Bare Steel | Galvanized Steel | Suction: Valve At The Tank
600513 | FUEL#OIL | 1998-10-01 | Removed From Ground | Diesel | 6000 | Cathodically Protected Steel | Bare Steel | Suction: Valve At The Tank |  |  |  | 1992-01-01
600513 | OIL#WAT.S |  | Currently In Use | Empty | 2000 | Bare Steel | Bare Steel | Not Marked
600513 | OIL#WAT.SE |  | Currently In Use | Empty | 2000 | Bare Steel | Bare Steel | Not Marked
600513 | RECYCLE.FU | 1997-10-30 | Removed From Ground | Diesel | 550 | Cathodically Protected Steel | Galvanized Steel | Suction: Valve At The Tank |  |  |  | 1992-01-01
600513 | STARTER.FU | 1998-10-01 | Removed From Ground | Gas | 285 | Cathodically Protected Steel | Bare Steel | Suction: Valve At The Tank |  |  |  | 1992-01-01
600514 | 3 |  | Currently In Use | Diesel | 1000 | Not Marked/Unknown | Not Marked | Not Marked
600514 | 4 |  | Currently In Use | Gas | 3000 | Not Marked/Unknown | Not Marked | Not Marked
600514 | DIESEL | 1998-10-01 | Removed From Ground | Empty | 550 | Bare Steel | Bare Steel | Not Marked
600514 | GASOLINE | 1998-10-01 | Removed From Ground | Empty | 550 | Bare Steel | Galvanized Steel | Not Marked
600516 | 3 |  | Currently In Use | Propane | 400 | Not Marked/Unknown | Not Marked | Not Marked
600516 | DIESEL | 1998-10-01 | Removed From Ground | Diesel | 1000 | Fiberglass | Bare Steel | Pressure
600516 | GASOLINE | 1998-10-01 | Removed From Ground | Gas | 1000 | Fiberglass | Bare Steel | Pressure
600517 | DIESEL | 1998-10-01 | Removed From Ground | Diesel | 550 | Bare Steel | Bare Steel | Pressure
600517 | GASOLINE | 1998-10-01 | Removed From Ground | Gas | 550 | Bare Steel | Galvanized Steel | Pressure
600518 | NORTH | 2005-08-03 | Removed From Ground | Diesel | 550 | Steel-Impressed Current | Cathodically Protected | Suction: Valve At The Tank |  | 1998-12-01 |  | 1998-12-01
600518 | NORTH-2 | 2005-08-03 | Removed From Ground | Diesel | 250 | Steel-Impressed Current | Cathodically Protected | Suction: Valve At The Tank |  | 1998-12-01 |  | 1998-12-01
600518 | SOUTH | 2006-02-22 | Removed From Ground | Diesel | 550 | Steel-Impressed Current | Cathodically Protected | Suction: Valve At The Tank |  | 1998-12-01 |  | 1998-12-01
600518 | SOUTH-2 | 1980-04-30 | Currently In Use | Diesel | 250 | Steel-Impressed Current | Fiberglass Reinforced Plastic | Suction: Valve At The Tank |  | 1998-12-01 |  | 1998-12-01
600519 | 1 | 1978-01-01 | Removed From Ground | Other | 8000 | Marked Unknown | Unknown | Not Marked
600522 | 1 | 1998-05-05 | Removed From Ground | Diesel | 10000 | Fiberglass | Galvanized Steel | Not Marked
600522 | 2 | 1998-05-05 | Removed From Ground | Diesel | 10000 | Fiberglass | Galvanized Steel | Not Marked
600523 | 1 | 2007-08-28 | Removed From Ground | Used Oil | 500 | Cathodically Protected Steel | Galvanized Steel | Not Marked | Y |  | Y
600526 | 1 | 1994-01-01 | Removed From Ground | Gas | 6000 | Bare Steel | Unknown | Not Marked
600526 | 1A | 2000-01-01 | Removed From Ground Date Unknown | Gas | 10000 | Unknown | Fiberglass Reinforced Plastic | Pressure |  | 1994-01-20 |  | 1994-01-20
600526 | 1B | 2000-01-01 | Removed From Ground Date Unknown | Diesel | 10000 | Unknown | Fiberglass Reinforced Plastic | Pressure |  | 1994-01-20 |  | 1994-01-20
600529 | 1 | 1992-05-15 | Removed From Ground | Gas | 10000 | Bare Steel | Galvanized Steel | Pressure
600529 | 2 | 1992-05-15 | Removed From Ground | Gas | 10000 | Bare Steel | Galvanized Steel | Pressure
600529 | 3 | 1992-05-15 | Removed From Ground | Gas | 10000 | Bare Steel | Galvanized Steel | Pressure
600529 | 4 | 1992-05-15 | Removed From Ground | Diesel | 5000 | Bare Steel | Galvanized Steel | Pressure
600530 | 1 | 1998-10-01 | Removed From Ground | Diesel | 10000 | Bare Steel | Galvanized Steel | Pressure
600531 | D | 2003-02-05 | Removed From Ground | Diesel | 10000 | Composite | Fiberglass Reinforced Plastic | Suction: Valve At The Tank |  | 1992-09-01 |  | 1992-09-01
600531 | G | 2003-02-05 | Removed From Ground | Gas | 2000 | Composite | Fiberglass Reinforced Plastic | Suction: Valve At The Tank |  | 1992-09-01 |  | 1992-09-01
600533 | 2 | 1980-01-01 | Currently In Use | Diesel | 10000 | Fiberglass | Fiberglass Reinforced Plastic | Not Marked |  | 1998-11-01 |  | 1998-11-01
600533 | 3 | 1980-01-01 | Currently In Use | Gas | 10000 | Fiberglass | Fiberglass Reinforced Plastic | Suction: Valve At The Tank |  | 1998-11-01 |  | 1998-11-01
600534 | 1 |  | Permanently Out Of Use | Gas | 2500 | Bare Steel | Unknown | Not Marked
600534 | 2 |  | Permanently Out Of Use | Gas | 3000 | Bare Steel | Unknown | Not Marked
600534 | 3 |  | Permanently Out Of Use | Gas | 12000 | Bare Steel | Galvanized Steel | Not Marked
600534 | 4 |  | Permanently Out Of Use | Kerosene | 300 | Bare Steel | Unknown | Not Marked
600535 | 1 | 1998-02-05 | Removed From Ground | Gas | 8000 | Bare Steel | Unknown | Not Marked
600535 | 2 | 1998-02-05 | Removed From Ground | Gas | 8000 | Bare Steel | Galvanized Steel | Not Marked
600535 | 3 | 1998-01-26 | Permanently Out Of Use | Diesel | 12000 | Cathodically Protected Steel | Galvanized Steel | Not Marked
600535 | 4 | 1999-02-01 | Currently In Use | Diesel | 25000 | Fiberglass Double Walled | Fiberglass/Double Walled | Pressure |  | 1999-02-01 |  | 1999-02-01
600535 | 5 | 1999-02-01 | Currently In Use | Diesel | 25000 | Fiberglass Double Walled | Fiberglass/Double Walled | Pressure |  | 1999-02-01 |  | 1999-02-01
600535 | 6 | 1999-02-01 | Currently In Use | Diesel | 25000 | Fiberglass Double Walled | Fiberglass/Double Walled | Pressure |  | 1999-02-01 |  | 1999-02-01
600535 | 7 | 1999-02-01 | Currently In Use | Gas | 12500 | Fiberglass Double Walled | Fiberglass/Double Walled | Pressure |  | 1999-02-01 |  | 1999-02-01
600535 | 8 | 1999-02-01 | Currently In Use | Gas | 12500 | Fiberglass Double Walled | Fiberglass/Double Walled | Pressure |  | 1999-02-01 |  | 1999-02-01
600537 | 1 | 1988-04-19 | Removed From Ground | Diesel | 6000 | Bare Steel | Galvanized Steel | Not Marked
600537 | 2 | 1988-04-19 | Removed From Ground | Gas | 6000 | Bare Steel | Galvanized Steel | Not Marked
600538 | 1 | 1999-03-10 | Removed From Ground | Gas | 2000 | Bare Steel | Unknown | Suction: Valve At The Tank
600539 | 1 | 1990-06-27 | Removed From Ground | Gas | 1800 | Bare Steel | Galvanized Steel | Not Marked
600539 | 2 | 2001-10-30 | Removed From Ground | Diesel | 1000 | Not Marked/Unknown | Not Marked | Not Marked
600540 | 1 | 1993-07-01 | Removed From Ground | Gas | 3000 | Bare Steel | Unknown | Not Marked
600540 | 2 | 1993-07-01 | Removed From Ground | Gas | 3000 | Bare Steel | Unknown | Not Marked
600540 | 3 | 1993-07-01 | Removed From Ground | Gas | 3000 | Bare Steel | Unknown | Not Marked
600541 | 1 | 1990-09-01 | Removed From Ground | Diesel |  | Bare Steel | Galvanized Steel | Not Marked
600541 | 2 | 1990-09-01 | Removed From Ground | Gas |  | Bare Steel | Galvanized Steel | Not Marked
600541 | 3 | 1990-09-01 | Removed From Ground | Gas | 2000 | Bare Steel | Galvanized Steel |  | N |  | N
600542 | 1 | 1986-01-01 | Closed In Ground | Gas | 10000 | Bare Steel | Unknown | Not Marked
600542 | 2 | 1992-03-06 | Removed From Ground | Other | 1000 | Bare Steel | Unknown | Not Marked
600542 | 3 | 1992-03-06 | Removed From Ground | Other | 550 | Bare Steel | Unknown | Not Marked
600542 | 4 | 1992-03-06 | Removed From Ground | Used Oil | 550 | Bare Steel | Unknown | Not Marked | Y |  | Y
600542 | 5 | 1990-12-01 | Removed From Ground | Empty | 10000 | Bare Steel | Unknown | Not Marked
600542 | 6 | 1999-07-21 | Removed From Ground | Gas | 10000 | Cathodically Protected Steel | Fiberglass Reinforced Plastic | Suction: Valve At The Tank |  | 1991-01-01 |  | 1991-01-01
600543 | 1 | 1992-01-01 | Removed From Ground | Diesel | 1000 | Bare Steel | Galvanized Steel | Not Marked
600543 | 2 | 1992-01-01 | Removed From Ground | Gas | 1000 | Bare Steel | Galvanized Steel | Not Marked
600546 | 1 | 1996-08-01 | Removed From Ground | Diesel | 564 | Bare Steel | Galvanized Steel | Not Marked
600546 | 2 | 1996-08-01 | Removed From Ground | Gas | 1000 | Not Marked/Unknown | Not Marked | Not Marked
600547 | 1 |  | Removed From Ground Date Unknown | Gas | 500 | Bare Steel | Galvanized Steel | Not Marked
600552 | 1 | 1990-01-11 | Removed From Ground | Diesel | 8000 | Bare Steel | Unknown | Not Marked
600553 | 1 | 1993-12-20 | Removed From Ground | Diesel | 5000 | Bare Steel | Galvanized Steel | Not Marked
600553 | 2 | 1993-12-20 | Removed From Ground | Gas | 5000 | Bare Steel | Galvanized Steel | Not Marked
600553 | 3 | 1993-12-20 | Removed From Ground | Gas | 10000 | Bare Steel | Galvanized Steel | Not Marked
600554 | 1 | 1994-02-01 | Removed From Ground | Empty | 10000 | Bare Steel | Bare Steel | Suction: Valve At The Tank
600554 | 2 | 1994-02-01 | Removed From Ground | Empty | 10000 | Bare Steel | Galvanized Steel | Suction: Valve At The Tank
600554 | 3 | 1994-03-01 | Removed From Ground | Other | 1000 | Bare Steel | Bare Steel | Suction: Valve At The Tank
600554 | 4 | 1994-03-01 | Removed From Ground | Empty | 1000 | Bare Steel | Bare Steel | Gravity Fed | Y |  | Y
600554 | 5 |  | Removed From Ground Date Unknown | Diesel | 20000 | Double Walled | Fiberglass Reinforced Plastic | Pressure |  | 1994-03-16 |  | 1994-03-16
600556 | 1 | 1992-06-01 | Removed From Ground | Gas | 1000 | Bare Steel | Galvanized Steel | Suction: No Valve At The Tank
600556 | 204678 | 1996-09-17 | Removed From Ground | Diesel | 1000 | Cathodically Protected Steel | Cathodically Protected | Suction: No Valve At The Tank |  | 1992-06-02 |  | 1992-06-02
600556 | 248279 | 1996-09-17 | Removed From Ground | Gas | 1000 | Cathodically Protected Steel | Cathodically Protected | Suction: No Valve At The Tank |  | 1992-06-02 |  | 1992-06-02
600557 | 1 | 1989-09-18 | Removed From Ground | Gas | 560 | Bare Steel | Galvanized Steel | Suction: No Valve At The Tank
600558 | 1 | 1989-12-15 | Removed From Ground | Gas | 6000 | Bare Steel | Unknown | Not Marked
600558 | 2 | 1989-12-15 | Removed From Ground | Gas | 6000 | Bare Steel | Unknown | Not Marked
600558 | 3 | 1989-12-15 | Removed From Ground | Gas | 6000 | Bare Steel | Unknown | Not Marked
600558 | 4 | 1989-12-15 | Removed From Ground | Gas | 8000 | Bare Steel | Unknown | Not Marked
600558 | 5 | 2006-03-09 | Removed From Ground | Used Oil | 550 | Bare Steel | Unknown | Not Marked | Y |  | Y
600558 | 570626 | 2006-03-09 | Removed From Ground | Gas | 10000 | Fiberglass | Fiberglass Reinforced Plastic | Not Marked
600558 | 570627 | 2006-03-09 | Removed From Ground | Gas | 10000 | Fiberglass | Fiberglass Reinforced Plastic | Not Marked
600558 | 570628 | 2006-03-09 | Removed From Ground | Gas | 10000 | Fiberglass | Fiberglass Reinforced Plastic | Not Marked
600558 | 6 | 2006-03-09 | Removed From Ground | Kerosene | 550 | Bare Steel |  |  | N |  | N
600559 | 1 | 1992-04-23 | Removed From Ground | Used Oil | 1000 | Bare Steel | Galvanized Steel | Gravity Fed | Y |  | Y
600561 | 1 | 1995-05-02 | Removed From Ground | Used Oil | 210 | Bare Steel | Galvanized Steel | Gravity Fed | Y |  | Y
600562 | 1 | 1988-05-16 | Closed In Ground | Diesel | 8000 | Bare Steel | Galvanized Steel | Not Marked
600562 | 2 | 1988-05-16 | Closed In Ground | Gas | 8000 | Bare Steel | Galvanized Steel | Not Marked
600562 | 3 | 1988-05-16 | Closed In Ground | Gas | 8000 | Bare Steel | Galvanized Steel | Not Marked
600565 | 1 | 1990-12-31 | Removed From Ground | Gas | 6100 | Bare Steel | Galvanized Steel | Not Marked
600567 | 1 | 1996-12-12 | Removed From Ground | Diesel | 8000 | Bare Steel | Galvanized Steel | Not Marked
600567 | 2 | 1997-01-01 | Removed From Ground | Diesel | 10000 | Bare Steel | Galvanized Steel | Not Marked
600569 | 1 | 1986-01-01 | Removed From Ground | Empty | 500 | Bare Steel | Galvanized Steel | Not Marked
600570 | 1 | 2001-10-01 | Removed From Ground | Gas | 10000 | Steel-Impressed Current | Cathodically Protected | Suction: Valve At The Tank |  | 1998-12-12 |  | 1998-12-12
600572 | 1 | 1993-06-01 | Removed From Ground | Other | 10000 | Bare Steel | Bare Steel | Not Marked
600572 | 2 | 1993-06-01 | Removed From Ground | Other | 10000 | Bare Steel | Bare Steel | Not Marked
600572 | 3 | 1993-07-01 | Currently In Use | Gas | 12000 | Epoxy | Fiberglass Reinforced Plastic | Pressure |  | 1993-07-01 |  | 1993-07-01
600572 | 4 | 1993-07-01 | Currently In Use | Gas | 12000 | Epoxy | Fiberglass Reinforced Plastic | Pressure |  | 1993-07-01 |  | 1993-07-01
600572 | 5 | 1993-07-01 | Currently In Use | Diesel | 12000 | Epoxy | Fiberglass Reinforced Plastic | Pressure |  | 1993-07-01 |  | 1993-07-01
600573 | 1 | 1987-05-27 | Removed From Ground | Diesel | 2000 | Bare Steel | Bare Steel | Not Marked
600574 | 1 | 1992-05-22 | Removed From Ground | Gas | 10000 | Bare Steel | Bare Steel | Not Marked
600574 | 2 |  | Permanently Out Of Use | Empty | 10000 | Bare Steel | Bare Steel | Not Marked
600575 | 1 | 1998-03-01 | Removed From Ground | Kerosene | 500 | Bare Steel | Galvanized Steel | Not Marked
600575 | 2 | 1998-03-01 | Removed From Ground | Diesel | 500 | Bare Steel | Galvanized Steel | Not Marked
600575 | 3 | 1998-03-01 | Removed From Ground | Gas | 500 | Bare Steel | Galvanized Steel | Not Marked
600575 | 4 | 1998-03-01 | Removed From Ground | Gas | 1000 | Bare Steel | Galvanized Steel | Not Marked
600576 | 1 | 1995-01-01 | Removed From Ground | Gas | 500 | Bare Steel | Galvanized Steel | Not Marked
600576 | 2 | 1995-01-01 | Removed From Ground | Other |  | Bare Steel | Galvanized Steel | Not Marked
600576 | 3 | 1997-10-29 | Removed From Ground | Diesel | 3500 | Bare Steel | Galvanized Steel | Not Marked
600577 | 1 | 1993-11-03 | Removed From Ground | Diesel | 5000 | Bare Steel | Bare Steel | Not Marked
600577 | 2 | 1993-11-03 | Removed From Ground | Diesel | 5000 | Bare Steel | Bare Steel | Not Marked
600579 | 1 | 1995-06-05 | Removed From Ground | Diesel | 10000 | Bare Steel | Galvanized Steel | Not Marked
600579 | 2 | 1995-06-05 | Removed From Ground | Gas | 10000 | Bare Steel | Galvanized Steel | Not Marked
600579 | 3 |  | Removed From Ground Date Unknown | Kerosene | 2000 | Bare Steel | Galvanized Steel | Not Marked
600579 | 4 |  | Removed From Ground Date Unknown | Gas | 500 | Bare Steel | Galvanized Steel | Not Marked
600583 | 1 | 1990-02-01 | Removed From Ground | Gas | 550 | Cathodically Protected Steel | Galvanized Steel | Not Marked
600583 | 2 | 1998-07-14 | Removed From Ground | Gas | 10000 | Cathodically Protected Steel | Galvanized Steel | Suction: Valve At The Tank |  | 1991-06-01 |  | 1991-06-01
600583 | 3 | 1990-02-15 | Removed From Ground | Heating Oil | 10000 | Bare Steel | Galvanized Steel | Not Marked
600583 | 4 | 1990-02-15 | Removed From Ground | Heating Oil | 10000 | Bare Steel | Galvanized Steel | Not Marked
600584 | D1 |  | Removed From Ground Date Unknown | Diesel | 10000 | Bare Steel | Unknown | Suction: Valve At The Tank
600584 | D2 |  | Removed From Ground Date Unknown | Diesel | 10000 | Bare Steel | Unknown | Suction: Valve At The Tank
600584 | G1 |  | Removed From Ground Date Unknown | Gas | 10000 | Bare Steel | Unknown | Suction: Valve At The Tank
600584 | OIL5 | 1996-07-12 | Removed From Ground | Used Oil | 550 | Bare Steel | Unknown | Suction: Valve At The Tank | Y |  | Y
600584 | OIL6 | 1996-07-12 | Removed From Ground | Used Oil | 3000 | Bare Steel | Unknown | Gravity Fed | Y |  | Y
600586 | 1 | 1993-12-29 | Removed From Ground | Used Oil | 500 | Marked Unknown | Unknown | Not Marked | Y |  | Y
600587 | 1 | 1990-12-01 | Removed From Ground | Gas | 10000 | Bare Steel | Galvanized Steel | Not Marked
600587 | 2 | 1990-12-01 | Removed From Ground | Used Oil | 500 | Bare Steel | Galvanized Steel | Not Marked | Y |  | Y
600587 | 3 | 1990-12-01 | Removed From Ground | Diesel | 2000 | Bare Steel | Galvanized Steel | Not Marked
600587 | 4 | 1990-12-01 | Removed From Ground | Diesel | 2000 | Bare Steel | Galvanized Steel | Not Marked
600590 | 1 | 1990-01-01 | Removed From Ground | Diesel | 10000 | Bare Steel | Galvanized Steel | Not Marked
600591 | 1 | 2002-06-03 | Removed From Ground | Diesel | 10000 | Steel-Impressed Current | Bare Steel | Suction: Valve At The Tank |  | 1996-05-01 |  | 1996-05-01
600592 | 1 | 1971-04-14 | Currently In Use | Gas | 5000 | Steel-Impressed Current | Fiberglass Reinforced Plastic | Pressure |  | 1998-09-01 |  | 1998-09-01
600592 | 2 | 1971-04-14 | Currently In Use | Gas | 5000 | Steel-Impressed Current | Fiberglass Reinforced Plastic | Pressure |  | 1998-09-01 |  | 1998-09-01
600592 | 3 | 1971-04-14 | Currently In Use | Gas | 5000 | Steel-Impressed Current | Fiberglass Reinforced Plastic | Pressure |  | 1998-09-01 |  | 1998-09-01
600592 | 4 | 1971-04-14 | Currently In Use | Diesel | 5000 | Steel-Impressed Current | Fiberglass Reinforced Plastic | Pressure |  | 1998-09-01 |  | 1998-09-01
600595 | 1 | 1995-02-23 | Removed From Ground | Diesel | 5000 | Bare Steel | Bare Steel | Suction: No Valve At The Tank
600595 | 2 | 1995-02-23 | Removed From Ground | Diesel | 5000 | Bare Steel | Bare Steel | Suction: No Valve At The Tank
600595 | 3 | 1995-02-23 | Removed From Ground | Other | 5000 | Bare Steel | Bare Steel | Suction: No Valve At The Tank
600595 | 4 | 1995-02-23 | Removed From Ground | Other | 5000 | Bare Steel | Bare Steel | Suction: No Valve At The Tank
600597 | 1 | 1991-04-15 | Removed From Ground | Gas | 4000 | Bare Steel | Galvanized Steel | Not Marked
600597 | 1A | 1991-05-02 | Currently In Use | Gas | 5000 | STIP-3 | Fiberglass Reinforced Plastic | Pressure |  | 1993-03-01 |  | 1993-03-01
600597 | 2 | 1991-04-15 | Removed From Ground | Gas | 4000 | Bare Steel | Galvanized Steel | Not Marked
600597 | 2A | 1991-05-02 | Currently In Use | Gas | 5000 | STIP-3 | Fiberglass Reinforced Plastic | Pressure |  | 1993-03-01 |  | 1993-03-01
600597 | 3 | 1991-04-15 | Removed From Ground | Gas | 4000 | Bare Steel | Galvanized Steel | Not Marked
600597 | 3A | 1991-05-02 | Currently In Use | Gas | 5000 | STIP-3 | Fiberglass Reinforced Plastic | Pressure |  | 1993-03-01 |  | 1993-03-01
600597 | 4 | 1991-04-15 | Removed From Ground | Gas | 4000 | Bare Steel | Galvanized Steel | Not Marked
600597 | 4A | 1991-05-02 | Currently In Use | Diesel | 4000 | STIP-3 | Fiberglass Reinforced Plastic | Suction: No Valve At The Tank |  | 1993-03-01 |  | 1993-03-01
600597 | 5 | 1991-04-15 | Removed From Ground | Gas | 3000 | Bare Steel | Galvanized Steel | Not Marked
600597 | 6 | 1991-04-15 | Removed From Ground | Diesel | 1000 | Bare Steel | Galvanized Steel | Not Marked
600597 | 7 | 1980-11-05 | Currently In Use | Diesel | 10000 | Steel-Impressed Current | Impressed Current | Pressure |  | 1997-09-01 |  | 1997-09-01
600597 | 8 | 1980-11-05 | Currently In Use | Diesel | 6000 | Steel-Impressed Current | Impressed Current | Pressure |  | 1997-09-01 |  | 1997-09-01
600597 | 9 | 1991-05-01 | Removed From Ground | Used Oil | 560 | Bare Steel | Galvanized Steel | Not Marked | Y |  | Y
600600 | 1 | 1989-06-27 | Removed From Ground | Gas | 5000 | Bare Steel | Unknown | Not Marked
600600 | 2 | 1989-06-27 | Removed From Ground | Diesel | 10000 | Bare Steel | Unknown | Not Marked
600600 | 3 | 2002-07-29 | Removed From Ground | Gas | 11000 | Bare Steel | Unknown | Not Marked | N |  | N
600601 | 1 | 1985-01-01 | Removed From Ground | Gas | 1000 | Marked Unknown | Unknown | Not Marked
600602 | A |  | Currently In Use | Gas | 3000 | Fiberglass | Galvanized Steel | Not Marked
600602 | B |  | Currently In Use | Gas | 3000 | Fiberglass | Galvanized Steel | Not Marked
600602 | C |  | Currently In Use | Diesel | 3000 | Fiberglass | Galvanized Steel | Not Marked
600604 | 1 | 1994-02-07 | Removed From Ground | Gas | 10000 | Bare Steel | Bare Steel | Not Marked
600605 | 1 | 1998-09-01 | Removed From Ground | Used Oil | 500 | Bare Steel | Galvanized Steel | Gravity Fed | Y |  | Y
600606 | 1 | 1998-10-27 | Removed From Ground | Gas | 1990 | Bare Steel | Unknown | Not Marked
600606 | 2 | 1998-10-27 | Removed From Ground | Gas | 1990 | Bare Steel | Unknown | Not Marked
600607 | 1 | 1990-06-01 | Closed In Ground | Empty | 6000 | Marked Unknown | Unknown | Not Marked
600608 | 1 | 1989-09-01 | Removed From Ground | Gas | 8000 | Bare Steel | Galvanized Steel | Not Marked
600608 | 2 | 1989-09-01 | Removed From Ground | Diesel | 14000 | Bare Steel | Galvanized Steel | Not Marked
600608 | 3 | 1989-09-01 | Closed In Ground | Other |  | Bare Steel | Galvanized Steel | Not Marked
600608 | 4 | 1989-09-01 | Closed In Ground | Other |  | Bare Steel | Galvanized Steel | Not Marked
600609 | 1 | 1986-09-01 | Closed In Ground | Gas |  | Bare Steel | Unknown | Not Marked
600609 | 2 | 1986-09-01 | Closed In Ground | Gas |  | Bare Steel | Unknown | Not Marked
600610 | 1 |  | Permanently Out Of Use | Used Oil | 500 | Bare Steel | Not Marked | Not Marked
600611 | 1 | 1994-03-31 | Removed From Ground | Diesel | 2000 | Bare Steel | Galvanized Steel | Gravity Fed
600612 | 1 | 2017-03-22 | Removed From Ground | Aviation Gas/AV Gas | 10000 | Steel-Impressed Current | Impressed Current | Suction: No Valve At The Tank |  | 1990-01-17 |  | 1990-01-17
600612 | 2 | 2017-03-22 | Removed From Ground | Aviation Gas/AV Gas | 10000 | Steel-Impressed Current | Impressed Current | Suction: No Valve At The Tank |  | 1990-01-17 |  | 1990-01-17
600613 | 1 | 1996-09-10 | Removed From Ground | Gas | 2000 | Bare Steel | Bare Steel | Not Marked
600613 | 2 | 1996-09-10 | Removed From Ground | Diesel | 10000 | Bare Steel | Bare Steel | Not Marked
600613 | 3 | 1996-09-10 | Removed From Ground | Empty | 3000 | Bare Steel | Bare Steel | Not Marked
600613 | 4 | 1996-09-10 | Removed From Ground | Empty | 3000 | Bare Steel | Bare Steel | Not Marked
600617 | 1 |  | Removed From Ground Date Unknown | Other | 2005 | Marked Unknown | Galvanized Steel | Not Marked
600617 | 2 |  | Removed From Ground Date Unknown | Other | 2005 | Marked Unknown | Galvanized Steel | Not Marked
600617 | 3 |  | Removed From Ground Date Unknown | Used Oil | 1000 | Marked Unknown | Not Marked | Not Marked | Y |  | Y
600617 | 4 |  | Removed From Ground Date Unknown | Used Oil | 1000 | Marked Unknown | Not Marked | Not Marked | Y |  | Y
600620 | 1 | 1995-08-23 | Removed From Ground | Gas | 2000 | Cathodically Protected Steel | Galvanized Steel | Not Marked
600623 | 1 | 1989-03-10 | Removed From Ground | Diesel | 1000 | Bare Steel | Galvanized Steel | Not Marked
600626 | 1 | 1996-08-01 | Removed From Ground | Used Oil | 250 | Bare Steel | Unknown | Suction: No Valve At The Tank | Y |  | Y
600627 | 1 | 1997-04-30 | Removed From Ground | Empty | 4000 | Bare Steel | Unknown | Not Marked
600627 | 2 | 1991-10-23 | Removed From Ground | Empty | 1000 | Bare Steel | Unknown | Not Marked
600627 | 3 | 1991-10-23 | Removed From Ground | Empty | 2000 | Bare Steel | Unknown | Not Marked
600631 | 1 |  | Removed From Ground Date Unknown | Diesel | 10000 | Bare Steel | Bare Steel | Not Marked
600631 | 2 |  | Removed From Ground Date Unknown | Diesel | 10000 | Bare Steel | Bare Steel | Not Marked
600632 | 1 | 1989-01-01 | Removed From Ground | Gas | 10000 | Marked Unknown | Unknown | Not Marked
600632 | 2 |  | Currently In Use | Gas | 8000 | Marked Unknown | Unknown | Not Marked
600633 | 1 | 1990-12-01 | Removed From Ground | Other | 1000 | Bare Steel | Galvanized Steel | Not Marked
600633 | 2 | 1990-12-01 | Removed From Ground | Other | 1000 | Bare Steel | Galvanized Steel | Not Marked
600633 | 3 | 1990-12-01 | Removed From Ground | Used Oil | 1000 | Bare Steel | Fiberglass Reinforced Plastic | Not Marked | Y |  | Y
600633 | 4 | 1990-12-01 | Removed From Ground | Diesel | 5000 | Bare Steel | Galvanized Steel | Not Marked
600634 | 1 | 1998-11-01 | Closed In Ground | Other | 8300 | Bare Steel | Unknown | Not Marked
600634 | 2 | 1998-11-01 | Closed In Ground | Gas | 6000 | Bare Steel | Unknown | Not Marked
600636 | 1 | 2000-05-10 | Removed From Ground | Diesel | 28000 | Marked Unknown | Unknown | Not Marked
600636 | 2 | 2000-05-10 | Removed From Ground | Diesel | 8000 | Marked Unknown | Unknown | Not Marked
600636 | 3 | 2000-05-10 | Removed From Ground | Gas | 8000 | Bare Steel | Bare Steel | Suction: No Valve At The Tank
600636 | 4 | 2000-05-10 | Removed From Ground | Used Oil | 550 | Bare Steel | Bare Steel | Suction: No Valve At The Tank | Y |  | Y
600637 | 1 | 1998-05-21 | Removed From Ground | Gas | 3000 | Bare Steel | Unknown | Not Marked
600640 | 1 | 2002-03-02 | Removed From Ground | Empty | 10000 | Bare Steel | Bare Steel | Not Marked
600641 | 1 | 1998-08-18 | Removed From Ground | Diesel | 2000 | Bare Steel | Copper | Not Marked
600641 | 2 | 1998-09-02 | Currently In Use | Diesel | 2500 | Fiberglass Double Walled | Steel/Secondary Containment | Suction: Valve At The Tank |  | 1998-09-02 |  | 1998-09-02
600642 | 1 | 1999-05-15 | Removed From Ground | Used Oil | 280 | Bare Steel | Bare Steel | Not Marked | Y |  | Y
600643 | 1 | 1986-01-01 | Removed From Ground | Diesel | 550 | Bare Steel | Galvanized Steel | Not Marked
600643 | 2 | 1986-01-01 | Removed From Ground | Used Oil | 1000 | Bare Steel | Galvanized Steel | Not Marked | Y |  | Y
600644 | 1A | 1990-11-21 | Removed From Ground | Gas | 1000 | Bare Steel | Galvanized Steel | Not Marked
600644 | 1B | 1990-11-21 | Removed From Ground | Gas | 1000 | Bare Steel | Galvanized Steel | Not Marked
600644 | 2 | 1988-11-30 | Removed From Ground | Hazardous Substance | 1000 | Fiberglass | Fiberglass Reinforced Plastic | Not Marked
600647 | 1 | 2005-11-17 | Removed From Ground | Diesel | 10000 | Fiberglass | Fiberglass Reinforced Plastic | Pressure |  | 1983-12-01 |  | 1983-12-01
600647 | 2 | 2005-11-17 | Removed From Ground | Gas | 12000 | Fiberglass | Fiberglass Reinforced Plastic | Pressure
600647 | 3 | 2005-11-17 | Removed From Ground | Gas | 12000 | Fiberglass | Fiberglass Reinforced Plastic | Pressure
600647 | 4 | 2005-11-17 | Removed From Ground | Gas | 12000 | Fiberglass | Fiberglass Reinforced Plastic | Pressure
600649 | 1 | 1985-01-01 | Removed From Ground | Empty | 5000 | Bare Steel | Unknown | Not Marked
600649 | 2 | 1985-01-01 | Removed From Ground | Empty | 1000 | Bare Steel | Unknown | Not Marked
600649 | 3 | 1985-01-01 | Removed From Ground | Diesel | 5000 | Bare Steel | Unknown | Not Marked
600649 | 4 | 1985-01-01 | Removed From Ground | Diesel | 1000 | Bare Steel | Unknown | Not Marked
600651 | 1 | 1990-01-01 | Removed From Ground | Gas | 10000 | Bare Steel | Galvanized Steel | Not Marked
600651 | 2 | 1991-11-25 | Removed From Ground | Used Oil | 500 | Bare Steel | Galvanized Steel | Not Marked | Y |  | Y
600651 | 3 | 1991-11-25 | Removed From Ground | Used Oil | 500 | Bare Steel | Galvanized Steel | Not Marked | Y |  | Y
600651 | 4 | 1991-11-25 | Removed From Ground | Other | 500 | Bare Steel | Galvanized Steel | Not Marked
600651 | 5 | 1991-11-25 | Removed From Ground | Other | 500 | Bare Steel | Galvanized Steel | Not Marked
600652 | 1 | 1991-07-03 | Removed From Ground | Diesel | 10000 | Bare Steel | Galvanized Steel | Not Marked
600653 | 1 | 1999-10-14 | Closed In Ground | Gas | 10134 | Bare Steel | Galvanized Steel | Suction: Valve At The Tank
600653 | 2 | 1999-12-01 | Removed From Ground | Gas | 3008 | Bare Steel | Bare Steel | Suction: Valve At The Tank
600653 | 3 | 1999-12-01 | Removed From Ground | Gas | 3008 | Bare Steel | Bare Steel | Suction: Valve At The Tank
600653 | 4 | 1999-12-01 | Removed From Ground | Empty | 3008 | Bare Steel | Unknown | Not Marked
600654 | 1 | 1995-06-07 | Removed From Ground | Diesel | 10000 | Bare Steel | Galvanized Steel | Suction: No Valve At The Tank
600654 | 2 | 1995-06-07 | Removed From Ground | Diesel | 10000 | Bare Steel | Galvanized Steel | Suction: No Valve At The Tank
600654 | 3 | 1995-06-07 | Removed From Ground | Gas | 10000 | Bare Steel | Galvanized Steel | Suction: No Valve At The Tank
600654 | 4 | 1995-06-07 | Removed From Ground | Gas | 8000 | Bare Steel | Galvanized Steel | Suction: No Valve At The Tank
600654 | 5 | 1995-06-07 | Removed From Ground | Gas | 8000 | Bare Steel | Galvanized Steel | Suction: No Valve At The Tank
600654 | 6 | 1995-06-07 | Removed From Ground | Other | 2000 | Bare Steel | Galvanized Steel | Suction: No Valve At The Tank
600655 | 1 | 1976-02-24 | Currently In Use | Gas | 10000 | Steel-Impressed Current | Impressed Current | Pressure |  | 1998-07-27 12:00 |  | 1998-07-27 12:00
600655 | 2 | 1976-02-24 | Currently In Use | Diesel | 10000 | Steel-Impressed Current | Impressed Current | Pressure |  | 1998-07-27 12:00 |  | 1998-07-27 12:00
600655 | 3 | 1976-02-24 | Currently In Use | Gas | 10000 | Steel-Impressed Current | Impressed Current | Pressure |  | 1998-07-27 12:00 |  | 1998-07-27 12:00
600655 | 4 | 1999-09-15 | Removed From Ground | Other | 500 | Steel-Impressed Current | Impressed Current | Not Marked |  | 1998-07-27 |  | 1998-07-27
600655 | 5 | 1976-02-24 | Currently In Use | Used Oil | 500 | Steel-Impressed Current | Impressed Current | Pressure | Y | 1998-07-28 12:00 | Y | 1998-07-27 12:00
600655 | 6 | 1999-07-01 | Currently In Use | New Oil | 1000 | Composite | Fiberglass Reinforced Plastic | Pressure |  | 1999-07-01 12:00 |  | 1999-07-01 12:00
600656 | 1 | 1997-10-28 | Removed From Ground | Used Oil | 1000 | Bare Steel | Galvanized Steel | Suction: No Valve At The Tank | Y |  | Y
600656 | 2 | 1997-10-28 | Removed From Ground | Other | 1000 | Bare Steel | Galvanized Steel | Suction: No Valve At The Tank
600656 | 3 | 1997-10-28 | Removed From Ground | Other | 1000 | Bare Steel | Galvanized Steel | Suction: No Valve At The Tank
600656 | 4 | 1997-10-28 | Removed From Ground | Other | 250 | Bare Steel | Galvanized Steel | Suction: No Valve At The Tank
600657 | 1 | 1990-08-17 | Removed From Ground | Empty | 5000 | Bare Steel | Unknown | Not Marked
600657 | 2 | 1990-08-17 | Removed From Ground | Empty | 5000 | Bare Steel | Unknown | Not Marked
600661 | 1 | 1993-11-30 | Removed From Ground | Diesel | 200 | Bare Steel | Copper | Suction: Valve At The Tank
600662 | 1 | 1995-03-27 | Removed From Ground | Used Oil | 500 | Concrete | Not Marked | Not Marked | Y |  | Y
600663 | 1 | 1981-01-31 | Currently In Use | Gas | 10000 | Steel-Impressed Current | Galvanized Steel | Pressure | Y | 1998-04-20 12:00 |  | 1998-04-20 12:00
600663 | 2 | 1981-01-31 | Currently In Use | Diesel | 10000 | Steel-Impressed Current | Galvanized Steel | Pressure | Y | 1998-04-20 12:00 |  | 1998-04-20 12:00
600663 | 3 | 1981-01-31 | Currently In Use | Diesel | 10000 | Steel-Impressed Current | Galvanized Steel | Pressure | Y | 1998-04-20 12:00 |  | 1998-04-20 12:00
600663 | 4 | 1981-01-31 | Currently In Use | New Oil | 2000 | Steel-Impressed Current | Galvanized Steel | Pressure | Y | 1998-04-20 12:00 |  | 1998-04-20 12:00
600663 | 5 | 1981-01-31 | Currently In Use | Used Oil | 1000 | Steel-Impressed Current | Galvanized Steel | Pressure | Y | 1998-04-20 12:00 | Y | 1998-04-20 12:00
600664 | 1 | 1997-03-01 | Removed From Ground | Gas | 1000 | Bare Steel | Galvanized Steel | Not Marked
600665 | 1 | 1996-02-29 | Removed From Ground | Other | 5000 | Marked Unknown | Unknown | Not Marked
600665 | 2 | 1996-02-29 | Removed From Ground | Other | 1 | Marked Unknown | Unknown | Not Marked
600665 | 3 | 1996-02-29 | Removed From Ground | Other | 1 | Marked Unknown | Unknown | Not Marked
600665 | 4 | 1996-03-01 | Removed From Ground | Other | 1 | Marked Unknown | Unknown | Not Marked
600667 | 1 | 1997-06-19 | Removed From Ground | Gas | 1000 | Bare Steel | Unknown | Not Marked
600669 | 1 | 1988-10-01 | Removed From Ground | Empty | 1000 | Bare Steel | Galvanized Steel | Not Marked
600669 | 2 | 1988-10-01 | Removed From Ground | Empty | 2000 | Bare Steel | Galvanized Steel | Not Marked
600669 | 3 | 2005-04-21 | Removed From Ground | Empty | 10000 | Bare Steel | Galvanized Steel | Not Marked
600669 | 3 |  | Currently In Use | Empty | 10000 | Bare Steel | Galvanized Steel | Not Marked
600670 | 1 | 1998-08-01 | Removed From Ground | Diesel | 10000 | Bare Steel | Galvanized Steel | Not Marked
600670 | 2 | 1998-08-01 | Removed From Ground | Diesel | 8000 | Bare Steel | Galvanized Steel | Not Marked
600670 | 3 | 1998-08-01 | Removed From Ground | Gas | 1000 | Bare Steel | Galvanized Steel | Not Marked
600670 | 4 | 1998-08-01 | Removed From Ground | Other | 1000 | Bare Steel | Galvanized Steel | Not Marked
600670 | 5 | 1991-11-01 | Removed From Ground | Empty | 560 | Bare Steel | Galvanized Steel | Not Marked
600670 | 5A | 2015-05-08 | Removed From Ground | Used Oil | 500 | STIP-3 | Galvanized Steel | Gravity Fed | Y | 2011-09-29 12:00 | Y | 2011-09-29 12:00
600671 | 1 |  | Removed From Ground Date Unknown | Gas | 1000 | Bare Steel | Galvanized Steel | Not Marked
600672 | 1 | 1989-04-09 | Removed From Ground | Gas | 3000 | Bare Steel | Unknown | Not Marked
600675 | 1 | 1992-12-11 | Removed From Ground | Gas | 10000 | Bare Steel | Bare Steel | Suction: No Valve At The Tank
600676 | 1 | 1997-09-01 | Removed From Ground | Diesel | 10000 | Bare Steel | Galvanized Steel | Not Marked
600676 | 2 | 1989-11-22 | Removed From Ground | Used Oil | 500 | Fiberglass | Not Marked | Not Marked | Y |  | Y
600678 | 1 | 1991-07-29 | Removed From Ground | Gas | 10000 | Bare Steel | Galvanized Steel | Not Marked
600678 | 2 | 1991-07-29 | Removed From Ground | Other | 6048 | Bare Steel | Galvanized Steel | Not Marked
600678 | 3 | 1991-07-29 | Removed From Ground | Diesel | 8000 | Bare Steel | Galvanized Steel | Not Marked
600678 | 4 | 1991-07-29 | Removed From Ground | Diesel | 10000 | Bare Steel | Galvanized Steel | Not Marked
600678 | 5 | 1991-07-29 | Removed From Ground | Used Oil | 6000 | Bare Steel | Galvanized Steel | Not Marked | Y |  | Y
600681 | 1 | 1992-03-20 | Removed From Ground | Used Oil | 550 | Bare Steel | Bare Steel | Not Marked | Y |  | Y
600685 | 1 | 1991-01-01 | Removed From Ground | Diesel | 12000 | Bare Steel | Galvanized Steel | Not Marked
600685 | 2 | 1998-11-01 | Removed From Ground | Gas | 2000 | Marked Unknown | Unknown | Not Marked
600686 | 1 | 1993-06-29 | Removed From Ground | Gas | 1000 | Bare Steel | Bare Steel | Suction: No Valve At The Tank
600687 | 1 | 1990-04-01 | Removed From Ground | Gas | 10000 | Bare Steel | Galvanized Steel | Not Marked
600687 | 2 | 1990-04-01 | Removed From Ground | Diesel | 10000 | Bare Steel | Galvanized Steel | Not Marked
600688 | 1 | 1996-02-09 | Removed From Ground | Empty | 10000 | Marked Unknown | Unknown | Not Marked
600688 | 2 | 1996-02-09 | Removed From Ground | Empty | 3000 | Marked Unknown | Unknown | Not Marked
600690 | 1 | 2006-02-02 | Removed From Ground | Diesel |  | Bare Steel | Galvanized Steel | Suction: Valve At The Tank
600690 | 2 | 2006-02-02 | Removed From Ground | Diesel |  | Bare Steel | Galvanized Steel | Pressure
600691 | 1 | 1995-11-22 | Removed From Ground | Gas | 2000 | Bare Steel | Galvanized Steel | Not Marked
600692 | 1 | 1989-08-01 | Removed From Ground | Heating Oil | 20000 | Fiberglass | Copper | Not Marked
600692 | 2 | 1989-08-01 | Removed From Ground | Empty | 1000 | Bare Steel | Galvanized Steel | Not Marked
600692 | 3 | 1989-08-01 | Removed From Ground | Gas | 1000 | Bare Steel | Galvanized Steel | Not Marked
600693 | 1 | 1993-01-01 | Removed From Ground | Diesel | 8000 | Bare Steel | Unknown | Not Marked
600694 | 1 | 1998-11-01 | Removed From Ground | Gas | 550 | Bare Steel | Unknown | Not Marked
600696 | 1 | 2004-08-24 | Removed From Ground Date Unknown | Diesel | 2000 | Marked Unknown | Unknown | Not Marked
600696 | 2 | 1995-06-06 | Removed From Ground | Gas | 6000 | Marked Unknown | Unknown | Not Marked
600696 | 3 | 1980-07-01 | Closed In Ground | Empty | 2000 | Marked Unknown | Unknown | Not Marked
600696 | 4 | 1998-08-12 | Removed From Ground | Diesel | 12000 | Marked Unknown | Unknown | Not Marked
600696 | 5 | 2006-05-10 | Removed From Ground | Not Marked/Tank Removed | 2600 | Unknown | Unknown |  | N |  | N
600696 | 6 | 2006-05-10 | Removed From Ground | Not Marked/Tank Removed | 6000 | Unknown | Unknown |  | N |  | N
600697 | A0H | 2003-05-01 | Removed From Ground | Diesel | 4000 | Double Walled | Double Walled | Suction: Valve At The Tank |  | 1992-02-19 |  | 1992-02-19
600697 | B&D0H | 2003-05-02 | Removed From Ground | Diesel | 4000 | Double Walled | Double Walled | Suction: Valve At The Tank |  | 1989-10-30 |  | 1989-10-30
600697 | D-1 | 1993-07-16 | Removed From Ground | Empty | 6000 | Bare Steel | Bare Steel | Not Marked
600697 | D-2 | 1993-07-21 | Removed From Ground | Empty | 2000 | Bare Steel | Bare Steel | Not Marked
600697 | G-1 | 1993-07-16 | Removed From Ground | Empty | 12000 | Bare Steel | Bare Steel | Not Marked
600697 | G-2 | 1993-07-19 | Removed From Ground | Empty | 10000 | Bare Steel | Bare Steel | Not Marked
600699 | 1 |  | Permanently Out Of Use | Gas | 8000 | Fiberglass | Fiberglass Reinforced Plastic | Pressure |  | 1994-08-25 |  | 1994-08-25
600699 | 2 |  | Permanently Out Of Use | Gas | 10000 | Fiberglass | Fiberglass Reinforced Plastic | Pressure |  | 1994-08-25 |  | 1994-08-25
600699 | 3 |  | Permanently Out Of Use | Gas | 8068 | Fiberglass | Fiberglass Reinforced Plastic | Pressure |  | 1994-08-25 |  | 1994-08-25
600699 | 4 | 2001-06-11 | Removed From Ground | Used Oil | 1000 | Bare Steel | Galvanized Steel | Gravity Fed | Y |  | Y
600699 | 5 | 2001-06-11 | Removed From Ground | Gas | 10000 | Fiberglass | Fiberglass Reinforced Plastic | Pressure
600699 | 6 | 2001-06-11 | Removed From Ground | Gas | 10000 | Fiberglass | Fiberglass Reinforced Plastic | Pressure
600699 | 7 | 2001-06-11 | Removed From Ground | Gas | 10000 | Fiberglass | Fiberglass Reinforced Plastic | Pressure
600699 | 8 |  | Permanently Out Of Use | Gas | 10000 | Double Walled | Double Walled | Not Marked | Y |  | Y
600699 | 9 | 2007-07-18 | Removed From Ground | Used Oil | 550 | Unknown | Unknown |  | N |  | N
600701 | 10 | 1980-01-01 | Currently In Use | Gas | 3000 | Steel-Impressed Current | Fiberglass Reinforced Plastic | Pressure |  | 1998-11-01 |  | 1998-11-01
600701 | 6 | 1980-01-01 | Currently In Use | Gas | 6000 | Steel-Impressed Current | Fiberglass Reinforced Plastic | Pressure |  | 1998-11-01 |  | 1998-11-01
600701 | 7 | 1980-01-01 | Currently In Use | Gas | 3000 | Steel-Impressed Current | Fiberglass Reinforced Plastic | Pressure |  | 1998-11-01 |  | 1998-11-01
600701 | 8 | 1980-01-01 | Currently In Use | Gas | 3000 | Steel-Impressed Current | Fiberglass Reinforced Plastic | Pressure |  | 1998-11-01 |  | 1998-11-01
600701 | 9 | 1980-01-01 | Currently In Use | Gas | 3000 | Steel-Impressed Current | Fiberglass Reinforced Plastic | Pressure |  | 1998-11-01 |  | 1998-11-01
600702 | 1 | 1995-05-10 | Closed In Ground | Heating Oil | 10000 | Bare Steel | Unknown | Not Marked
600702 | 2 | 1995-05-01 | Removed From Ground | Heating Oil | 15000 | Bare Steel | Unknown | Not Marked
600702 | 3 | 1990-01-07 | Removed From Ground | Diesel | 8000 | Bare Steel | Unknown | Not Marked
600702 | 4 | 1990-06-07 | Removed From Ground | Diesel | 10000 | Bare Steel | Unknown | Not Marked
600707 | 1 | 2007-05-02 | Temporarily Out Of Use | Gas | 10000 | Steel-Impressed Current | Cathodically Protected | Pressure |  | 2000-03-07 |  | 2000-03-07
600707 | 2 | 2007-05-02 | Temporarily Out Of Use | Gas | 10000 | Steel-Impressed Current | Cathodically Protected | Pressure |  | 2000-03-07 |  | 2000-03-07
600707 | 3 | 2007-05-02 | Temporarily Out Of Use | Gas | 12000 | Steel-Impressed Current | Cathodically Protected | Pressure |  | 2000-03-07 |  | 2000-03-07
600708 | 1 | 1984-02-01 | Currently In Use | Gas | 10000 | Steel-Impressed Current | Impressed Current | Pressure |  | 1999-01-29 |  | 1999-01-29
600708 | 2 | 1984-02-01 | Currently In Use | Gas | 10000 | Steel-Impressed Current | Impressed Current | Pressure |  | 1999-01-29 |  | 1999-01-29
600708 | 3 | 1984-02-01 | Currently In Use | Gas | 6000 | Steel-Impressed Current | Impressed Current | Pressure |  | 1999-01-29 |  | 1999-01-29
600708 | 4 | 1984-02-01 | Currently In Use | Diesel | 6000 | Steel-Impressed Current | Impressed Current | Pressure |  | 1999-01-29 |  | 1999-01-29
600709 | 1 | 1993-08-27 | Removed From Ground | Gas | 10000 | Bare Steel | Galvanized Steel | Pressure
600709 | 2 | 1993-08-27 | Removed From Ground | Gas | 10000 | Bare Steel | Galvanized Steel | Pressure
600709 | 3 | 1993-08-27 | Removed From Ground | Gas | 6000 | Bare Steel | Galvanized Steel | Pressure
600710 | 1 | 1993-08-02 | Removed From Ground | Gas | 12000 | Fiberglass | Fiberglass Reinforced Plastic | Pressure
600710 | 2 | 1993-08-02 | Removed From Ground | Gas | 12000 | Fiberglass | Fiberglass Reinforced Plastic | Not Marked
600710 | 3 | 1993-08-02 | Removed From Ground | Gas | 12000 | Fiberglass | Fiberglass Reinforced Plastic | Not Marked
600710 | 4 | 1996-08-01 | Currently In Use | Gas | 10000 | Composite | Single Wall Flex | Pressure |  | 1996-08-01 |  | 1996-08-01
600710 | 5 | 1996-08-01 | Currently In Use | Gas | 10000 | Composite | Single Wall Flex | Pressure |  | 1996-08-01 |  | 1996-08-01
600710 | 6 | 1996-08-01 | Currently In Use | Gas | 10000 | Composite | Single Wall Flex | Pressure |  | 1996-08-01 |  | 1996-08-01
600716 | 1 | 2003-03-12 | Removed From Ground | Gas | 12000 | Steel-Impressed Current | Cathodically Protected | Pressure |  | 1998-05-21 |  | 1998-05-21
600716 | 2 | 2003-03-12 | Removed From Ground | Gas | 12000 | Steel-Impressed Current | Cathodically Protected | Pressure |  | 1998-05-21 |  | 1998-05-21
600716 | 3 | 2003-03-12 | Removed From Ground | Gas | 12000 | Steel-Impressed Current | Cathodically Protected | Pressure |  | 1998-05-21 |  | 1998-05-21
600721 | 1 | 1990-07-10 | Removed From Ground | Gas | 3000 | Bare Steel | Galvanized Steel | Not Marked
600721 | 2 | 1990-07-10 | Removed From Ground | Gas | 3000 | Bare Steel | Galvanized Steel | Not Marked
600721 | 3 | 1990-07-10 | Removed From Ground | Gas | 4000 | Bare Steel | Galvanized Steel | Not Marked
600721 | 4 | 1990-07-10 | Removed From Ground | Gas | 4000 | Bare Steel | Galvanized Steel | Not Marked
600721 | 5 | 1990-07-01 | Removed From Ground | Used Oil | 550 | Bare Steel | Galvanized Steel | Not Marked | Y |  | Y
600724 | 1 | 1987-01-01 | Removed From Ground | Gas | 1000 | Bare Steel | Galvanized Steel | Not Marked
600724 | 2 | 1987-01-01 | Removed From Ground | Gas | 2000 | Bare Steel | Galvanized Steel | Not Marked
600726 | 1 | 2001-03-28 | Removed From Ground | Gas | 3000 | Bare Steel | Bare Steel | Suction: Valve At The Tank
600726 | 2 | 2001-03-28 | Removed From Ground | Gas | 3000 | Bare Steel | Bare Steel | Suction: Valve At The Tank
600726 | 3 | 2001-03-28 | Removed From Ground | Gas | 3000 | Bare Steel | Bare Steel | Suction: Valve At The Tank
600726 | 4 | 2016-02-08 | Currently In Use | Gas | 12000 | Composite Double Walled | Fiberglass/Double Walled | Pressure | N | 2016-02-08 | N | 2016-02-08
600726 | 5 | 2016-02-08 | Currently In Use | Gas | 8000 | Composite Double Walled | Fiberglass/Double Walled | Pressure | N | 2016-02-08 | N | 2016-02-08
600726 | 6 | 2016-02-08 | Currently In Use | Diesel | 4000 | Composite Double Walled | Fiberglass/Double Walled | Pressure | N | 2016-02-08 | N | 2016-02-08
600727 | 1 | 1981-05-08 | Currently In Use | Diesel | 10000 | Fiberglass | Fiberglass Reinforced Plastic | Pressure |  | 1991-01-21 |  | 1991-01-21
600727 | 2 | 1994-02-28 | Removed From Ground | Gas | 10000 | Fiberglass | Galvanized Steel | Pressure
600727 | 224407 | 1993-11-24 | Currently In Use | Gas | 6000 | Fiberglass | Fiberglass Reinforced Plastic | Pressure |  | 1993-11-24 |  | 1993-11-24
600728 | 1 | 1990-05-23 | Removed From Ground | Gas | 6000 | Bare Steel | Bare Steel | Not Marked
600728 | 2 | 1992-08-14 | Closed In Ground | Used Oil | 550 | Bare Steel | Galvanized Steel | Gravity Fed | Y |  | Y
600728 | 3 | 1994-02-08 | Removed From Ground | Gas | 10000 | Bare Steel | Unknown | Not Marked
600728 | 4 | 1990-05-23 | Removed From Ground | Diesel | 10000 | Bare Steel | Galvanized Steel | Not Marked
600728 | 5 | 1996-01-15 | Closed In Ground | Gas | 6000 | Not Marked/Unknown | Not Marked | Not Marked
600730 | 1 | 1998-11-09 | Currently In Use | Diesel | 4000 | Composite | Double Walled | Suction: Valve At The Tank |  | 1998-11-09 12:00 |  | 1998-11-09 12:00
600730 | 2 | 1993-10-16 | Removed From Ground | Used Oil | 1000 | Bare Steel | Bare Steel | Gravity Fed | Y |  | Y
600730 | 3 | 1991-06-28 | Removed From Ground | Gas | 10000 | Bare Steel | Unknown | Not Marked
600730 | 4 | 1991-06-28 | Removed From Ground | Gas | 10000 | Bare Steel | Unknown | Not Marked
600730 | G1 | 1999-11-01 | Closed In Ground | Gas | 10000 | Double Walled | Fiberglass Reinforced Plastic | Pressure |  | 1992-03-10 |  | 1992-03-10
600730 | G2 | 1999-04-01 | Closed In Ground | Gas | 10000 | Double Walled | Fiberglass Reinforced Plastic | Pressure |  | 1992-03-10 |  | 1992-03-10
600731 | 1 | 1987-05-01 | Closed In Ground | Empty | 500 | Marked Unknown | Unknown | Not Marked
600731 | 2 | 1987-05-01 | Closed In Ground | Gas | 500 | Marked Unknown | Unknown | Not Marked
600733 | 1 | 1995-03-30 | Closed In Ground | Gas | 10000 | Bare Steel | Unknown | Not Marked
600733 | 2 | 1995-03-30 | Closed In Ground | Diesel | 10000 | Bare Steel | Unknown | Not Marked
600733 | 3 | 1992-11-04 | Removed From Ground | Used Oil | 560 | Bare Steel | Galvanized Steel | Gravity Fed | Y |  | Y
600733 | 5 | 1988-11-23 | Removed From Ground | Gas | 6000 | Bare Steel | Bare Steel | Not Marked
600733 | 6 | 1995-03-30 | Currently In Use | Gas | 10000 | Tank Jacket | Fiberglass Reinforced Plastic | Pressure |  | 1995-03-30 |  | 1995-03-30
600733 | 7 | 1995-03-30 | Currently In Use | Diesel | 10000 | Fiberglass | Fiberglass Reinforced Plastic | Pressure |  | 1995-03-30 |  | 1995-03-30
600734 | 1 | 1993-02-04 | Removed From Ground | Heating Oil | 50000 | Composite | Unknown | Not Marked
600734 | 10 | 1993-02-04 | Removed From Ground | Heating Oil | 50000 | Composite | Unknown | Not Marked
600734 | 11 | 1993-02-04 | Removed From Ground | Heating Oil | 50000 | Composite | Unknown | Not Marked
600734 | 12 | 1993-02-04 | Removed From Ground | Heating Oil | 50000 | Composite | Unknown | Not Marked
600734 | 2 | 1993-02-04 | Removed From Ground | Heating Oil | 50000 | Composite | Unknown | Not Marked
600734 | 3 | 1993-02-04 | Removed From Ground | Heating Oil | 50000 | Composite | Unknown | Not Marked
600734 | 4 | 1993-02-04 | Removed From Ground | Heating Oil | 50000 | Composite | Unknown | Not Marked
600734 | 5 | 1993-02-04 | Removed From Ground | Heating Oil | 50000 | Composite | Unknown | Not Marked
600734 | 6 | 1993-02-04 | Removed From Ground | Heating Oil | 50000 | Composite | Unknown | Not Marked
600734 | 7 | 1993-02-04 | Removed From Ground | Heating Oil | 50000 | Composite | Unknown | Not Marked
600734 | 8 | 1993-02-04 | Removed From Ground | Heating Oil | 50000 | Composite | Unknown | Not Marked
600734 | 9 | 1993-02-04 | Removed From Ground | Heating Oil | 50000 | Composite | Unknown | Not Marked
600735 | 1 | 1990-12-10 | Closed In Ground | Gas | 4000 | Marked Unknown | Unknown | Not Marked
600735 | 2 | 1990-12-10 | Closed In Ground | Gas | 4000 | Marked Unknown | Unknown | Not Marked
600735 | 3 | 1990-12-10 | Closed In Ground | Gas | 6000 | Marked Unknown | Unknown | Not Marked
600736 | 1 |  | Removed From Ground Date Unknown | Diesel | 10000 | Bare Steel | Unknown | Not Marked
600736 | 2 |  | Removed From Ground Date Unknown | Gas | 10000 | Bare Steel | Unknown | Not Marked
600737 | 1 | 1993-09-23 | Removed From Ground | Diesel | 10000 | Bare Steel | Bare Steel | Pressure
600737 | 1A | 1993-10-14 | Currently In Use | Diesel | 10000 | Fiberglass | Fiberglass Reinforced Plastic | Pressure |  | 1993-10-14 |  | 1993-10-14
600737 | 2 | 1990-06-06 | Removed From Ground | Diesel | 10000 | Bare Steel | Unknown | Not Marked
600737 | 3 | 1992-10-26 | Removed From Ground | Used Oil | 560 | Bare Steel | Galvanized Steel | Gravity Fed | Y |  | Y
600737 | 4 | 1992-10-26 | Removed From Ground | Used Oil | 560 | Unknown |  |  | N |  | N
600738 | 1 | 1992-07-01 | Closed In Ground | Diesel | 6000 | Bare Steel | Unknown | Not Marked
600738 | 2 | 1992-10-17 | Removed From Ground | Used Oil | 550 | Bare Steel | Galvanized Steel | Gravity Fed | Y |  | Y
600738 | 3 | 1992-08-01 | Closed In Ground | Gas | 10000 | Bare Steel | Unknown | Not Marked
600738 | 619232 | 1995-12-22 | Removed From Ground | Gas | 10000 | Double Walled | Fiberglass Reinforced Plastic | Pressure |  | 1992-07-23 |  | 1992-07-23
600738 | L618343 | 1995-12-22 | Removed From Ground | Diesel | 6000 | Fiberglass | Fiberglass Reinforced Plastic | Pressure |  | 1991-11-07 |  | 1991-11-07
600739 | 1 | 1989-10-01 | Removed From Ground | Diesel | 6000 | Bare Steel | Unknown | Not Marked
600739 | 2 | 1989-10-01 | Removed From Ground | Gas | 10000 | Bare Steel | Unknown | Not Marked
600739 | 3 | 1996-01-10 | Removed From Ground | Gas | 10000 | Composite | Fiberglass Reinforced Plastic | Pressure
600739 | 4 | 1996-01-10 | Removed From Ground | Diesel | 10000 | Composite | Fiberglass Reinforced Plastic | Pressure
600740 | 1 | 1994-02-19 | Removed From Ground | Diesel | 12000 | Bare Steel | Unknown | Not Marked
600740 | 2 | 1994-02-19 | Removed From Ground | Diesel | 12000 | Bare Steel | Unknown | Not Marked
600740 | 3 | 1994-02-19 | Removed From Ground | Other | 6000 | Bare Steel | Unknown | Not Marked
600740 | 4 | 1994-02-19 | Removed From Ground | Used Oil | 2000 | Bare Steel | Unknown | Not Marked | Y |  | Y
600740 | 5 | 2003-01-10 | Removed From Ground | Diesel | 12000 | Double Walled | Fiberglass Reinforced Plastic | Pressure |  | 1994-02-01 |  | 1994-02-01
600740 | 6 | 2003-01-10 | Removed From Ground | Diesel | 12000 | Double Walled | Fiberglass Reinforced Plastic | Pressure |  | 1994-02-01 |  | 1994-02-01
600741 | 1 | 1986-01-01 | Removed From Ground | Gas | 8000 | Fiberglass | Unknown | Not Marked
600742 | 1 | 2011-03-16 | Removed From Ground | Gas | 1000 | Fiberglass | Fiberglass Reinforced Plastic | Suction: No Valve At The Tank |  | 1991-06-01 |  | 1991-06-01
600747 | 1 | 1981-05-06 | Currently In Use | Gas | 6000 | Steel-Impressed Current | Cathodically Protected | Pressure |  | 1998-12-07 12:00 |  | 1998-12-07 12:00
600747 | 2 | 1981-05-06 | Currently In Use | Gas | 6000 | Steel-Impressed Current | Cathodically Protected | Pressure |  | 1998-12-07 12:00 |  | 1998-12-07 12:00
600747 | 3 | 1981-05-06 | Currently In Use | Gas | 4000 | Steel-Impressed Current | Cathodically Protected | Pressure |  | 1998-12-07 12:00 |  | 1998-12-07 12:00
600747 | 4 | 1981-05-06 | Currently In Use | Diesel | 4000 | Steel-Impressed Current | Cathodically Protected | Pressure |  | 1998-12-07 12:00 |  | 1998-12-07 12:00
600748 | 1 | 2000-03-20 | Removed From Ground | Gas | 8000 | Bare Steel | Galvanized Steel | Suction: No Valve At The Tank
600748 | 2 | 2000-03-20 | Removed From Ground | Gas | 8000 | Cathodically Protected Steel | Galvanized Steel | Suction: No Valve At The Tank
600748 | 3 | 2000-03-20 | Removed From Ground | Gas | 4000 | Cathodically Protected Steel | Galvanized Steel | Suction: No Valve At The Tank
600748 | 4 | 2000-03-20 | Removed From Ground | Diesel | 10000 | Cathodically Protected Steel | Galvanized Steel | Suction: No Valve At The Tank
600748 | 5 | 2000-03-20 | Removed From Ground | Kerosene | 4000 | Cathodically Protected Steel | Galvanized Steel | Suction: No Valve At The Tank
600748 | 6 | 2004-09-01 | Currently In Use | Gas | 12000 | Composite | Fiberglass Reinforced Plastic | Pressure | N | 2004-09-01 12:00 | Y | 2004-09-01 12:00
600748 | 7 | 2004-09-01 | Currently In Use | Gas | 8000 | Composite | Fiberglass Reinforced Plastic | Pressure | N | 2004-09-01 12:00 | Y | 2004-09-01 12:00
600748 | 8 | 2004-09-01 | Currently In Use | Diesel | 4000 | Composite | Fiberglass Reinforced Plastic | Pressure | N | 2004-09-01 12:00 | Y | 2004-09-01 12:00
600749 | 1 | 1999-05-10 | Removed From Ground | Gas | 10000 | Cathodically Protected Steel | Galvanized Steel | Not Marked
600749 | 2 | 1999-05-10 | Removed From Ground | Gas | 10000 | Cathodically Protected Steel | Galvanized Steel | Not Marked
600749 | 3 | 1999-05-10 | Removed From Ground | Gas | 10000 | Cathodically Protected Steel | Galvanized Steel | Not Marked
600749 | 4 | 1986-05-05 | Currently In Use | Diesel | 4000 | Epoxy | Fiberglass Reinforced Plastic | Pressure |  | 1999-12-01 |  | 1999-12-01
600749 | 5 | 1999-07-01 | Currently In Use | Gas | 10000 | Epoxy | Fiberglass Reinforced Plastic | Pressure |  | 1999-12-01 |  | 1999-12-01
600749 | 6 | 1999-07-01 | Currently In Use | Gas | 12300 | Epoxy | Fiberglass Reinforced Plastic | Pressure |  | 1999-12-01 |  | 1999-12-01
600750 | 1 | 1990-12-01 | Removed From Ground | Gas | 10000 | Cathodically Protected Steel | Galvanized Steel | Not Marked
600750 | 10 | 1990-12-20 | Currently In Use | Gas | 6000 | Unknown | Fiberglass Reinforced Plastic | Pressure |  | 1990-12-01 |  | 1990-12-01
600750 | 11 | 1990-12-20 | Currently In Use | Diesel | 6000 | Unknown | Cathodically Protected | Pressure |  | 1990-12-01 |  | 1990-12-01
600750 | 2 | 1990-12-01 | Removed From Ground | Gas | 10000 | Cathodically Protected Steel | Galvanized Steel | Not Marked
600750 | 3 | 1990-12-01 | Removed From Ground | Gas | 10000 | Cathodically Protected Steel | Galvanized Steel | Not Marked
600750 | 4 | 1990-12-01 | Removed From Ground | Gas | 6000 | Cathodically Protected Steel | Galvanized Steel | Not Marked
600750 | 5 | 1990-12-01 | Removed From Ground | Diesel | 8000 | Cathodically Protected Steel | Galvanized Steel | Not Marked
600750 | 6 | 1986-01-01 | Currently In Use | Kerosene | 4000 | Composite | Cathodically Protected | Suction: Valve At The Tank |  | 1990-12-01 |  | 1990-12-01
600750 | 7 | 1990-12-20 | Currently In Use | Gas | 10000 | Composite | Cathodically Protected | Pressure |  | 1990-12-01 |  | 1990-12-01
600750 | 8 | 1990-12-20 | Currently In Use | Gas | 10000 | Composite | Galvanized Steel | Pressure |  | 1990-12-01 |  | 1990-12-01
600750 | 9 | 1990-12-20 | Currently In Use | Gas | 10000 | Composite | Cathodically Protected | Pressure |  | 1990-12-01 |  | 1990-12-01
600751 | 1 |  | Removed From Ground Date Unknown | Gas | 10000 | Cathodically Protected Steel | Galvanized Steel | Pressure |  | 1991-03-15 |  | 1991-03-15
600751 | 10 | 1991-08-15 | Currently In Use | Gas | 6000 | Composite | Impressed Current | Pressure |  | 1991-08-15 |  | 1991-08-15
600751 | 11 | 2014-01-14 | Temporarily Out Of Use | Diesel | 6000 | Composite | Cathodically Protected | Pressure |  | 1991-08-15 |  | 1991-08-15
600751 | 12 | 1991-08-15 | Currently In Use | Kerosene | 4000 | Composite | Impressed Current | Pressure |  | 1991-08-15 |  | 1991-08-15
600751 | 2 |  | Removed From Ground Date Unknown | Gas | 10000 | Cathodically Protected Steel | Galvanized Steel | Pressure |  | 1991-03-15 |  | 1991-03-15
600751 | 3 |  | Removed From Ground Date Unknown | Diesel | 12000 | Cathodically Protected Steel | Galvanized Steel | Pressure |  | 1991-03-15 |  | 1991-03-15
600751 | 4 | 1991-04-01 | Removed From Ground | Gas | 6000 | Cathodically Protected Steel | Galvanized Steel | Not Marked
600751 | 5 | 1991-04-01 | Removed From Ground | Diesel | 12000 | Cathodically Protected Steel | Galvanized Steel | Not Marked
600751 | 6 | 1991-04-01 | Removed From Ground | Kerosene | 4000 | Cathodically Protected Steel | Galvanized Steel | Not Marked
600751 | 7 | 1991-08-15 | Currently In Use | Diesel | 10000 | Composite | Impressed Current | Pressure |  | 1991-08-15 |  | 1991-08-15
600751 | 8 | 1991-08-15 | Currently In Use | Gas | 10000 | Composite | Impressed Current | Pressure |  | 1991-08-15 |  | 1991-08-15
600751 | 9 | 1991-08-15 | Currently In Use | Gas | 10000 | Composite | Impressed Current | Pressure |  | 1991-08-15 |  | 1991-08-15
600754 | 1 | 1990-05-08 | Removed From Ground | Gas | 2000 | Bare Steel | Galvanized Steel | Suction: Valve At The Tank
600754 | 2 | 1990-05-08 | Removed From Ground | Gas | 1000 | Bare Steel | Galvanized Steel | Suction: Valve At The Tank
600754 | 3 | 1990-05-08 | Removed From Ground | Gas | 1000 | Bare Steel | Galvanized Steel | Suction: Valve At The Tank
600755 | 1 | 2000-03-01 | Removed From Ground | Diesel | 3000 | Bare Steel | Bare Steel | Pressure
600755 | 2 | 2000-03-01 | Removed From Ground | Gas | 12000 | Bare Steel | Bare Steel | Pressure
600761 | 1 | 2004-09-23 | Removed From Ground | Gas |  | Marked Unknown | Unknown | Not Marked
600761 | 2 | 2004-09-23 | Removed From Ground | Gas | 1054 | Bare Steel | Unknown | Not Marked | N |  | N
600761 | 3 | 2004-09-24 | Removed From Ground | Gas | 1054 | Bare Steel | Unknown | Not Marked | N |  | N
600761 | 4 | 2004-09-24 | Removed From Ground | Gas | 10000 | Bare Steel | Unknown | Not Marked | N |  | N
600761 | 5 | 2004-09-24 | Removed From Ground | Diesel | 10000 | Bare Steel | Unknown | Not Marked | N |  | N
600761 | 6 | 2004-09-24 | Removed From Ground | Gas | 4000 | Bare Steel | Unknown | Not Marked | N |  | N
600761 | 7 | 2004-09-24 | Removed From Ground | Gas | 4000 | Bare Steel | Unknown | Not Marked | N |  | N
600762 | 1 |  | Removed From Ground Date Unknown | Used Oil | 550 | Bare Steel | Galvanized Steel | Not Marked | Y |  | Y
600762 | 10 | 2000-09-01 | Currently In Use | Gas | 12000 | Composite | Fiberglass Reinforced Plastic | Pressure |  | 2000-09-01 |  | 2000-09-01
600762 | 11 | 2000-09-01 | Currently In Use | Gas | 10000 | Composite | Fiberglass Reinforced Plastic | Pressure |  | 2000-09-01 |  | 2000-09-01
600762 | 12 | 2000-09-01 | Currently In Use | Diesel | 8000 | Composite | Fiberglass Reinforced Plastic | Pressure |  | 2000-09-01 |  | 2000-09-01
600762 | 2 |  | Removed From Ground Date Unknown | Gas | 6000 | Bare Steel | Galvanized Steel | Not Marked
600762 | 3 |  | Removed From Ground Date Unknown | Gas | 6000 | Bare Steel | Galvanized Steel | Not Marked
600762 | 4 |  | Removed From Ground Date Unknown | Gas | 6000 | Bare Steel | Galvanized Steel | Not Marked
600762 | 5 |  | Removed From Ground Date Unknown | Gas |  | Bare Steel | Not Marked | Not Marked
600762 | 6 | 2000-08-01 | Removed From Ground | Gas | 6000 | Not Marked/Unknown | Not Marked | Not Marked
600762 | 7 | 2000-08-01 | Removed From Ground | Gas | 6000 | Not Marked/Unknown | Not Marked | Not Marked
600762 | 8 | 2000-08-01 | Removed From Ground | Gas | 6000 | Not Marked/Unknown | Not Marked | Not Marked
600762 | 9 | 2000-08-01 | Removed From Ground | Gas | 550 | Not Marked/Unknown | Not Marked | Not Marked
600763 | 1 | 1988-01-01 | Currently In Use | Gas | 10000 | Fiberglass | Fiberglass Reinforced Plastic | Pressure |  | 1988-01-01 |  | 1988-01-01
600763 | 2 | 1988-01-01 | Currently In Use | Gas | 10000 | Fiberglass | Fiberglass Reinforced Plastic | Pressure |  | 1988-01-01 |  | 1988-01-01
600763 | 3 | 1988-01-01 | Currently In Use | Gas | 10000 | Fiberglass | Fiberglass Reinforced Plastic | Pressure |  | 1988-01-01 |  | 1988-01-01
600763 | 4 | 1988-01-01 | Currently In Use | Diesel | 10000 | Fiberglass | Fiberglass Reinforced Plastic | Pressure |  | 1988-01-01 |  | 1998-01-01
600763 | 5 | 2002-08-12 | Removed From Ground Date Unknown | Used Oil | 1000 | Marked Unknown | Not Marked | Not Marked | Y |  | Y
600765 | 1 | 1961-05-08 | Currently In Use | Used Oil | 550 | Bare Steel | Galvanized Steel | Not Marked | Y |  | Y
600765 | 1 |  | Removed From Ground Date Unknown | Used Oil | 550 | Bare Steel | Galvanized Steel | Not Marked | Y |  | Y
600765 | 2 | 1973-05-05 | Currently In Use | Gas | 3000 | Bare Steel | Galvanized Steel | Not Marked
600765 | 2 |  | Removed From Ground Date Unknown | Gas | 3000 | Bare Steel | Galvanized Steel | Not Marked
600765 | 3 | 1961-05-08 | Currently In Use | Gas | 4000 | Bare Steel | Galvanized Steel | Not Marked
600765 | 3 |  | Removed From Ground Date Unknown | Gas | 4000 | Bare Steel | Galvanized Steel | Not Marked
600765 | 4 | 1961-05-08 | Currently In Use | Gas | 4000 | Bare Steel | Galvanized Steel | Not Marked
600765 | 4 |  | Removed From Ground Date Unknown | Gas | 4000 | Bare Steel | Galvanized Steel | Not Marked
600765 | 5 | 2006-03-16 | Removed From Ground Date Unknown | Gas | 4000 | Bare Steel | Galvanized Steel | Not Marked
600765 | 6 | 1961-05-08 | Currently In Use | Gas | 4000 | Bare Steel | Galvanized Steel | Not Marked
600765 | 6 |  | Removed From Ground Date Unknown | Gas | 4000 | Bare Steel | Galvanized Steel | Not Marked
600765 | 7 | 1987-01-01 | Currently In Use | Gas | 30000 | Fiberglass | Fiberglass Reinforced Plastic | Not Marked
600765 | 7 |  | Removed From Ground Date Unknown | Gas | 30000 | Fiberglass | Fiberglass Reinforced Plastic | Not Marked
600766 | 1 | 1989-01-01 | Removed From Ground | Used Oil | 550 | Bare Steel | Fiberglass Reinforced Plastic | Not Marked | Y |  | Y
600766 | 10 | 1989-02-15 | Currently In Use | Used Oil | 1000 | Fiberglass | Fiberglass Reinforced Plastic | Gravity Fed | Y | 1989-02-15 12:00 | Y | 1989-02-15 12:00
600766 | 2 | 1989-01-01 | Removed From Ground | Gas | 6000 | Bare Steel | Fiberglass Reinforced Plastic | Not Marked
600766 | 3 | 1989-01-01 | Removed From Ground | Gas | 6000 | Bare Steel | Fiberglass Reinforced Plastic | Not Marked
600766 | 4 | 1989-01-01 | Removed From Ground | Gas | 6000 | Bare Steel | Fiberglass Reinforced Plastic | Not Marked
600766 | 5 | 1989-01-01 | Removed From Ground | Diesel | 10000 | Fiberglass | Fiberglass Reinforced Plastic | Not Marked
600766 | 6 | 1989-02-15 | Currently In Use | Gas | 10000 | Fiberglass | Fiberglass Reinforced Plastic | Pressure | N | 1989-02-15 12:00 | N | 1989-02-15 12:00
600766 | 7 | 1989-02-15 | Currently In Use | Gas | 10000 | Fiberglass | Fiberglass Reinforced Plastic | Pressure | N | 1989-02-15 12:00 | N | 1989-02-15 12:00
600766 | 8 | 1989-02-15 | Currently In Use | Gas | 10000 | Fiberglass | Fiberglass Reinforced Plastic | Pressure | N | 1989-02-15 12:00 | N | 1989-02-15 12:00
600766 | 9 | 1989-02-15 | Currently In Use | Diesel | 10000 | Fiberglass | Fiberglass Reinforced Plastic | Pressure | N | 1989-02-15 12:00 | N | 1989-02-15 12:00
600767 | 1 | 1992-12-14 | Removed From Ground | Used Oil | 550 | Bare Steel | Galvanized Steel | Not Marked | Y |  | Y
600767 | 2 | 1992-12-14 | Removed From Ground | Gas | 10000 | Bare Steel | Galvanized Steel | Not Marked
600767 | 3 | 1992-12-14 | Removed From Ground | Gas | 10000 | Bare Steel | Galvanized Steel | Not Marked
600767 | 4 | 1992-12-14 | Removed From Ground | Gas | 10000 | Bare Steel | Galvanized Steel | Not Marked
600767 | 5 | 1992-12-14 | Removed From Ground | Heating Oil | 550 | Not Marked/Unknown | Not Marked | Not Marked
600768 | 1 | 2004-12-01 | Removed From Ground | Gas | 10000 | Fiberglass | Fiberglass Reinforced Plastic | Pressure |  | 1985-05-01 |  | 1985-05-01
600768 | 2 | 2004-12-01 | Removed From Ground | Gas | 10000 | Fiberglass | Fiberglass Reinforced Plastic | Pressure |  | 1985-05-01 |  | 1985-05-01
600768 | 3 | 2004-12-01 | Removed From Ground | Gas | 10000 | Fiberglass | Fiberglass Reinforced Plastic | Pressure |  | 1985-05-01 |  | 1985-05-01
600768 | 4 | 2004-12-01 | Removed From Ground | Diesel | 10000 | Fiberglass | Fiberglass Reinforced Plastic | Pressure |  | 1985-05-01 |  | 1985-05-01
600768 | 5 | 1997-08-01 | Removed From Ground | Used Oil | 1000 | Not Marked/Unknown | Not Marked | Not Marked | Y |  | Y
600770 | 1 |  | Removed From Ground Date Unknown | Diesel | 6000 | Bare Steel | Galvanized Steel | Pressure |  | 1992-02-01 |  | 1992-02-01
600770 | 2 |  | Removed From Ground Date Unknown | Gas | 10000 | Fiberglass | Fiberglass Reinforced Plastic | Not Marked
600770 | 3 |  | Removed From Ground Date Unknown | Gas | 10000 | Fiberglass | Fiberglass Reinforced Plastic | Not Marked
600770 | 4 |  | Removed From Ground Date Unknown | Gas | 10000 | Fiberglass | Fiberglass Reinforced Plastic | Not Marked
600770 | 5 |  | Removed From Ground Date Unknown | Other | 6000 | Bare Steel | Unknown | Not Marked
600770 | 6 | 1985-01-01 | Currently In Use | Gas | 10000 | Fiberglass | Fiberglass Reinforced Plastic | Pressure |  | 1992-02-01 |  | 1992-02-01
600770 | 7 | 1985-01-01 | Currently In Use | Gas | 10000 | Fiberglass | Fiberglass Reinforced Plastic | Pressure |  | 1992-02-01 |  | 1992-02-01
600770 | 8 | 1985-01-01 | Currently In Use | Diesel | 10000 | Fiberglass | Fiberglass Reinforced Plastic | Pressure |  | 1992-02-01 |  | 1992-02-01
600772 | 1 |  | Removed From Ground Date Unknown | Used Oil | 550 | Bare Steel | Galvanized Steel | Not Marked | Y |  | Y
600772 | 2 |  | Removed From Ground Date Unknown | Gas | 4000 | Bare Steel | Galvanized Steel | Not Marked
600772 | 3 |  | Removed From Ground Date Unknown | Gas | 4000 | Bare Steel | Galvanized Steel | Not Marked
600772 | 4 |  | Removed From Ground Date Unknown | Gas | 4000 | Bare Steel | Galvanized Steel | Not Marked
600772 | 5 |  | Removed From Ground Date Unknown | Gas | 4000 | Bare Steel | Galvanized Steel | Not Marked
600772 | 6 |  | Removed From Ground Date Unknown | Gas | 4000 | Bare Steel | Galvanized Steel | Not Marked
600774 | 1 | 1993-02-04 | Removed From Ground | Gas | 10000 | Fiberglass | Fiberglass Reinforced Plastic | Not Marked
600774 | 10 | 2004-10-18 | Currently In Use | Gas | 10000 | Fiberglass Double Walled | Double Walled Flex | Pressure | Y | 2004-11-12 12:00 | N | 2004-11-12 12:00
600774 | 11 | 2004-10-18 | Currently In Use | Gas | 10000 | Fiberglass Double Walled | Double Walled Flex | Pressure | Y | 2004-11-12 12:00 | N | 2004-11-12 12:00
600774 | 12 | 2004-10-18 | Currently In Use | Gas | 10000 | Fiberglass Double Walled | Double Walled Flex | Pressure | Y | 2004-11-12 12:00 | N | 2004-11-12 12:00
600774 | 13 | 2004-10-18 | Currently In Use | Gas | 10000 | Fiberglass Double Walled | Double Walled Flex | Pressure | Y | 2004-11-12 12:00 | N | 2004-11-12 12:00
600774 | 2 | 1993-02-04 | Removed From Ground | Gas | 10000 | Fiberglass | Fiberglass Reinforced Plastic | Not Marked
600774 | 3 | 1993-02-04 | Removed From Ground | Gas | 10000 | Fiberglass | Fiberglass Reinforced Plastic | Not Marked
600774 | 4 | 1993-02-04 | Removed From Ground | Diesel | 10000 | Fiberglass | Fiberglass Reinforced Plastic | Not Marked
600774 | 5 | 1993-02-04 | Removed From Ground | Gas | 10000 | Bare Steel | Galvanized Steel | Not Marked
600774 | 6 | 2004-10-04 | Removed From Ground | Diesel | 10000 | Fiberglass | Fiberglass Reinforced Plastic | Pressure |  | 1993-04-01 |  | 1993-04-01
600774 | 7 | 2004-10-04 | Removed From Ground | Gas | 12000 | Fiberglass | Fiberglass Reinforced Plastic | Pressure |  | 1993-04-01 |  | 1993-04-01
600774 | 8 | 2004-10-04 | Removed From Ground | Gas | 10000 | Fiberglass | Fiberglass Reinforced Plastic | Pressure |  | 1993-04-01 |  | 1993-04-01
600774 | 9 | 2004-10-04 | Removed From Ground | Gas | 10000 | Fiberglass | Fiberglass Reinforced Plastic | Pressure |  | 1993-04-01 |  | 1993-04-01
600775 | 1 |  | Removed From Ground Date Unknown | Used Oil | 1000 | Bare Steel | Galvanized Steel | Not Marked | Y |  | Y
600775 | 2 |  | Removed From Ground Date Unknown | Gas | 6000 | Bare Steel | Galvanized Steel | Not Marked
600775 | 3 |  | Removed From Ground Date Unknown | Gas | 6000 | Bare Steel | Galvanized Steel | Not Marked
600775 | 4 |  | Removed From Ground Date Unknown | Gas | 6000 | Bare Steel | Galvanized Steel | Not Marked
600775 | 5 |  | Removed From Ground Date Unknown | Diesel | 10000 | Bare Steel | Galvanized Steel | Not Marked
600775 | 6 | 1987-01-01 | Currently In Use | Gas | 10000 | Fiberglass | Fiberglass Reinforced Plastic | Pressure |  | 1987-01-01 |  | 1987-01-01
600775 | 7 | 1987-01-01 | Currently In Use | Gas | 10000 | Fiberglass | Fiberglass Reinforced Plastic | Pressure |  | 1987-01-01 |  | 1987-01-01
600775 | 8 | 1987-01-01 | Currently In Use | Gas | 10000 | Fiberglass | Fiberglass Reinforced Plastic | Pressure |  | 1987-01-01 |  | 1987-01-01
600775 | 9 | 1987-01-01 | Currently In Use | Used Oil | 1000 | Bare Steel | Fiberglass Reinforced Plastic | Gravity Fed | Y |  | Y
600775 | 9 |  | Removed From Ground Date Unknown | Used Oil | 1000 | Bare Steel | Fiberglass Reinforced Plastic | Gravity Fed | Y |  | Y
600776 | 1 |  | Removed From Ground Date Unknown | Gas | 6000 | Bare Steel | Galvanized Steel | Not Marked
600776 | 1A | 1994-08-19 | Removed From Ground | Gas | 10000 | Fiberglass | Fiberglass Reinforced Plastic | Not Marked
600776 | 2 |  | Removed From Ground Date Unknown | Gas | 6000 | Bare Steel | Galvanized Steel | Not Marked
600776 | 2A | 1994-08-19 | Removed From Ground | Gas | 10000 | Fiberglass | Fiberglass Reinforced Plastic | Not Marked
600776 | 3 |  | Removed From Ground Date Unknown | Gas | 6000 | Bare Steel | Galvanized Steel | Not Marked
600776 | 3A | 1994-08-19 | Removed From Ground | Gas | 10000 | Fiberglass | Fiberglass Reinforced Plastic | Not Marked
600776 | 4 |  | Removed From Ground Date Unknown | Heating Oil | 550 | Bare Steel | Galvanized Steel | Not Marked
600776 | 5 |  | Removed From Ground Date Unknown | Gas | 10000 | Bare Steel | Galvanized Steel | Not Marked
600779 | 1 | 2014-07-25 | Removed From Ground | Gas | 5000 | Fiberglass | Fiberglass Reinforced Plastic | Pressure |  | 1998-03-01 |  | 1998-03-01
600779 | 2 | 2014-07-25 | Removed From Ground | Gas | 5000 | Fiberglass | Fiberglass Reinforced Plastic | Pressure |  | 1998-03-01 |  | 1998-03-01
600779 | 3 | 2014-06-01 | Currently In Use | Gas | 12000 | Composite Double Walled | Fiberglass/Double Walled | Pressure | N | 2014-07-01 | N | 2014-07-01
600779 | 4 | 2014-06-01 | Currently In Use | Gas | 8000 | Composite Double Walled | Fiberglass/Double Walled | Pressure | N | 2014-07-01 | N | 2014-07-01
600779 | 5 | 2014-06-01 | Currently In Use | Diesel | 4000 | Composite Double Walled | Fiberglass/Double Walled | Pressure | N | 2014-07-01 | N | 2014-07-01
600780 | 1 |  | Removed From Ground Date Unknown | Gas | 12000 | Cathodically Protected Steel | Cathodically Protected | Pressure |  | 1995-06-01 |  | 1995-06-01
600780 | 2 |  | Removed From Ground Date Unknown | Gas | 12000 | Cathodically Protected Steel | Cathodically Protected | Pressure |  | 1995-06-01 |  | 1995-06-01
600780 | 3 |  | Removed From Ground Date Unknown | Gas | 12000 | Cathodically Protected Steel | Cathodically Protected | Pressure |  | 1995-06-01 |  | 1995-06-01
600780 | 4 |  | Removed From Ground Date Unknown | Diesel | 12000 | Cathodically Protected Steel | Cathodically Protected | Pressure |  | 1995-06-01 |  | 1995-06-01
600780 | 5 | 2005-07-01 | Removed From Ground | Gas | 12000 | Double Walled | Double Walled | Pressure |  | 1999-08-10 |  | 1999-08-10
600780 | 6 | 2005-07-01 | Removed From Ground | Gas | 12000 | Double Walled | Double Walled | Pressure |  | 1999-08-10 |  | 1999-08-10
600780 | 7 | 2005-07-01 | Removed From Ground | Diesel | 6000 | Fiberglass Double Walled | Double Walled | Pressure |  | 1999-08-10 |  | 1999-08-10
600780 | 8 | 2005-07-01 | Removed From Ground | Gas | 6000 | Double Walled |  | Pressure | N | 1999-08-10 | N | 1999-08-10
600781 | 1 | 2010-12-01 | Removed From Ground | Gas | 4000 | Steel-Impressed Current | Fiberglass Reinforced Plastic | Suction: Valve At The Tank |  | 1998-12-04 |  | 1998-12-04
600781 | 2 | 2010-12-01 | Removed From Ground | Gas | 4000 | Steel-Impressed Current | Fiberglass Reinforced Plastic | Suction: Valve At The Tank |  | 1998-12-04 |  | 1998-12-04
600781 | 3 | 2010-12-01 | Removed From Ground | Gas | 4000 | Steel-Impressed Current | Fiberglass Reinforced Plastic | Suction: Valve At The Tank |  | 1998-12-04 |  | 1998-12-04
600781 | 4 | 2010-12-01 | Removed From Ground | Gas | 4000 | Steel-Impressed Current | Fiberglass Reinforced Plastic | Suction: Valve At The Tank |  | 1998-12-04 |  | 1998-12-04
600781 | 5A | 2010-12-06 | Currently In Use | Gas | 12000 | Fiberglass Double Walled | Fiberglass Reinforced Plastic | Pressure | N | 2010-12-06 | N | 2010-12-06
600781 | 5B | 2010-12-06 | Currently In Use | Gas | 4000 | Fiberglass Double Walled | Fiberglass Reinforced Plastic | Pressure | N | 2010-12-06 | N | 2010-12-06
600781 | 5C | 2010-12-06 | Currently In Use | Diesel | 4000 | Fiberglass Double Walled | Fiberglass Reinforced Plastic | Pressure | N | 2010-12-06 | N | 2010-12-06
600782 | 1 |  | Permanently Out Of Use | Gas | 4000 | Bare Steel | Galvanized Steel | Not Marked
600782 | 2 |  | Permanently Out Of Use | Diesel | 3000 | Bare Steel | Galvanized Steel | Not Marked
600782 | 3 |  | Permanently Out Of Use | Diesel | 3000 | Bare Steel | Galvanized Steel | Not Marked
600782 | 4 |  | Permanently Out Of Use | Other | 2000 | Bare Steel | Galvanized Steel | Not Marked
600783 | 1 |  | Permanently Out Of Use | Diesel | 10000 | Bare Steel | Unknown | Not Marked
600783 | 2 |  | Permanently Out Of Use | Diesel | 10000 | Bare Steel | Unknown | Not Marked
600784 | 1 | 2010-07-14 | Removed From Ground | Diesel | 4000 | Cathodically Protected Steel | Cathodically Protected | Suction: Valve At The Tank |  | 1997-01-07 |  | 1997-01-07
600784 | 2 | 2010-07-14 | Removed From Ground | Diesel | 3000 | Cathodically Protected Steel | Cathodically Protected | Suction: Valve At The Tank |  | 1997-01-07 |  | 1997-01-07
600784 | 3 | 2010-07-12 | Removed From Ground | Gas | 4000 | Cathodically Protected Steel | Cathodically Protected | Not Marked |  | 1997-01-07 |  | 1997-01-07
600785 | 1 | 2000-09-15 | Currently In Use | Gas | 8000 | Cathodically Protected Steel | Cathodically Protected | Suction: Valve At The Tank |  | 1997-01-07 |  | 1997-01-07
600785 | 2 | 2000-09-15 | Currently In Use | Diesel | 3000 | Steel-Impressed Current | Cathodically Protected | Suction: Valve At The Tank |  | 1997-01-07 |  | 1997-01-07
600785 | 3 | 2000-09-15 | Currently In Use | Used Oil | 500 | Steel-Impressed Current | Cathodically Protected | Suction: Valve At The Tank | Y | 2006-10-09 12:00 | Y | 2006-10-09 12:00
600785 | 4 | 2010-04-21 | Currently In Use | Gas | 2000 | Steel-Impressed Current | Galvanized Steel | Not Marked
600785 | 4 |  | Permanently Out Of Use | Gas | 2000 | Steel-Impressed Current | Galvanized Steel | Not Marked
600786 | 1 |  | Permanently Out Of Use | Diesel | 3000 | Bare Steel | Galvanized Steel | Not Marked
600787 | 1 | 1974-05-08 | Currently In Use | Diesel | 10000 | Steel-Impressed Current | Impressed Current | Suction: No Valve At The Tank |  | 1997-11-07 |  | 1997-11-07
600787 | 10 | 1986-05-06 | Currently In Use | Kerosene | 1000 | Steel-Impressed Current | Impressed Current | Suction: No Valve At The Tank | N | 1997-11-07 | N | 1997-11-07
600787 | 2 | 1974-05-08 | Currently In Use | Diesel | 10000 | Steel-Impressed Current | Impressed Current | Suction: No Valve At The Tank |  | 1997-11-07 |  | 1997-11-07
600787 | 3 | 1974-05-08 | Currently In Use | Kerosene | 10000 | Steel-Impressed Current | Impressed Current | Suction: No Valve At The Tank |  | 1997-11-07 |  | 1997-11-07
600787 | 4 | 1974-05-08 | Currently In Use | Diesel | 10000 | Steel-Impressed Current | Impressed Current | Suction: No Valve At The Tank |  | 1997-11-07 |  | 1997-11-07
600787 | 5 | 1974-05-08 | Currently In Use | Kerosene | 10000 | Steel-Impressed Current | Impressed Current | Suction: No Valve At The Tank |  | 1997-11-07 |  | 1997-11-07
600787 | 6 | 1974-05-08 | Currently In Use | New Oil | 10000 | Steel-Impressed Current | Impressed Current | Suction: No Valve At The Tank |  | 1997-11-07 |  | 1997-11-07
600787 | 7 | 1974-05-08 | Currently In Use | Diesel | 10000 | Steel-Impressed Current | Impressed Current | Suction: No Valve At The Tank |  | 1997-11-07 |  | 1997-11-07
600787 | 8 | 1974-05-08 | Currently In Use | Gas | 8000 | Steel-Impressed Current | Impressed Current | Suction: No Valve At The Tank |  | 1997-11-07 |  | 1997-11-07
600787 | 9 | 1983-05-06 | Currently In Use | Kerosene | 6000 | Steel-Impressed Current | Impressed Current | Suction: No Valve At The Tank |  | 1997-11-07 |  | 1997-11-07
600790 | 1 | 1992-01-23 | Removed From Ground | Gas | 8000 | Bare Steel | Galvanized Steel | Not Marked
600790 | 2 | 1992-01-23 | Removed From Ground | Gas | 9000 | Bare Steel | Galvanized Steel | Not Marked
600790 | 3 | 1992-01-23 | Removed From Ground | Gas | 9000 | Bare Steel | Galvanized Steel | Not Marked
600790 | 4 | 1992-01-01 | Currently In Use | Gas | 10000 | Composite | Fiberglass Reinforced Plastic | Pressure |  | 1992-01-01 12:00 | Y | 1992-01-01 12:00
600790 | 5 | 1992-01-01 | Currently In Use | Gas | 10000 | Composite | Fiberglass Reinforced Plastic | Pressure |  | 1992-01-01 12:00 | Y | 1992-01-01 12:00
600790 | 6 | 1992-01-01 | Currently In Use | Gas | 10000 | Composite | Fiberglass Reinforced Plastic | Pressure |  | 1992-01-01 12:00 | Y | 1992-01-01 12:00
600791 | 1 | 1992-02-01 | Removed From Ground | Gas | 8068 | Bare Steel | Galvanized Steel | Not Marked
600791 | 2 | 1992-02-01 | Removed From Ground | Gas | 8068 | Bare Steel | Galvanized Steel | Not Marked
600791 | 3 | 1992-02-01 | Removed From Ground | Gas | 8068 | Bare Steel | Galvanized Steel | Not Marked
600792 | 1 | 1987-01-01 | Removed From Ground | Gas | 8000 | Bare Steel | Galvanized Steel | Pressure |  | 1986-01-01 |  | 1986-01-01
600792 | 1G | 1986-01-20 | Currently In Use | Gas | 8000 | STIP-3 | Fiberglass Reinforced Plastic | Pressure |  | 1998-09-01 |  | 1998-09-01
600792 | 2 | 1987-01-01 | Removed From Ground | Gas | 8000 | Bare Steel | Galvanized Steel | Pressure |  | 1986-01-01 |  | 1986-01-01
600792 | 2G | 1986-01-20 | Currently In Use | Gas | 8000 | STIP-3 | Fiberglass Reinforced Plastic | Pressure |  | 1998-09-01 |  | 1998-09-01
600792 | 3 | 1987-01-01 | Removed From Ground | Gas | 8000 | Bare Steel | Galvanized Steel | Pressure |  | 1986-01-01 |  | 1986-01-01
600792 | 3G | 1986-01-20 | Currently In Use | Gas | 8000 | STIP-3 | Fiberglass Reinforced Plastic | Pressure |  | 1998-09-01 |  | 1998-09-01
600792 | 4 |  | Permanently Out Of Use | Gas | 15000 | Bare Steel | Galvanized Steel | Not Marked
600793 | 1 | 1979-01-25 | Currently In Use | Gas | 15000 | Steel-Impressed Current | Fiberglass Reinforced Plastic | Pressure |  | 1992-02-10 |  | 1992-02-10
600793 | 2 | 1979-01-25 | Currently In Use | Gas | 10000 | Steel-Impressed Current | Fiberglass Reinforced Plastic | Pressure |  | 1992-02-10 |  | 1992-02-10
600793 | 3 | 1979-01-25 | Currently In Use | Gas | 10000 | Steel-Impressed Current | Fiberglass Reinforced Plastic | Pressure |  | 1992-02-10 |  | 1992-02-10
600793 | 4 | 1979-01-25 | Currently In Use | Diesel | 20000 | Steel-Impressed Current | Cathodically Protected | Pressure |  | 1998-10-01 |  | 1998-10-01
600793 | 5 | 1982-01-24 | Currently In Use | Diesel | 20000 | Steel-Impressed Current | Cathodically Protected | Pressure |  | 1998-10-01 |  | 1998-10-01
600794 | 1 | 1973-10-03 | Removed From Ground | Gas | 10000 | Bare Steel | Galvanized Steel | Not Marked
600794 | 2 | 1973-10-03 | Removed From Ground | Gas | 10000 | Bare Steel | Galvanized Steel | Not Marked
600795 | 1 |  | Permanently Out Of Use | Gas | 9000 | Bare Steel | Galvanized Steel | Not Marked
600795 | 2 |  | Permanently Out Of Use | Gas | 9000 | Bare Steel | Galvanized Steel | Not Marked
600798 | 1 | 1979-02-28 | Currently In Use | Gas | 10000 | Steel-Impressed Current | Fiberglass Reinforced Plastic | Pressure |  | 1998-06-01 |  | 1998-06-01
600798 | 2 | 1979-02-28 | Currently In Use | Gas | 8000 | Steel-Impressed Current | Fiberglass Reinforced Plastic | Pressure |  | 1998-06-01 |  | 1998-06-01
600798 | 3 | 1979-02-28 | Currently In Use | Gas | 5000 | Steel-Impressed Current | Fiberglass Reinforced Plastic | Pressure |  | 1998-06-01 |  | 1998-06-01
600798 | 4 | 1986-12-01 | Closed In Ground | Used Oil | 550 | Bare Steel | Not Marked | Not Marked | Y |  | Y
600801 | 1 | 1989-02-01 | Removed From Ground | Gas | 10000 | Bare Steel | Unknown | Not Marked
600801 | 2 | 2011-03-31 | Removed From Ground | Gas | 10000 | Cathodically Protected Steel | Fiberglass Reinforced Plastic | Not Marked |  | 1989-03-01 |  | 1989-03-01
600802 | 1 | 1989-10-15 | Removed From Ground | Gas | 3000 | Bare Steel | Unknown | Not Marked
600802 | 2 | 1989-10-15 | Removed From Ground | Gas | 3000 | Bare Steel | Unknown | Not Marked
600802 | 3 | 1989-10-15 | Removed From Ground | Gas | 3000 | Bare Steel | Unknown | Not Marked
600802 | 4 | 1989-10-15 | Removed From Ground | Gas | 3000 | Bare Steel | Unknown | Not Marked
600803 | 1 | 2005-06-29 | Removed From Ground | Gas | 4000 | Steel-Impressed Current | Cathodically Protected | Pressure |  | 1998-12-21 |  | 1998-12-21
600804 | 1 | 1991-06-12 | Removed From Ground | Gas | 3000 | Bare Steel | Galvanized Steel | Not Marked
600804 | 2 | 1991-06-12 | Removed From Ground | Gas | 3000 | Bare Steel | Galvanized Steel | Not Marked
600804 | 3 | 1991-06-12 | Removed From Ground | Gas | 3000 | Bare Steel | Galvanized Steel | Not Marked
600804 | 4 | 1991-06-12 | Removed From Ground | Gas | 3000 | Bare Steel | Galvanized Steel | Not Marked
600804 | 5 | 1991-06-12 | Removed From Ground | Gas | 3000 | Bare Steel | Galvanized Steel | Not Marked
600804 | 6 | 1991-06-12 | Removed From Ground | Diesel | 2000 | Bare Steel | Galvanized Steel | Not Marked
600805 | 1 | 1997-07-31 | Removed From Ground | Gas | 10000 | Bare Steel | Galvanized Steel | Not Marked
600805 | 2 | 1998-07-31 | Removed From Ground | Gas | 10000 | Bare Steel | Galvanized Steel | Not Marked
600805 | 3 | 1998-07-31 | Removed From Ground | Gas | 10000 | Bare Steel | Galvanized Steel | Not Marked
600805 | 4 | 1998-07-31 | Removed From Ground | Gas | 10000 | Bare Steel | Galvanized Steel | Not Marked
600805 | 5 | 1998-07-31 | Removed From Ground | Diesel | 10000 | Bare Steel | Galvanized Steel | Not Marked |  | 1980-05-01
600805 | 6 | 1998-08-20 | Currently In Use | Gas | 15000 | Fiberglass | Fiberglass Reinforced Plastic | Pressure |  | 1998-08-20 |  | 1998-08-20
600805 | 7 | 1998-08-20 | Currently In Use | Gas | 10000 | Fiberglass | Fiberglass Reinforced Plastic | Pressure |  | 1998-08-20 |  | 1998-08-20
600806 | 1 | 1988-04-28 | Removed From Ground | Gas | 10000 | Bare Steel | Galvanized Steel | Not Marked
600806 | 1A | 2016-03-09 | Removed From Ground | Gas | 10000 | Fiberglass | Fiberglass Reinforced Plastic | Pressure |  | 1988-04-01 |  | 1988-04-01
600806 | 2 | 1988-04-25 | Removed From Ground | Gas | 10000 | Bare Steel | Galvanized Steel | Not Marked
600806 | 2A | 2016-03-09 | Removed From Ground | Gas | 10000 | Fiberglass | Fiberglass Reinforced Plastic | Pressure |  | 1988-04-01 |  | 1988-04-01
600806 | 3 | 1988-04-28 | Removed From Ground | Gas | 10000 | Bare Steel | Galvanized Steel | Not Marked
600806 | 3A | 2016-03-09 | Removed From Ground | Gas | 10000 | Fiberglass | Fiberglass Reinforced Plastic | Pressure |  | 1988-04-01 |  | 1988-04-01
600806 | 4 | 1988-04-25 | Removed From Ground | Diesel | 10000 | Bare Steel | Galvanized Steel | Not Marked
600807 | 1 | 1988-01-01 | Removed From Ground | Gas | 10000 | Bare Steel | Galvanized Steel | Not Marked
600807 | 10 | 2006-12-21 | Currently In Use | Gas | 10000 | Fiberglass Double Walled | Double Walled Flex | Pressure | N | 2006-02-09 | N | 2006-02-09
600807 | 11 | 2005-12-21 | Currently In Use | Gas | 10000 | Fiberglass Double Walled | Double Walled Flex | Pressure | N | 2006-02-09 | N | 2006-02-09
600807 | 12 | 2006-12-21 | Currently In Use | Gas | 10000 | Fiberglass Double Walled | Double Walled Flex | Pressure | N | 2006-02-09 | N | 2006-02-09
600807 | 2 | 1988-01-01 | Removed From Ground | Gas | 10000 | Bare Steel | Galvanized Steel | Not Marked
600807 | 3 | 1988-01-01 | Removed From Ground | Gas | 10000 | Bare Steel | Galvanized Steel | Not Marked
600807 | 4 | 1988-01-01 | Removed From Ground | Diesel | 10000 | Bare Steel | Galvanized Steel | Not Marked
600807 | 5 | 2005-12-16 | Removed From Ground | Gas | 10000 | Fiberglass | Fiberglass Reinforced Plastic | Pressure |  | 1988-04-01 |  | 1988-04-01
600807 | 5 |  | Currently In Use | Gas | 10000 | Fiberglass | Fiberglass Reinforced Plastic | Pressure |  | 1988-04-01 |  | 1988-04-01
600807 | 6 | 2005-12-16 | Removed From Ground | Gas | 10000 | Fiberglass | Fiberglass Reinforced Plastic | Pressure |  | 1988-04-01 |  | 1988-04-01
600807 | 6 |  | Currently In Use | Gas | 10000 | Fiberglass | Fiberglass Reinforced Plastic | Pressure |  | 1988-04-01 |  | 1988-04-01
600807 | 7 | 2005-12-16 | Removed From Ground | Gas | 10000 | Fiberglass | Fiberglass Reinforced Plastic | Pressure |  | 1988-04-01 |  | 1988-04-01
600807 | 7 |  | Currently In Use | Gas | 10000 | Fiberglass | Fiberglass Reinforced Plastic | Pressure |  | 1988-04-01 |  | 1988-04-01
600807 | 8 | 2005-12-16 | Removed From Ground | Gas | 10000 | Not Marked/Unknown | Not Marked | Not Marked
600807 | 8 |  | Currently In Use | Gas | 10000 | Not Marked/Unknown | Not Marked | Not Marked
600807 | 9 | 2005-12-21 | Currently In Use | Gas | 10000 | Fiberglass Double Walled | Double Walled Flex | Pressure | N | 2006-02-09 | N | 2006-02-09
600808 | 1 | 1987-01-01 | Removed From Ground | Gas | 10000 | Bare Steel | Galvanized Steel | Not Marked
600808 | 2 | 1987-01-01 | Removed From Ground | Gas | 10000 | Bare Steel | Galvanized Steel | Not Marked
600808 | 3 | 1987-01-01 | Removed From Ground | Diesel | 10000 | Bare Steel | Galvanized Steel | Not Marked
600808 | 4 | 1987-01-01 | Removed From Ground | Gas | 12000 | Bare Steel | Galvanized Steel | Not Marked
600808 | 5 | 2001-09-01 | Removed From Ground | Gas | 10000 | Fiberglass | Fiberglass Reinforced Plastic | Pressure |  | 1988-04-01 |  | 1988-04-01
600808 | 6 | 2001-09-01 | Removed From Ground | Gas | 10000 | Fiberglass | Fiberglass Reinforced Plastic | Pressure |  | 1988-04-01 |  | 1988-04-01
600808 | 7 | 2001-09-01 | Removed From Ground | Gas | 10000 | Fiberglass | Fiberglass Reinforced Plastic | Pressure |  | 1988-04-01 |  | 1988-04-01
600809 | 1 | 1992-08-06 | Removed From Ground | Gas | 10000 | Fiberglass | Fiberglass Reinforced Plastic | Suction: No Valve At The Tank
600809 | 2 | 1992-08-06 | Removed From Ground | Gas | 10000 | Fiberglass | Fiberglass Reinforced Plastic | Suction: No Valve At The Tank
600809 | 3 | 1992-08-06 | Removed From Ground | Gas | 10000 | Fiberglass | Fiberglass Reinforced Plastic | Suction: No Valve At The Tank
600809 | 4 | 1992-08-06 | Removed From Ground | Gas | 10000 | Fiberglass | Fiberglass Reinforced Plastic | Suction: No Valve At The Tank
600809 | 5 | 1992-08-04 | Removed From Ground | Diesel | 10000 | Fiberglass | Fiberglass Reinforced Plastic | Suction: No Valve At The Tank
600810 | 1 |  | Permanently Out Of Use | Gas | 10000 | Bare Steel | Galvanized Steel | Not Marked
600810 | 2 |  | Currently In Use | Gas | 10000 | Bare Steel | Galvanized Steel | Not Marked
600810 | 3 |  | Currently In Use | Gas | 10000 | Bare Steel | Galvanized Steel | Not Marked
600810 | 4 |  | Currently In Use | Diesel | 10000 | Bare Steel | Galvanized Steel | Not Marked
600812 | 1 | 1984-05-02 | Currently In Use | Gas | 10000 | Fiberglass | Fiberglass Reinforced Plastic | Pressure |  | 1984-01-01 |  | 1984-01-01
600812 | 2 | 1984-05-02 | Currently In Use | Gas | 10000 | Fiberglass | Fiberglass Reinforced Plastic | Pressure |  | 1984-01-01 |  | 1984-01-01
600812 | 3 | 1984-05-02 | Currently In Use | Gas | 10000 | Fiberglass | Fiberglass Reinforced Plastic | Pressure |  | 1984-01-01 |  | 1984-01-01
600812 | 4 | 1984-05-02 | Currently In Use | Diesel | 10000 | Fiberglass | Fiberglass Reinforced Plastic | Pressure |  | 1984-01-01 12:00 |  | 1984-01-01 12:00
600812 | 5 | 1997-12-08 | Removed From Ground | Used Oil | 500 | Not Marked/Unknown | Not Marked | Not Marked | Y |  | Y
600814 | 1 |  | Removed From Ground Date Unknown | Gas | 10000 | Bare Steel | Galvanized Steel | Not Marked
600814 | 2 |  | Removed From Ground Date Unknown | Gas | 10000 | Bare Steel | Galvanized Steel | Not Marked
600814 | 3 |  | Removed From Ground Date Unknown | Gas | 10000 | Bare Steel | Galvanized Steel | Not Marked
600814 | 4 |  | Removed From Ground Date Unknown | Diesel | 10000 | Bare Steel | Galvanized Steel | Not Marked
600814 | 5 | 1988-01-01 | Currently In Use | Gas | 10000 | Fiberglass | Fiberglass Reinforced Plastic | Pressure |  | 1988-01-01 |  | 1988-01-01
600814 | 6 | 1988-01-01 | Currently In Use | Gas | 10000 | Fiberglass | Fiberglass Reinforced Plastic | Pressure |  | 1988-01-01 |  | 1988-01-01
600814 | 7 | 1988-01-01 | Currently In Use | Gas | 10000 | Fiberglass | Fiberglass Reinforced Plastic | Pressure |  | 1988-01-01 |  | 1988-01-01
600814 | 8 | 2010-09-23 | Temporarily Out Of Use | Used Oil | 1000 | Fiberglass | Fiberglass Reinforced Plastic | Not Marked | Y | 2006-12-15 12:00 | Y | 2006-12-15 12:00
600815 | 1 |  | Removed From Ground Date Unknown | Gas | 10000 | Bare Steel | Galvanized Steel | Not Marked
600815 | 2 |  | Removed From Ground Date Unknown | Gas | 10000 | Bare Steel | Galvanized Steel | Not Marked
600815 | 3 |  | Removed From Ground Date Unknown | Gas | 10000 | Bare Steel | Galvanized Steel | Not Marked
600815 | 4 |  | Removed From Ground Date Unknown | Diesel | 10000 | Bare Steel | Galvanized Steel | Not Marked
600815 | 5 | 1988-04-25 | Currently In Use | Gas | 10000 | Fiberglass | Fiberglass Reinforced Plastic | Not Marked |  | 1998-09-01 |  | 1998-09-01
600815 | 6 | 1988-04-25 | Currently In Use | Gas | 10000 | Fiberglass | Fiberglass Reinforced Plastic | Not Marked |  | 1998-09-01 |  | 1998-09-01
600815 | 7 | 1988-04-25 | Currently In Use | Diesel | 10000 | Fiberglass | Fiberglass Reinforced Plastic | Not Marked |  | 1998-09-01 |  | 1998-09-01
600817 | 1 | 1995-04-14 | Removed From Ground | Used Oil | 550 | Bare Steel | Bare Steel | Suction: Valve At The Tank | Y |  | Y
600817 | 10 | 1995-04-11 | Removed From Ground | Empty |  | Bare Steel | Bare Steel | Suction: Valve At The Tank
600817 | 11 |  | Removed From Ground Date Unknown | Gas | 2000 | Bare Steel | Bare Steel | Suction: No Valve At The Tank
600817 | 12 |  | Removed From Ground Date Unknown | Gas | 2000 | Bare Steel | Bare Steel | Not Marked
600817 | 13 |  | Removed From Ground Date Unknown | Gas | 4000 | Bare Steel | Bare Steel | Suction: No Valve At The Tank
600817 | 14 |  | Removed From Ground Date Unknown | Empty | 4000 | Bare Steel | Bare Steel | Suction: No Valve At The Tank
600817 | 15 |  | Removed From Ground Date Unknown | Gas | 4000 | Bare Steel | Bare Steel | Suction: No Valve At The Tank
600817 | 16 |  | Removed From Ground Date Unknown | Empty |  | Bare Steel | Bare Steel | Not Marked
600817 | 2 | 1995-04-11 | Removed From Ground | Used Oil | 2000 | Bare Steel | Bare Steel | Gravity Fed | Y |  | Y
600817 | 3 | 1995-04-11 | Removed From Ground | Kerosene | 2000 | Bare Steel | Bare Steel | Suction: Valve At The Tank
600817 | 4 | 1995-04-12 | Removed From Ground | Diesel | 4000 | Bare Steel | Bare Steel | Suction: Valve At The Tank
600817 | 5 | 1995-04-12 | Removed From Ground | Gas | 4000 | Bare Steel | Bare Steel | Suction: Valve At The Tank
600817 | 6 | 1995-04-12 | Removed From Ground | Gas | 4000 | Bare Steel | Bare Steel | Suction: Valve At The Tank
600817 | 7 | 1995-04-12 | Removed From Ground | Gas | 4000 | Bare Steel | Bare Steel | Suction: Valve At The Tank
600817 | 8 | 1995-04-12 | Removed From Ground | Diesel | 3000 | Bare Steel | Bare Steel | Suction: Valve At The Tank
600817 | 9 | 1995-04-12 | Removed From Ground | Used Oil | 550 | Bare Steel | Bare Steel | Pressure | Y |  | Y
600819 | 1 | 2013-05-15 | Temporarily Out Of Use | Used Oil | 1000 | Fiberglass | Fiberglass Reinforced Plastic | Not Marked | Y | 1999-01-01 12:00 | Y | 1999-01-01 12:00
600819 | 2 | 2013-05-15 | Currently In Use | Diesel | 10000 | Fiberglass | Fiberglass Reinforced Plastic | Pressure |  | 1991-03-01 |  | 1991-03-01
600819 | 3 | 2013-05-15 | Currently In Use | Gas | 10000 | Fiberglass | Fiberglass Reinforced Plastic | Pressure |  | 1991-03-01 |  | 1991-03-01
600819 | 4 | 2013-05-15 | Currently In Use | Gas | 10000 | Fiberglass | Fiberglass Reinforced Plastic | Pressure |  | 1991-03-01 |  | 1991-03-01
600819 | 5 | 2013-05-15 | Currently In Use | Gas | 10000 | Fiberglass | Fiberglass Reinforced Plastic | Pressure |  | 1991-03-01 |  | 1991-03-01
600820 | 1 | 1983-05-03 | Currently In Use | Gas | 10000 | Fiberglass | Fiberglass Reinforced Plastic | Pressure |  | 1991-03-01 |  | 1991-03-01
600820 | 2 | 1983-05-03 | Currently In Use | Gas | 10000 | Fiberglass | Fiberglass Reinforced Plastic | Pressure |  | 1991-03-01 |  | 1991-03-01
600820 | 3 | 1983-05-03 | Currently In Use | Gas | 10000 | Fiberglass | Fiberglass Reinforced Plastic | Pressure |  | 1991-03-01 |  | 1991-03-01
600820 | 4 | 1998-03-26 | Removed From Ground | Used Oil | 500 | Bare Steel | Bare Steel | Not Marked | Y |  | Y
600820 | 5 | 1983-05-03 | Currently In Use | Gas | 10000 | Fiberglass | Fiberglass Reinforced Plastic | Pressure | N | 1991-03-01 | N | 1991-03-01
600821 | 1 | 1983-05-03 | Currently In Use | Gas | 10000 | Fiberglass | Fiberglass Reinforced Plastic | Pressure | Y | 1983-05-01 12:00 | Y | 1983-05-01 12:00
600821 | 2 | 1983-05-03 | Currently In Use | Gas | 10000 | Fiberglass | Fiberglass Reinforced Plastic | Pressure | Y | 1983-05-01 12:00 | Y | 1983-05-01 12:00
600821 | 3 | 1983-05-03 | Currently In Use | Gas | 10000 | Fiberglass | Fiberglass Reinforced Plastic | Pressure | Y | 1983-05-01 12:00 | Y | 1983-05-01 12:00
600821 | 4 | 1988-01-01 | Currently In Use | Diesel | 10000 | Fiberglass | Fiberglass Reinforced Plastic | Pressure | Y | 1983-05-03 12:00 | Y | 1983-05-03 12:00
600821 | 5 | 1988-01-01 | Currently In Use | Used Oil | 1000 | Fiberglass | Fiberglass Reinforced Plastic | Gravity Fed | Y |  | Y
600822 | 1 |  | Removed From Ground Date Unknown | Gas | 6000 | Bare Steel | Galvanized Steel | Not Marked
600822 | 2 |  | Removed From Ground Date Unknown | Gas | 6000 | Bare Steel | Galvanized Steel | Not Marked
600822 | 3 |  | Removed From Ground Date Unknown | Gas | 6000 | Bare Steel | Galvanized Steel | Not Marked
600822 | 4 |  | Removed From Ground Date Unknown | Gas | 10000 | Bare Steel | Galvanized Steel | Not Marked
600822 | 5 |  | Removed From Ground Date Unknown | Diesel | 10000 | Bare Steel | Galvanized Steel | Not Marked
600822 | 6 | 1988-01-01 | Currently In Use | Gas | 10000 | Fiberglass | Fiberglass Reinforced Plastic | Pressure |  | 1988-01-01 |  | 1988-01-01
600822 | 7 | 1988-01-01 | Currently In Use | Gas | 10000 | Fiberglass | Fiberglass Reinforced Plastic | Pressure |  | 1988-01-01 |  | 1988-01-01
600822 | 8 | 1988-01-01 | Currently In Use | Diesel | 10000 | Fiberglass | Fiberglass Reinforced Plastic | Pressure |  | 1988-01-01 |  | 1988-01-01
600822 | 9 |  | Currently In Use | Used Oil | 550 | Fiberglass | Fiberglass Reinforced Plastic | Not Marked | Y | 1988-01-01 12:00 | Y | 1988-01-01 12:00
600823 | 1 | 1988-01-01 | Removed From Ground | Gas | 4000 | Bare Steel | Galvanized Steel | Not Marked
600823 | 2 | 1988-01-01 | Removed From Ground | Gas | 4000 | Bare Steel | Galvanized Steel | Not Marked
600823 | 3 | 1988-01-01 | Removed From Ground | Gas | 4000 | Bare Steel | Galvanized Steel | Not Marked
600823 | 4 | 1988-01-01 | Removed From Ground | Gas | 4000 | Bare Steel | Galvanized Steel | Not Marked
600823 | 5 | 1988-01-01 | Removed From Ground | Used Oil | 10000 | Bare Steel | Galvanized Steel | Not Marked | Y |  | Y
600823 | 6 | 1988-04-15 | Currently In Use | Gas | 10000 | Fiberglass | Fiberglass Reinforced Plastic | Pressure |  | 1988-04-01 |  | 1988-04-01
600823 | 7 | 1988-04-15 | Currently In Use | Gas | 10000 | Fiberglass | Fiberglass Reinforced Plastic | Pressure |  | 1988-04-01 |  | 1988-04-01
600823 | 8 | 1988-04-15 | Currently In Use | Gas | 10000 | Fiberglass | Fiberglass Reinforced Plastic | Pressure |  | 1988-04-01 |  | 1988-04-01
600823 | 9 | 2001-07-01 | Removed From Ground | Used Oil | 1000 | Fiberglass | Fiberglass Reinforced Plastic | Not Marked | Y |  | Y
600824 | 1 | 1998-09-01 | Removed From Ground | Used Oil | 1000 | Bare Steel | Galvanized Steel | Not Marked | Y |  | Y
600824 | 10 | 1988-09-14 | Currently In Use | Gas | 10000 | Fiberglass | Fiberglass Reinforced Plastic | Pressure |  | 1988-09-01 |  | 1988-09-01
600824 | 11 | 1998-09-01 | Removed From Ground | Used Oil | 1000 | Fiberglass | Fiberglass Reinforced Plastic | Not Marked | Y |  | Y
600824 | 2 |  | Removed From Ground Date Unknown | Gas | 3000 | Bare Steel | Galvanized Steel | Not Marked
600824 | 3 |  | Removed From Ground Date Unknown | Gas | 6000 | Bare Steel | Galvanized Steel | Not Marked
600824 | 4 |  | Removed From Ground Date Unknown | Gas | 6000 | Bare Steel | Fiberglass Reinforced Plastic | Not Marked
600824 | 5 |  | Removed From Ground Date Unknown | Gas | 6000 | Bare Steel | Galvanized Steel | Not Marked
600824 | 6 |  | Removed From Ground Date Unknown | Gas | 6000 | Bare Steel | Galvanized Steel | Not Marked
600824 | 7 |  | Removed From Ground Date Unknown | Gas | 6000 | Bare Steel | Galvanized Steel | Not Marked
600824 | 8 | 1988-09-14 | Currently In Use | Gas | 10000 | Fiberglass | Fiberglass Reinforced Plastic | Pressure |  | 1988-09-01 |  | 1988-09-01
600824 | 9 | 1988-09-14 | Currently In Use | Gas | 10000 | Fiberglass | Fiberglass Reinforced Plastic | Pressure |  | 1988-09-01 |  | 1988-09-01
600825 | 1 |  | Removed From Ground Date Unknown | Used Oil | 550 | Bare Steel | Galvanized Steel | Not Marked | Y |  | Y
600825 | 2 |  | Removed From Ground Date Unknown | Diesel | 10000 | Bare Steel | Galvanized Steel | Not Marked
600825 | 3 | 1983-05-03 | Currently In Use | Gas | 10000 | Fiberglass | Fiberglass Reinforced Plastic | Pressure |  | 1991-03-01 |  | 1991-03-01
600825 | 4 | 1983-05-03 | Currently In Use | Gas | 10000 | Fiberglass | Fiberglass Reinforced Plastic | Pressure |  | 1991-03-01 |  | 1991-03-01
600825 | 5 | 1983-05-03 | Currently In Use | Gas | 10000 | Fiberglass | Fiberglass Reinforced Plastic | Pressure |  | 1991-03-01 |  | 1991-03-01
600825 | 6 | 1988-01-01 | Currently In Use | Used Oil | 1000 | Fiberglass | Fiberglass Reinforced Plastic | Not Marked | Y | 2007-01-01 12:00 | Y | 2007-01-01 12:00
600826 | 1 |  | Removed From Ground Date Unknown | Used Oil | 550 | Bare Steel | Galvanized Steel | Not Marked | Y |  | Y
600826 | 10 | 1989-03-01 | Currently In Use | Diesel | 10000 | Fiberglass | Fiberglass Reinforced Plastic | Pressure |  | 1989-03-01 12:00 |  | 1989-03-01 12:00
600826 | 11 |  | Currently In Use | Used Oil | 1000 | Fiberglass | Fiberglass Reinforced Plastic | Gravity Fed | Y | 1997-08-05 12:00 | Y | 1997-08-05 12:00
600826 | 2 | 1989-03-01 | Removed From Ground | Diesel | 6000 | Fiberglass | Galvanized Steel | Not Marked
600826 | 3 | 1989-03-01 | Removed From Ground | Gas | 6000 | Bare Steel | Galvanized Steel | Not Marked
600826 | 4 |  | Removed From Ground Date Unknown | Gas | 6000 | Bare Steel | Galvanized Steel | Not Marked
600826 | 5 |  | Removed From Ground Date Unknown | Gas | 6000 | Bare Steel | Galvanized Steel | Not Marked
600826 | 6 |  | Removed From Ground Date Unknown | Gas | 10000 | Bare Steel | Galvanized Steel | Not Marked
600826 | 7 | 1989-03-01 | Currently In Use | Gas | 10000 | Fiberglass | Fiberglass Reinforced Plastic | Pressure |  | 1989-03-01 12:00 |  | 1989-03-01 12:00
600826 | 8 | 1989-03-01 | Currently In Use | Gas | 10000 | Fiberglass | Fiberglass Reinforced Plastic | Pressure |  | 1989-03-01 12:00 |  | 1989-03-01 12:00
600826 | 9 | 1989-03-01 | Currently In Use | Gas | 10000 | Fiberglass | Fiberglass Reinforced Plastic | Pressure |  | 1989-03-01 12:00 |  | 1989-03-01 12:00
600827 | 1 | 1991-01-01 | Removed From Ground | Gas | 3000 | Bare Steel | Galvanized Steel | Not Marked
600827 | 2 | 1991-10-01 | Removed From Ground | Gas | 3000 | Bare Steel | Galvanized Steel | Not Marked
600827 | 3 | 1991-01-01 | Removed From Ground | Gas | 3000 | Bare Steel | Galvanized Steel | Not Marked
600827 | 4 | 1991-01-01 | Removed From Ground | Gas | 6000 | Bare Steel | Galvanized Steel | Not Marked
600827 | 5 | 1991-10-01 | Removed From Ground | Used Oil |  | Marked Unknown | Unknown | Not Marked | Y |  | Y
600827 | 6 | 1991-10-01 | Removed From Ground | Other |  | Marked Unknown | Unknown | Not Marked
600828 | 1 | 1987-01-01 | Removed From Ground | Gas |  | Bare Steel | Galvanized Steel | Not Marked
600828 | 3 | 1987-01-01 | Removed From Ground | Gas |  | Bare Steel | Galvanized Steel | Not Marked
600828 | 4 | 1987-01-01 | Removed From Ground | Gas |  | Bare Steel | Galvanized Steel | Not Marked
600828 | 5 | 1987-01-01 | Removed From Ground | Gas |  | Bare Steel | Galvanized Steel | Not Marked
600828 | 58506 | 1987-01-01 | Currently In Use | Gas | 10000 | Fiberglass | Fiberglass Reinforced Plastic | Pressure |  | 1998-06-01 |  | 1998-06-01
600828 | 58507 | 1987-01-01 | Currently In Use | Gas | 10000 | Fiberglass | Fiberglass Reinforced Plastic | Pressure |  | 1998-06-01 |  | 1998-06-01
600828 | 58508 | 1987-01-01 | Currently In Use | Gas | 10000 | Fiberglass | Fiberglass Reinforced Plastic | Pressure |  | 1998-06-01 |  | 1998-06-01
600829 | 1 |  | Removed From Ground Date Unknown | Gas | 3000 | Bare Steel | Galvanized Steel | Not Marked
600829 | 2 |  | Removed From Ground Date Unknown | Gas | 3000 | Bare Steel | Galvanized Steel | Not Marked
600829 | 3 |  | Removed From Ground Date Unknown | Gas | 3000 | Bare Steel | Galvanized Steel | Not Marked
600829 | 4 |  | Removed From Ground Date Unknown | Gas | 3000 | Bare Steel | Galvanized Steel | Not Marked
600830 | 1 | 1982-05-03 | Currently In Use | Gas | 10000 | Fiberglass | Fiberglass/Double Walled | Pressure |  | 1998-09-01 |  | 1998-09-01
600830 | 2 | 1982-05-03 | Currently In Use | Gas | 10000 | Fiberglass | Fiberglass/Double Walled | Pressure |  | 1998-09-01 |  | 1998-09-01
600830 | 3 | 1982-05-03 | Currently In Use | Gas | 10000 | Fiberglass | Fiberglass/Double Walled | Pressure |  | 1998-09-01 |  | 1998-09-01
600830 | 4 | 1982-05-03 | Currently In Use | Gas | 10000 | Fiberglass | Fiberglass/Double Walled | Pressure |  | 1998-09-01 |  | 1998-09-01
600831 | 1 |  | Currently In Use | Gas | 10000 | Bare Steel | Galvanized Steel | Not Marked
600831 | 1 |  | Removed From Ground Date Unknown | Gas | 10000 | Bare Steel | Galvanized Steel | Not Marked
600831 | 2 |  | Currently In Use | Gas | 10000 | Bare Steel | Galvanized Steel | Not Marked
600831 | 2 |  | Removed From Ground Date Unknown | Gas | 10000 | Bare Steel | Galvanized Steel | Not Marked
600831 | 3 |  | Currently In Use | Diesel | 10000 | Bare Steel | Galvanized Steel | Not Marked
600831 | 3 |  | Removed From Ground Date Unknown | Diesel | 10000 | Bare Steel | Galvanized Steel | Not Marked
600831 | 4 |  | Currently In Use | Gas | 10000 | Bare Steel | Galvanized Steel | Not Marked
600831 | 4 |  | Removed From Ground Date Unknown | Gas | 10000 | Bare Steel | Galvanized Steel | Not Marked
600834 | 1 | 2010-05-20 | Removed From Ground | Diesel | 10000 | Bare Steel | Galvanized Steel | Not Marked
600834 | 1 |  | Permanently Out Of Use | Diesel | 10000 | Bare Steel | Galvanized Steel | Not Marked
600835 | 1 | 1994-09-07 | Removed From Ground | Diesel | 20000 | Fiberglass | Galvanized Steel | Not Marked
600835 | 2 | 2010-06-14 | Removed From Ground | Diesel | 12000 | Fiberglass Double Walled | Fiberglass/Double Walled |  | N |  | N
600837 | 1 |  | Permanently Out Of Use | Heating Oil | 10000 | Bare Steel | Bare Steel | Suction: No Valve At The Tank
600838 | 1 | 1987-05-01 | Closed In Ground | Diesel | 14000 | Bare Steel | Bare Steel | Suction: No Valve At The Tank
600838 | 2 | 2008-10-25 | Closed In Ground | Diesel | 4000 | Bare Steel | Bare Steel | Suction: Valve At The Tank | N |  | N
600838 | 2 |  | Currently In Use | Diesel | 4000 | Bare Steel | Bare Steel | Suction: Valve At The Tank | N |  | N
600839 | 1 | 1994-08-09 | Removed From Ground | Gas | 1000 | Bare Steel | Galvanized Steel | Suction: No Valve At The Tank
600840 | 1 | 1994-08-17 | Removed From Ground | Gas | 3000 | Bare Steel | Galvanized Steel | Suction: No Valve At The Tank
600840 | 2 | 1994-09-02 | Currently In Use | Gas | 2000 | Fiberglass Double Walled | Fiberglass Reinforced Plastic | Suction: No Valve At The Tank |  | 1994-09-09 |  | 1994-09-09
600842 | 1 | 2007-11-01 | Removed From Ground | Gas | 1000 | Bare Steel | Unknown | Suction: No Valve At The Tank
600842 | 2 | 2007-11-01 | Removed From Ground | Gas | 8000 | Bare Steel | Unknown | Suction: No Valve At The Tank
600842 | 3 | 2007-11-01 | Removed From Ground | Gas | 8000 | Bare Steel | Unknown | Suction: No Valve At The Tank
600842 | 4 | 2007-11-01 | Removed From Ground | Gas | 6000 | Bare Steel | Unknown | Suction: No Valve At The Tank
600843 | 1 | 2010-04-08 | Temporarily Out Of Use | Gas | 5000 | Steel-Impressed Current | Cathodically Protected | Suction: Valve At The Tank |  | 1998-08-01 |  | 1998-08-01
600843 | 2 | 2011-04-14 | Currently In Use | Gas | 8000 | Steel-Impressed Current | Cathodically Protected | Pressure |  | 1998-08-01 |  | 1998-08-01
600843 | 3 | 2010-04-08 | Temporarily Out Of Use | Gas | 5000 | Steel-Impressed Current | Cathodically Protected | Suction: Valve At The Tank |  | 1998-08-01 |  | 1998-08-01
600843 | 4 | 1993-01-01 | Permanently Out Of Use | Gas | 6000 | Steel-Impressed Current | Cathodically Protected | Not Marked
600843 | 5A | 2010-05-10 | Currently In Use | Gas | 12000 | Composite Double Walled | Fiberglass/Double Walled | Pressure | N | 2010-05-10 | N | 2010-05-10
600843 | 5B | 2010-05-10 | Currently In Use | Diesel | 3000 | Composite Double Walled | Fiberglass/Double Walled | Pressure | N | 2010-05-10 | N | 2010-05-10
600846 | 1 | 1986-12-01 | Removed From Ground | Empty | 1000 | Bare Steel | Galvanized Steel | Not Marked
600846 | 2 | 1986-12-01 | Removed From Ground | Empty | 10000 | Bare Steel | Galvanized Steel | Not Marked
600846 | 3 | 1986-12-01 | Removed From Ground | Empty | 10000 | Bare Steel | Galvanized Steel | Not Marked
600846 | 4A | 2015-05-12 | Currently In Use | Gas | 12000 | Composite Double Walled | Fiberglass/Double Walled | Pressure | N | 2015-05-12 | N | 2015-05-12
600846 | 4B | 2015-05-12 | Currently In Use | Diesel | 5000 | Composite Double Walled | Fiberglass/Double Walled | Pressure | N | 2016-05-12 | N | 2016-05-12
600846 | 5 | 2015-05-12 | Currently In Use | Gas | 5000 | Composite Double Walled | Fiberglass/Double Walled | Pressure | N | 2015-05-12 | N | 2015-05-12
600848 | 1 | 1999-11-19 | Removed From Ground | Gas | 10000 | Bare Steel | Galvanized Steel | Not Marked
600848 | 2 | 1999-11-19 | Removed From Ground | Gas | 10000 | Bare Steel | Galvanized Steel | Not Marked
600848 | 3 | 1999-11-19 | Removed From Ground | Gas | 12000 | Bare Steel | Galvanized Steel | Not Marked
600848 | 4 | 1999-11-19 | Removed From Ground | Used Oil | 500 | Bare Steel | Unknown | Not Marked | Y |  | Y
600849 | 1 | 1990-04-07 | Removed From Ground | Diesel | 10000 | Bare Steel | Galvanized Steel | Not Marked
600849 | 2 | 1991-05-01 | Removed From Ground | Used Oil | 2000 | Bare Steel | Bare Steel | Suction: Valve At The Tank | Y |  | Y
600849 | 3 | 2001-11-01 | Currently In Use | Diesel | 12000 | Composite | Double Walled Flex | Suction: No Valve At The Tank |  | 2001-11-02 |  | 2001-11-02
600852 | 1 | 1994-01-01 | Removed From Ground | Diesel | 15000 | Cathodically Protected Steel | Galvanized Steel | Not Marked
600856 | 1 |  | Removed From Ground Date Unknown | Gas | 1000 | Bare Steel | Galvanized Steel | Not Marked
600857 | 1 | 1986-09-07 | Currently In Use | Diesel | 10000 | Steel-Impressed Current | Fiberglass/Double Walled | Suction: Valve At The Tank |  | 1997-01-01 |  | 1997-01-01
600857 | 2 | 2011-10-05 | Temporarily Out Of Use | Diesel | 10000 | Steel-Galvanic | Fiberglass/Double Walled | Suction: Valve At The Tank |  | 1997-01-01 |  | 1997-01-01
600859 | 1 | 1997-06-01 | Removed From Ground | Gas | 1000 | Bare Steel | Galvanized Steel | Not Marked
600860 | 1 | 1993-10-07 | Removed From Ground | Diesel | 2000 | Bare Steel | Galvanized Steel | Not Marked
600860 | 2 | 1993-10-07 | Removed From Ground | Gas | 6000 | Not Marked/Unknown | Not Marked | Not Marked
600861 | 1 | 1991-01-22 | Removed From Ground | Empty | 2000 | Bare Steel | Galvanized Steel | Not Marked
600863 | 1 | 1991-01-22 | Removed From Ground | Gas | 2000 | Bare Steel | Galvanized Steel | Not Marked
600868 | 1 | 1998-08-24 | Removed From Ground | Diesel | 500 | Bare Steel | Unknown | Not Marked
600869 | 1 | 1998-12-15 | Removed From Ground | Diesel | 500 | Bare Steel | Unknown | Not Marked
600870 | 1 | 1995-05-19 | Removed From Ground | Gas | 6000 | Bare Steel | Galvanized Steel | Not Marked
600870 | 2 | 1995-05-19 | Removed From Ground | Gas | 6000 | Bare Steel | Galvanized Steel | Not Marked
600870 | 3 | 1995-05-19 | Removed From Ground | Gas | 6000 | Bare Steel | Galvanized Steel | Not Marked
600870 | 4 | 1995-05-19 | Removed From Ground | Gas | 500 | Bare Steel | Galvanized Steel | Not Marked
600870 | 5 | 1995-05-19 | Removed From Ground | Kerosene | 500 | Bare Steel | Galvanized Steel | Not Marked
600872 | 1 | 1987-12-01 | Removed From Ground | Empty | 4000 | Bare Steel | Bare Steel | Not Marked
600872 | 10 | 1987-12-01 | Removed From Ground | Empty | 1000 | Bare Steel | Bare Steel | Not Marked
600872 | 11 | 1993-09-27 | Removed From Ground | Used Oil | 550 | Bare Steel | Bare Steel | Not Marked | Y |  | Y
600872 | 3 | 1987-12-01 | Removed From Ground | Empty | 4000 | Bare Steel | Bare Steel | Not Marked
600872 | 4 | 1987-12-01 | Removed From Ground | Empty | 4000 | Bare Steel | Bare Steel | Not Marked
600872 | 5 | 1987-12-01 | Removed From Ground | Empty | 4000 | Bare Steel | Bare Steel | Not Marked
600872 | 6 | 1987-12-01 | Removed From Ground | Empty | 4000 | Bare Steel | Bare Steel | Not Marked
600872 | 7 | 1987-12-01 | Removed From Ground | Empty | 2000 | Bare Steel | Bare Steel | Not Marked
600872 | 8 | 1987-12-01 | Removed From Ground | Empty | 1000 | Bare Steel | Bare Steel | Not Marked
600872 | 9 | 1987-12-01 | Removed From Ground | Empty | 1000 | Bare Steel | Bare Steel | Not Marked
600873 | 1 | 2000-01-24 | Removed From Ground | Diesel | 550 | Bare Steel | Bare Steel | Not Marked
600873 | 2 | 2001-03-29 | Currently In Use | Diesel | 550 | Fiberglass Double Walled | Fiberglass Reinforced Plastic | Suction: No Valve At The Tank |  | 2001-03-29 12:00 |  | 2001-03-29 12:00
600874 | 1 | 1979-05-10 | Currently In Use | Diesel | 10000 | Steel-Impressed Current | Impressed Current | Suction: No Valve At The Tank |  | 1998-02-10 |  | 1998-02-10
600874 | 2 | 1979-05-10 | Currently In Use | Diesel | 10000 | Steel-Impressed Current | Impressed Current | Suction: No Valve At The Tank |  | 1998-02-10 |  | 1998-02-10
600874 | 3 | 2016-08-16 | Currently In Use | Gas | 4000 | Steel-Impressed Current | Impressed Current | Suction: No Valve At The Tank |  | 1998-02-10 |  | 1998-02-10
600874 | 4 | 1979-05-10 | Currently In Use | Gas | 4000 | Steel-Impressed Current | Impressed Current | Suction: No Valve At The Tank |  | 1998-02-10 |  | 1998-02-10
600881 | 1 | 1982-05-01 | Removed From Ground | Gas | 4000 | Marked Unknown | Unknown | Not Marked
600881 | 1 |  | Currently In Use | Gas | 4000 | Marked Unknown | Unknown | Not Marked
600881 | 2 | 1982-05-01 | Removed From Ground | Gas | 4000 | Marked Unknown | Unknown | Not Marked
600881 | 2 |  | Currently In Use | Gas | 4000 | Marked Unknown | Unknown | Not Marked
600881 | 3 | 1982-05-01 | Removed From Ground | Gas | 4000 | Marked Unknown | Unknown | Not Marked
600881 | 3 |  | Currently In Use | Gas | 4000 | Marked Unknown | Unknown | Not Marked
600881 | 4 | 1982-05-01 | Removed From Ground | Gas | 4000 | Marked Unknown | Unknown | Not Marked
600881 | 4 |  | Currently In Use | Gas | 4000 | Marked Unknown | Unknown | Not Marked
600881 | 5 | 1982-05-01 | Removed From Ground | Used Oil | 550 | Marked Unknown | Unknown | Not Marked | Y |  | Y
600881 | 5 |  | Currently In Use | Used Oil | 550 | Marked Unknown | Unknown | Not Marked | Y |  | Y
600890 | 1 |  | Currently In Use | Gas | 10000 | Fiberglass | Fiberglass Reinforced Plastic | Pressure |  | 1995-09-01 |  | 1992-01-01
600890 | 2 |  | Currently In Use | Gas | 10000 | Fiberglass | Fiberglass Reinforced Plastic | Pressure |  | 1995-09-01 |  | 1992-01-01
600890 | 3 | 2013-04-16 | Temporarily Out Of Use | Gas | 10000 | Fiberglass | Fiberglass Reinforced Plastic | Pressure |  | 1995-09-01 |  | 1992-01-01
600890 | 3 |  | Currently In Use | Gas | 10000 | Fiberglass | Fiberglass Reinforced Plastic | Pressure |  | 1995-09-01 |  | 1992-01-01
600890 | 4 |  | Currently In Use | Diesel | 10000 | Fiberglass | Fiberglass Reinforced Plastic | Pressure |  | 1995-09-01 |  | 1992-01-01
600891 | 1 | 2003-07-24 | Removed From Ground | Gas | 10000 | Fiberglass | Fiberglass Reinforced Plastic | Pressure |  | 1994-01-01 |  | 1991-01-01
600891 | 2 | 2003-07-24 | Removed From Ground | Gas | 10000 | Fiberglass | Fiberglass Reinforced Plastic | Pressure |  | 1994-01-01 |  | 1991-01-01
600891 | 3 | 2003-07-24 | Removed From Ground | Gas | 10000 | Fiberglass | Fiberglass Reinforced Plastic | Pressure |  | 1994-01-01 |  | 1991-01-01
600891 | 4 | 2003-07-18 | Removed From Ground | Diesel | 10000 | Fiberglass | Fiberglass Reinforced Plastic | Pressure |  | 1994-01-01 |  | 1991-01-01
600892 | 1 | 1989-10-01 | Removed From Ground | Diesel | 6000 | Fiberglass | Fiberglass Reinforced Plastic | Not Marked
600892 | 2 | 1989-10-01 | Removed From Ground | Gas | 10000 | Fiberglass | Fiberglass Reinforced Plastic | Not Marked
600892 | 3 | 1989-10-01 | Removed From Ground | Gas | 10000 | Fiberglass | Fiberglass Reinforced Plastic | Not Marked
600892 | 4 | 1989-10-01 | Removed From Ground | Gas | 10000 | Fiberglass | Fiberglass Reinforced Plastic | Not Marked
600894 | 1 |  | Currently In Use | Gas | 10000 | Fiberglass | Fiberglass Reinforced Plastic | Pressure |  | 1989-01-01 |  | 1989-01-01
600894 | 2 |  | Currently In Use | Gas | 10000 | Fiberglass | Fiberglass Reinforced Plastic | Pressure |  | 1989-01-01 |  | 1989-01-01
600894 | 3 |  | Currently In Use | Gas | 6000 | Fiberglass | Fiberglass Reinforced Plastic | Pressure |  | 1989-01-01 |  | 1989-01-01
600894 | 4 |  | Currently In Use | Diesel | 6000 | Fiberglass | Fiberglass Reinforced Plastic | Pressure |  | 1989-01-01 |  | 1989-01-01
600895 | 1 | 1989-07-01 | Removed From Ground | Gas | 6000 | Bare Steel | Galvanized Steel | Not Marked
600895 | 2 | 1989-07-01 | Removed From Ground | Gas | 6000 | Bare Steel | Galvanized Steel | Not Marked
600895 | 3 | 1989-07-01 | Removed From Ground | Gas | 4000 | Bare Steel | Galvanized Steel | Not Marked
600895 | 4 | 1989-07-01 | Removed From Ground | Gas | 50000 | Bare Steel | Galvanized Steel | Not Marked
600895 | 5 | 1989-07-01 | Removed From Ground | Kerosene | 500 | Bare Steel | Galvanized Steel | Not Marked
600896 | 1 | 1991-10-01 | Removed From Ground | Gas | 6000 | Cathodically Protected Steel | Galvanized Steel | Pressure
600896 | 2 | 1991-10-01 | Removed From Ground | Gas | 6000 | Cathodically Protected Steel | Galvanized Steel | Pressure
600896 | 3 | 1991-10-01 | Removed From Ground | Gas | 6000 | Bare Steel | Cathodically Protected | Pressure
600896 | 4 | 1991-10-01 | Removed From Ground | Used Oil | 550 | Cathodically Protected Steel | Galvanized Steel | Gravity Fed | Y |  | Y
600896 | 5 | 1991-10-01 | Removed From Ground | Used Oil | 550 | Cathodically Protected Steel | Galvanized Steel | Gravity Fed | Y |  | Y
600896 | 6 | 1999-02-05 | Currently In Use | Gas | 12000 | Fiberglass | Fiberglass/Double Walled | Pressure |  | 1999-02-05 |  | 1999-02-05
600896 | 7 | 1999-02-05 | Currently In Use | Gas | 8000 | Fiberglass | Fiberglass/Double Walled | Pressure |  | 1999-02-05 |  | 1999-02-05
600896 | 8 | 1999-02-05 | Currently In Use | Diesel | 8000 | Fiberglass | Fiberglass Reinforced Plastic | Pressure |  | 1999-02-05 |  | 1999-02-05
600896 | 9 | 1999-02-05 | Currently In Use | Kerosene | 2000 | Fiberglass | Fiberglass Reinforced Plastic | Pressure |  | 1999-02-05 |  | 1999-02-05
600897 | 1 | 2009-05-01 | Currently In Use | Gas | 12000 | Fiberglass | Fiberglass Reinforced Plastic | Pressure |  | 1998-04-01 |  | 1998-04-01
600897 | 2 | 2009-05-01 | Currently In Use | Gas | 10000 | Fiberglass | Fiberglass Reinforced Plastic | Pressure |  | 1998-04-01 |  | 1998-04-01
600897 | 3 | 2016-02-29 | Closed In Ground | Gas | 10000 | Fiberglass | Fiberglass Reinforced Plastic | Pressure |  | 1998-04-01 |  | 1998-04-01
600897 | 4 | 2009-05-01 | Currently In Use | Diesel | 8000 | Fiberglass | Fiberglass Reinforced Plastic | Pressure |  | 1998-04-01 |  | 1998-04-01
600897 | 5 | 1998-07-02 | Removed From Ground | Used Oil | 1000 | Fiberglass | Fiberglass Reinforced Plastic | Gravity Fed | Y |  | Y
600898 | 1 | 1985-05-06 | Currently In Use | Gas | 12000 | Fiberglass | Fiberglass Reinforced Plastic | Pressure |  | 1996-01-01 |  | 1996-01-01
600898 | 2 | 1985-05-06 | Currently In Use | Gas | 10000 | Fiberglass | Fiberglass Reinforced Plastic | Pressure |  | 1996-01-01 |  | 1996-01-01
600898 | 3 | 1985-05-06 | Currently In Use | Diesel | 10000 | Fiberglass | Fiberglass Reinforced Plastic | Pressure |  | 1996-01-01 |  | 1996-01-01
600898 | 4 | 1985-05-06 | Currently In Use | Gas | 8000 | Fiberglass | Fiberglass Reinforced Plastic | Pressure |  | 1996-01-01 |  | 1996-01-01
600899 | 1 | 1987-10-08 | Removed From Ground | Gas | 6000 | Bare Steel | Galvanized Steel | Not Marked
600899 | 2 | 1987-10-08 | Removed From Ground | Gas | 6000 | Bare Steel | Galvanized Steel | Not Marked
600899 | 3 | 1987-10-08 | Removed From Ground | Gas | 4000 | Bare Steel | Galvanized Steel | Not Marked
600899 | 4 |  | Removed From Ground Date Unknown | Used Oil | 550 | Bare Steel | Galvanized Steel | Not Marked | Y |  | Y
600900 | 1 | 1987-10-08 | Removed From Ground | Gas | 6000 | Bare Steel | Galvanized Steel | Not Marked
600900 | 2 | 1987-10-08 | Removed From Ground | Gas | 4000 | Bare Steel | Galvanized Steel | Not Marked
600900 | 3 | 1987-10-08 | Removed From Ground | Gas | 6000 | Bare Steel | Galvanized Steel | Not Marked
600900 | 4 | 1987-10-08 | Removed From Ground | Used Oil | 500 | Bare Steel | Galvanized Steel | Not Marked | Y |  | Y
600900 | 5 | 1987-10-08 | Removed From Ground | Kerosene | 500 | Bare Steel | Galvanized Steel | Not Marked
600901 | 1 | 1988-03-14 | Removed From Ground | Gas | 6000 | Cathodically Protected Steel | Galvanized Steel | Not Marked
600901 | 1U |  | Currently In Use | Gas | 12000 | Tank Jacket | Fiberglass Reinforced Plastic | Pressure |  | 1995-03-01 |  | 1995-03-01
600901 | 2 | 1988-03-14 | Removed From Ground | Gas | 6000 | Cathodically Protected Steel | Galvanized Steel | Not Marked
600901 | 2P |  | Currently In Use | Diesel | 6000 | Tank Jacket | Fiberglass Reinforced Plastic | Pressure |  | 1995-03-01 |  | 1995-03-01
600901 | 3 | 1988-03-14 | Removed From Ground | Gas | 6000 | Cathodically Protected Steel | Galvanized Steel | Not Marked
600901 | 3D |  | Currently In Use | Gas | 6000 | Tank Jacket | Fiberglass Reinforced Plastic | Pressure |  | 1995-03-01 |  | 1995-03-01
600901 | 4 | 1988-03-14 | Removed From Ground | Used Oil | 550 | Cathodically Protected Steel | Galvanized Steel | Not Marked | Y |  | Y
600901 | 4S |  | Currently In Use | Gas | 10000 | Tank Jacket | Fiberglass Reinforced Plastic | Pressure |  | 1995-03-01 |  | 1995-03-01
600901 | 5 | 1988-03-14 | Removed From Ground | Other | 1000 | Not Marked/Unknown | Not Marked | Not Marked
600901 | 6 | 1988-03-14 | Removed From Ground | Other | 550 | Not Marked/Unknown | Not Marked | Not Marked
600903 | 1 | 2000-05-28 | Removed From Ground | Gas | 10000 | Bare Steel | Unknown | Not Marked
600903 | 1 |  | Currently In Use | Gas | 10000 | Bare Steel | Unknown | Not Marked
600903 | 10 | 2001-05-01 | Removed From Ground | Gas | 1000 | Unknown | Unknown |  | N |  | N
600903 | 11 | 2001-05-01 | Removed From Ground | Gas | 6000 | Unknown | Unknown |  | N |  | N
600903 | 12 | 2001-05-01 | Removed From Ground | Gas | 4000 | Unknown | Unknown |  | N |  | N
600903 | 13 | 2001-05-01 | Removed From Ground | Gas | 4000 | Unknown | Unknown |  | N |  | N
600903 | 14 | 2001-05-01 | Removed From Ground | Gas | 4000 | Unknown | Unknown |  | N |  | N
600903 | 2 | 2000-05-28 | Removed From Ground | Diesel | 12000 | Bare Steel | Unknown | Not Marked
600903 | 2 |  | Currently In Use | Diesel | 12000 | Bare Steel | Unknown | Not Marked
600903 | 3 | 2000-05-28 | Removed From Ground | Diesel | 12000 | Bare Steel | Unknown | Not Marked
600903 | 3 |  | Currently In Use | Diesel | 12000 | Bare Steel | Unknown | Not Marked
600903 | 4 | 2000-05-28 | Removed From Ground | Diesel | 10000 | Bare Steel | Unknown | Not Marked
600903 | 4 |  | Currently In Use | Diesel | 10000 | Bare Steel | Unknown | Not Marked
600903 | 5 | 2000-05-28 | Removed From Ground | Diesel | 10000 | Bare Steel | Unknown | Not Marked
600903 | 5 |  | Currently In Use | Diesel | 10000 | Bare Steel | Unknown | Not Marked
600903 | 6 | 2000-05-28 | Removed From Ground | Other | 12000 | Bare Steel | Unknown | Not Marked
600903 | 6 |  | Currently In Use | Other | 12000 | Bare Steel | Unknown | Not Marked
600903 | 7 | 2000-05-28 | Removed From Ground | Other | 10000 | Bare Steel | Unknown | Not Marked
600903 | 7 |  | Currently In Use | Other | 10000 | Bare Steel | Unknown | Not Marked
600903 | 8 | 2000-05-28 | Removed From Ground | Used Oil | 2000 | Bare Steel | Unknown | Not Marked | Y |  | Y
600903 | 8 |  | Currently In Use | Used Oil | 2000 | Bare Steel | Unknown | Not Marked | Y |  | Y
600903 | 9 | 2001-05-01 | Removed From Ground | Gas | 6000 | Unknown | Unknown |  | N |  | N
600904 | 1 |  | Removed From Ground Date Unknown | Diesel | 8000 | Bare Steel | Unknown | Not Marked
600904 | 2 |  | Removed From Ground Date Unknown | Other | 8000 | Bare Steel | Unknown | Not Marked
600904 | 3 |  | Removed From Ground Date Unknown | Gas | 11000 | Bare Steel | Unknown | Not Marked
600904 | 4 | 2005-06-02 | Removed From Ground | Diesel | 12000 | Double Walled | Fiberglass Reinforced Plastic | Pressure
600904 | 5 | 2009-09-02 | Removed From Ground | Used Oil | 1000 | Unknown | Unknown |  | N |  | N
600905 | 1 | 1997-09-26 | Removed From Ground | Gas | 1000 | Fiberglass | Galvanized Steel | Suction: Valve At The Tank
600905 | 2 | 1997-09-26 | Removed From Ground | Diesel | 1000 | Fiberglass | Galvanized Steel | Suction: Valve At The Tank
600905 | 3 | 1997-10-31 | Currently In Use | Gas | 12000 | Epoxy | Double Walled | Suction: No Valve At The Tank |  | 1997-10-31 |  | 1997-10-31
600905 | 4 | 1997-10-31 | Currently In Use | Diesel | 6000 | Epoxy | Double Walled | Suction: No Valve At The Tank |  | 1997-10-31 |  | 1997-10-31
600906 | 1 | 1992-04-01 | Removed From Ground | Gas | 560 | Bare Steel | Galvanized Steel | Not Marked
600906 | 2 | 1992-04-01 | Removed From Ground | Diesel | 560 | Bare Steel | Galvanized Steel | Not Marked
600907 | 1 | 1997-12-18 | Removed From Ground | Gas | 550 | Bare Steel | Galvanized Steel | Not Marked
600907 | 2 | 1997-12-18 | Removed From Ground | Diesel | 550 | Bare Steel | Galvanized Steel | Not Marked
600908 | 1 | 1998-01-21 | Removed From Ground | Gas | 1000 | Bare Steel | Galvanized Steel | Not Marked
600908 | 2 | 1998-01-21 | Removed From Ground | Diesel | 1000 | Bare Steel | Galvanized Steel | Not Marked
600909 | 1 | 1995-01-01 | Removed From Ground | Gas | 550 | Bare Steel | Galvanized Steel | Not Marked
600909 | 2 | 1995-01-01 | Removed From Ground | Diesel | 550 | Bare Steel | Galvanized Steel | Not Marked
600911 | 1 | 1996-04-01 | Removed From Ground | Diesel | 1000 | Fiberglass | Galvanized Steel | Suction: Valve At The Tank
600912 | 1 | 1998-01-21 | Removed From Ground | Gas | 500 | Bare Steel | Galvanized Steel | Not Marked
600912 | 2 | 1998-01-21 | Removed From Ground | Diesel | 500 | Bare Steel | Galvanized Steel | Not Marked
600913 | 1 | 1998-02-10 | Closed In Ground | Gas | 1000 | Bare Steel | Galvanized Steel | Not Marked
600913 | 2 | 1998-02-10 | Closed In Ground | Diesel | 1000 | Bare Steel | Galvanized Steel | Not Marked
600914 | 1 | 1998-01-21 | Removed From Ground | Gas | 1000 | Bare Steel | Galvanized Steel | Not Marked
600914 | 2 | 1998-01-21 | Removed From Ground | Diesel | 1000 | Bare Steel | Galvanized Steel | Not Marked
600916 | 1 | 1991-04-12 | Removed From Ground | Gas | 6000 | Bare Steel | Galvanized Steel | Pressure
600916 | 2 | 1991-04-12 | Removed From Ground | Gas | 8000 | Bare Steel | Galvanized Steel | Pressure
600916 | 3 | 1991-04-12 | Removed From Ground | Gas | 10000 | Bare Steel | Galvanized Steel | Pressure
600916 | 4 | 1991-04-12 | Removed From Ground | Used Oil | 1000 | Bare Steel | Galvanized Steel | Gravity Fed | Y |  | Y
600917 | 1 | 1992-06-01 | Removed From Ground | Gas | 6000 | Bare Steel | Galvanized Steel | Pressure
600917 | 2 | 1992-06-01 | Removed From Ground | Gas | 8000 | Bare Steel | Galvanized Steel | Pressure
600917 | 3 | 1992-06-01 | Removed From Ground | Gas | 10000 | Bare Steel | Galvanized Steel | Pressure
600917 | 4 | 1992-06-08 | Currently In Use | Gas | 12000 | Double Walled | Fiberglass Reinforced Plastic | Pressure |  | 1992-06-08 |  | 1992-06-08
600917 | 5 | 1992-06-08 | Currently In Use | Gas | 12000 | Double Walled | Fiberglass Reinforced Plastic | Pressure |  | 1992-06-08 |  | 1992-06-08
600917 | 6 | 1992-06-08 | Currently In Use | Diesel | 12000 | Double Walled | Fiberglass Reinforced Plastic | Pressure |  | 1992-06-08 |  | 1992-06-08
600918 | 1 | 1992-06-01 | Removed From Ground | Gas | 5000 | Bare Steel | Galvanized Steel | Pressure
600918 | 2 | 1992-06-01 | Removed From Ground | Gas | 5000 | Bare Steel | Galvanized Steel | Pressure
600918 | 3 | 1992-06-01 | Removed From Ground | Gas | 8000 | Bare Steel | Galvanized Steel | Pressure
600918 | 4 | 1992-06-01 | Removed From Ground | Gas | 6000 | Bare Steel | Galvanized Steel | Pressure
600918 | 5 | 1992-06-10 | Currently In Use | Gasohol | 12000 | Fiberglass Double Walled | Fiberglass Reinforced Plastic | Pressure |  | 1992-06-10 |  | 1992-06-10
600918 | 6 | 1992-06-10 | Currently In Use | Gas | 12000 | Fiberglass Double Walled | Fiberglass Reinforced Plastic | Pressure |  | 1992-06-10 |  | 1992-06-10
600918 | 7 | 1992-06-10 | Currently In Use | Gas | 12000 | Fiberglass Double Walled | Fiberglass Reinforced Plastic | Pressure |  | 1992-06-10 |  | 1992-06-10
600919 | 1 | 1994-06-10 | Removed From Ground | Gas | 6000 | Fiberglass | Fiberglass Reinforced Plastic | Pressure
600919 | 2 | 1994-06-10 | Removed From Ground | Gas | 8000 | Fiberglass | Fiberglass Reinforced Plastic | Pressure
600919 | 3 | 1994-06-10 | Removed From Ground | Gas | 10000 | Fiberglass | Fiberglass Reinforced Plastic | Pressure
600919 | 4 | 1992-07-04 | Removed From Ground | Used Oil | 1000 | Bare Steel | Fiberglass Reinforced Plastic | Gravity Fed | Y |  | Y
600919 | 5 | 2005-10-03 | Temporarily Out Of Use | Used Oil | 1000 | Double Walled | Not Marked | Gravity Fed | Y | 1992-07-01 | Y | 1992-07-01
600919 | 6 | 1994-06-20 | Currently In Use | Gas | 10000 | Fiberglass | Fiberglass Reinforced Plastic | Pressure |  | 1994-06-20 |  | 1994-06-20
600919 | 7 | 1994-06-20 | Currently In Use | Gas | 10000 | Fiberglass | Fiberglass Reinforced Plastic | Pressure |  | 1994-06-20 |  | 1994-06-20
600919 | 8 | 1994-06-20 | Currently In Use | Gas | 10000 | Fiberglass | Fiberglass Reinforced Plastic | Pressure |  | 1994-06-20 |  | 1994-06-20
600920 | 1 | 1992-04-21 | Removed From Ground | Gas | 6000 | Bare Steel | Galvanized Steel | Pressure
600920 | 2 | 1992-04-21 | Removed From Ground | Gas | 8000 | Bare Steel | Galvanized Steel | Pressure
600920 | 3 | 1992-04-21 | Removed From Ground | Gas | 10000 | Bare Steel | Galvanized Steel | Pressure
600920 | 4 | 1987-01-01 | Removed From Ground | Used Oil | 1000 | Bare Steel | Galvanized Steel | Pressure | Y |  | Y
600920 | 5 | 2003-12-11 | Removed From Ground | Gas | 12000 | Double Walled | Fiberglass Reinforced Plastic | Pressure |  | 1992-04-27 |  | 1992-04-27
600920 | 6 | 2003-12-11 | Removed From Ground | Gas | 12000 | Double Walled | Fiberglass Reinforced Plastic | Pressure |  | 1992-04-27 |  | 1992-04-27
600920 | 7 | 2003-12-11 | Removed From Ground | Gas | 12000 | Double Walled | Fiberglass Reinforced Plastic | Pressure |  | 1992-04-27 |  | 1992-04-27
600921 | 1 | 1992-04-20 | Removed From Ground | Gas | 4000 | Double Walled | Fiberglass Reinforced Plastic | Pressure |  | 1992-04-22 |  | 1992-04-22
600921 | 10 | 2001-11-27 | Removed From Ground | Gas | 2000 | Marked Unknown | Unknown | Not Marked
600921 | 11 | 2001-11-29 | Currently In Use | Diesel | 10000 | Composite Double Walled | Double Walled Flex | Pressure |  | 2001-11-30 |  | 2001-11-30
600921 | 2 | 1992-04-20 | Removed From Ground | Gas | 4000 | Double Walled | Fiberglass Reinforced Plastic | Pressure |  | 1992-04-22 |  | 1992-04-22
600921 | 3 | 1992-04-20 | Removed From Ground | Gas | 4000 | Double Walled | Fiberglass Reinforced Plastic | Pressure |  | 1992-04-22 |  | 1992-04-22
600921 | 4 | 1992-04-20 | Removed From Ground | Gas | 4000 | Bare Steel | Galvanized Steel | Pressure
600921 | 5 | 1992-04-20 | Removed From Ground | Gas | 6000 | Bare Steel | Galvanized Steel | Pressure
600921 | 6 | 1992-01-20 | Removed From Ground | Used Oil | 1000 | Fiberglass | Galvanized Steel | Gravity Fed | Y |  | Y
600921 | 7 | 1992-04-22 | Currently In Use | Gas | 12000 | Fiberglass Double Walled | Fiberglass/Double Walled | Pressure |  | 1992-04-22 |  | 1992-04-22
600921 | 8 | 2015-07-28 | Temporarily Out Of Use | Gas | 12000 | Fiberglass Double Walled | Fiberglass/Double Walled | Pressure |  | 1992-04-22 |  | 1992-04-22
600921 | 9 | 1992-04-22 | Currently In Use | Gas | 12000 | Fiberglass Double Walled | Fiberglass/Double Walled | Pressure |  | 1992-04-22 |  | 1992-04-22
600923 | 1 | 1989-09-01 | Removed From Ground | Gas | 6000 | Bare Steel | Galvanized Steel | Pressure
600923 | 2 | 1989-09-01 | Removed From Ground | Gas | 8000 | Bare Steel | Galvanized Steel | Pressure
600923 | 3 | 1989-09-01 | Removed From Ground | Gas | 10000 | Bare Steel | Galvanized Steel | Not Marked
600923 | 4 | 1989-09-01 | Removed From Ground | Used Oil | 1000 | Bare Steel | Galvanized Steel | Gravity Fed | Y |  | Y
600924 | 1 | 1985-04-30 | Temporarily Out Of Use | Gas | 10000 | Fiberglass | Galvanic | Pressure |  | 1994-09-01 |  | 1994-09-01
600924 | 2 | 1985-04-30 | Temporarily Out Of Use | Gas | 10000 | Fiberglass | Galvanic | Pressure |  | 1994-09-01 |  | 1994-09-01
600924 | 3 | 2012-03-26 | Temporarily Out Of Use | Diesel | 10000 | Fiberglass | Galvanic | Pressure |  | 1994-09-01 |  | 1994-09-01
600924 | 4 | 1985-04-30 | Currently In Use | Used Oil | 1000 | Fiberglass | Fiberglass Reinforced Plastic | Gravity Fed | Y | 1997-07-07 12:00 | Y | 1997-07-07 12:00
600925 | 1 | 1999-07-28 | Removed From Ground | Gas | 10000 | Fiberglass | Fiberglass Reinforced Plastic | Pressure |  | 1993-08-10 |  | 1993-08-10
600925 | 2 | 1999-07-28 | Removed From Ground | Gas | 10000 | Fiberglass | Fiberglass Reinforced Plastic | Pressure |  | 1993-08-10 |  | 1993-08-10
600925 | 3 | 1999-07-28 | Removed From Ground | Gas | 10000 | Fiberglass | Fiberglass Reinforced Plastic | Pressure |  | 1993-08-10 |  | 1993-08-10
600925 | 4 | 1999-06-25 | Removed From Ground | Used Oil | 1000 | Fiberglass | Galvanized Steel | Gravity Fed | Y |  | Y
600925 | 5 | 1999-07-26 | Currently In Use | Gas | 15000 | Fiberglass | Single Wall Flex | Pressure |  | 1999-07-26 |  | 1999-07-26
600925 | 6 | 1999-07-26 | Currently In Use | Gas | 15000 | Fiberglass | Single Wall Flex | Pressure |  | 1999-07-26 |  | 1999-07-26
600927 | 1 | 1995-02-01 | Removed From Ground | Gas | 10000 | Fiberglass | Fiberglass Reinforced Plastic | Pressure
600927 | 2 | 1995-02-01 | Removed From Ground | Gas | 10000 | Fiberglass | Fiberglass Reinforced Plastic | Pressure
600927 | 3 | 1995-02-01 | Removed From Ground | Gas | 10000 | Fiberglass | Fiberglass Reinforced Plastic | Pressure
600927 | 4 | 1995-02-01 | Removed From Ground | Used Oil | 1000 | Fiberglass | Fiberglass Reinforced Plastic | Pressure | Y |  | Y
600927 | 5 | 1995-01-15 | Currently In Use | Gas | 12000 | Epoxy | Double Walled | Pressure |  | 1995-01-15 |  | 1995-01-15
600927 | 6 | 1995-01-15 | Currently In Use | Gas | 12000 | Epoxy | Double Walled | Pressure |  | 1995-01-15 |  | 1995-01-15
600928 | 1 | 1986-01-03 | Currently In Use | Gas | 10000 | Fiberglass | Fiberglass Reinforced Plastic | Pressure |  | 1993-10-23 |  | 1993-10-23
600928 | 2 | 1986-01-03 | Currently In Use | Gas | 10000 | Fiberglass | Fiberglass Reinforced Plastic | Pressure |  | 1993-10-23 |  | 1993-10-23
600928 | 3 | 1986-01-03 | Currently In Use | Gas | 10000 | Fiberglass | Fiberglass Reinforced Plastic | Pressure |  | 1993-10-23 |  | 1993-10-23
600928 | 4 | 1997-10-06 | Removed From Ground | Used Oil | 1000 | Fiberglass | Galvanized Steel | Not Marked | Y |  | Y
600929 | 1 | 1993-08-23 | Removed From Ground | Gas | 10000 | Double Walled | Fiberglass Reinforced Plastic | Pressure
600929 | 2 | 1993-08-23 | Removed From Ground | Gas | 10000 | Bare Steel | Bare Steel | Pressure
600929 | 3 | 1993-08-23 | Removed From Ground | Gas | 6000 | Bare Steel | Bare Steel | Pressure
600929 | 4 | 1993-08-23 | Removed From Ground | Gas | 6000 | Bare Steel | Bare Steel | Pressure
600929 | 5 | 1993-09-11 | Currently In Use | Gas | 9684 | Fiberglass Double Walled | Fiberglass/Double Walled | Pressure |  | 1993-09-11 |  | 1993-09-11
600929 | 6 | 1993-09-11 | Currently In Use | Gas | 9684 | Fiberglass Double Walled | Fiberglass/Double Walled | Pressure |  | 1993-09-11 |  | 1993-09-11
600929 | 7 | 1993-09-11 | Currently In Use | Gas | 10000 | Fiberglass Double Walled | Fiberglass/Double Walled | Pressure |  | 1993-09-11 |  | 1993-09-11
600930 | 1 | 1985-04-30 | Currently In Use | Gas | 10000 | Fiberglass | Fiberglass Reinforced Plastic | Pressure |  | 1994-09-07 |  | 1994-09-07
600930 | 2 | 1985-04-30 | Currently In Use | Gas | 10000 | Fiberglass | Fiberglass Reinforced Plastic | Pressure |  | 1994-09-07 |  | 1994-09-07
600930 | 3 | 1985-04-30 | Currently In Use | Gas | 10000 | Fiberglass | Fiberglass Reinforced Plastic | Pressure |  | 1994-09-07 |  | 1994-09-07
600931 | 1 | 1993-07-26 | Removed From Ground | Gas | 10000 | Double Walled | Fiberglass Reinforced Plastic | Pressure
600931 | 2 | 1993-07-26 | Removed From Ground | Gas | 10000 | Double Walled | Fiberglass Reinforced Plastic | Pressure
600931 | 3 | 1993-07-26 | Removed From Ground | Gas | 10000 | Double Walled | Fiberglass Reinforced Plastic | Pressure
600931 | 4 | 1993-08-12 | Currently In Use | Gas | 11849 | Fiberglass Double Walled | Fiberglass/Double Walled | Pressure |  | 1993-08-12 |  | 1993-08-12
600931 | 5 | 1993-08-12 | Currently In Use | Gas | 11849 | Fiberglass Double Walled | Fiberglass/Double Walled | Pressure |  | 1993-08-12 |  | 1993-08-12
600931 | 6 | 1993-08-12 | Currently In Use | Gas | 11849 | Fiberglass Double Walled | Fiberglass/Double Walled | Pressure |  | 1993-08-12 |  | 1993-08-12
600932 | 1 | 1992-12-01 | Removed From Ground | Gas | 10000 | Fiberglass | Fiberglass Reinforced Plastic | Pressure
600932 | 2 | 1992-12-01 | Removed From Ground | Gas | 10000 | Fiberglass | Fiberglass Reinforced Plastic | Pressure
600932 | 230203 | 1995-12-18 | Currently In Use | Gas | 10000 | Steel-Galvanic | Fiberglass Reinforced Plastic | Pressure |  | 1995-12-18 |  | 1995-12-18
600932 | 230212 | 1995-12-18 | Currently In Use | Gas | 10000 | Steel-Galvanic | Fiberglass Reinforced Plastic | Pressure |  | 1995-12-18 |  | 1995-12-18
600932 | 3 | 1992-12-01 | Removed From Ground | Gas | 10000 | Fiberglass | Fiberglass Reinforced Plastic | Pressure
600933 | 1 | 1985-04-30 | Currently In Use | Gas | 10000 | Fiberglass | Fiberglass Reinforced Plastic | Pressure |  | 1994-07-20 |  | 1994-07-20
600933 | 2 | 1985-04-30 | Currently In Use | Gas | 10000 | Fiberglass | Fiberglass Reinforced Plastic | Pressure |  | 1994-07-20 |  | 1994-07-20
600933 | 3 | 1985-04-30 | Currently In Use | Gas | 10000 | Fiberglass | Fiberglass Reinforced Plastic | Pressure |  | 1994-07-20 |  | 1994-07-20
600934 | 1 | 1992-11-18 | Removed From Ground | Gas | 10000 | Bare Steel | Galvanized Steel | Pressure
600934 | 2 | 1992-11-18 | Removed From Ground | Gas | 10000 | Bare Steel | Galvanized Steel | Pressure
600934 | 3 | 1992-11-18 | Removed From Ground | Gas | 10000 | Bare Steel | Galvanized Steel | Pressure
600934 | 4 | 1992-11-18 | Removed From Ground | Empty | 10000 | Bare Steel | Galvanized Steel | Pressure
600935 | 1 | 1985-04-30 | Currently In Use | Gas | 10000 | Fiberglass | Fiberglass Reinforced Plastic | Pressure |  | 1994-07-24 |  | 1994-07-24
600935 | 2 | 1985-04-30 | Currently In Use | Diesel | 10000 | Fiberglass | Fiberglass Reinforced Plastic | Pressure |  | 1994-07-24 |  | 1994-07-24
600935 | 3 | 1985-04-30 | Currently In Use | Gas | 10000 | Fiberglass | Fiberglass Reinforced Plastic | Pressure |  | 1994-07-24 |  | 1994-07-24
600936 | 1 | 1985-01-03 | Currently In Use | Gas | 10000 | Fiberglass | Fiberglass Reinforced Plastic | Pressure |  | 1994-09-01 |  | 1994-09-01
600936 | 2 | 1985-01-03 | Currently In Use | Diesel | 10000 | Fiberglass | Fiberglass Reinforced Plastic | Pressure |  | 1994-09-01 |  | 1994-09-01
600936 | 3 | 1985-01-03 | Currently In Use | Gas | 10000 | Fiberglass | Fiberglass Reinforced Plastic | Pressure |  | 1994-09-01 |  | 1994-09-01
600937 | 1 | 1985-01-03 | Currently In Use | Gas | 10000 | Fiberglass | Fiberglass Reinforced Plastic | Pressure |  | 1994-08-10 |  | 1994-08-10
600937 | 2 | 1985-01-03 | Currently In Use | Gas | 10000 | Fiberglass | Fiberglass Reinforced Plastic | Pressure |  | 1994-08-10 |  | 1994-08-10
600937 | 3 | 1985-01-03 | Currently In Use | Gas | 10000 | Fiberglass | Fiberglass Reinforced Plastic | Pressure |  | 1994-08-10 |  | 1994-08-10
600938 | 1 | 1992-06-15 | Removed From Ground | Gas | 10000 | Double Walled | Fiberglass Reinforced Plastic | Pressure
600938 | 2 | 1992-06-15 | Removed From Ground | Gas | 10000 | Double Walled | Fiberglass Reinforced Plastic | Pressure
600938 | 3 | 1992-06-15 | Removed From Ground | Gas | 10000 | Double Walled | Fiberglass Reinforced Plastic | Pressure
600938 | 4 | 1987-01-01 | Removed From Ground | Diesel | 10000 | Bare Steel | Galvanized Steel | Pressure
600938 | 5 | 1992-06-25 | Currently In Use | Gas | 12000 | Fiberglass Double Walled | Fiberglass/Double Walled | Pressure |  | 1992-06-25 |  | 1992-06-25
600938 | 6 | 1992-06-25 | Currently In Use | Gas | 12000 | Fiberglass Double Walled | Fiberglass/Double Walled | Pressure |  | 1992-06-25 |  | 1992-06-25
600938 | 7 | 1992-06-25 | Currently In Use | Gas | 12000 | Fiberglass Double Walled | Fiberglass/Double Walled | Pressure |  | 1992-06-25 |  | 1992-06-25
600939 | 1 | 1998-04-08 | Removed From Ground | Gas | 5000 | Marked Unknown | Unknown | Pressure
600939 | 2 | 1998-04-08 | Removed From Ground | Gas | 4000 | Marked Unknown | Unknown | Pressure
600939 | 3 | 1998-04-08 | Removed From Ground | Gas | 3000 | Marked Unknown | Unknown | Pressure
600939 | 4 | 1998-04-08 | Removed From Ground | Gas | 3000 | Marked Unknown | Unknown | Pressure
600939 | 5 | 1998-04-08 | Removed From Ground | Empty | 250 | Marked Unknown | Unknown | Gravity Fed | Y |  | Y
600940 | 1 | 1987-01-01 | Removed From Ground | Gas | 3000 | Bare Steel | Bare Steel | Not Marked
600940 | 2 | 1987-01-01 | Removed From Ground | Gas | 3000 | Bare Steel | Bare Steel | Not Marked
600940 | 3 | 1987-01-01 | Removed From Ground | Gas | 2000 | Bare Steel | Bare Steel | Not Marked
600940 | 4 | 1987-01-01 | Removed From Ground | Gas | 8000 | Bare Steel | Bare Steel | Not Marked
600940 | 5 | 1987-01-01 | Removed From Ground | Used Oil | 250 | Bare Steel | Bare Steel | Not Marked | Y |  | Y
600940 | 6 | 1987-01-01 | Currently In Use | Gas | 5000 | Steel-Impressed Current | Fiberglass Reinforced Plastic | Pressure |  | 1990-01-01 |  | 1990-01-01
600940 | 7 | 1987-01-01 | Currently In Use | Gas | 5000 | Steel-Impressed Current | Fiberglass Reinforced Plastic | Pressure |  | 1990-01-01 |  | 1990-01-01
600940 | 8 | 1970-01-05 | Currently In Use | Gas | 8000 | Steel-Impressed Current | Fiberglass Reinforced Plastic | Pressure |  | 1990-01-01 |  | 1990-01-01
600941 | 1 | 1983-04-30 | Currently In Use | Gas | 10000 | Fiberglass | Fiberglass Reinforced Plastic | Pressure |  | 1995-09-01 |  | 1992-01-01
600941 | 2 | 1983-04-30 | Currently In Use | Gas | 10000 | Fiberglass | Fiberglass Reinforced Plastic | Pressure |  | 1995-09-01 |  | 1992-01-01
600941 | 3 | 1983-04-30 | Currently In Use | Gas | 10000 | Fiberglass | Fiberglass Reinforced Plastic | Pressure |  | 1995-09-01 |  | 1992-01-01
600941 | 4 | 1983-04-30 | Currently In Use | Diesel | 10000 | Fiberglass | Fiberglass Reinforced Plastic | Pressure |  | 1995-09-01 |  | 1992-01-01
600943 | 1 | 1981-04-30 | Currently In Use | Gas | 10000 | Fiberglass | Double Walled Flex | Pressure |  | 1996-02-01 |  | 1991-01-01
600943 | 2 | 1981-04-30 | Currently In Use | Gas | 10000 | Fiberglass | Double Walled Flex | Pressure |  | 1996-02-01 |  | 1991-01-01
600943 | 3 | 1981-04-30 | Currently In Use | Gas | 10000 | Fiberglass | Double Walled Flex | Pressure |  | 1996-02-01 |  | 1991-01-01
600943 | 4 | 1981-04-30 | Currently In Use | Diesel | 10000 | Fiberglass | Double Walled Flex | Pressure |  | 1996-02-01 |  | 1991-01-01
600944 | 1 | 1987-01-19 | Removed From Ground | Gas | 10000 | Fiberglass | Fiberglass Reinforced Plastic | Not Marked
600944 | 2 | 1987-01-19 | Removed From Ground | Gas | 10000 | Fiberglass | Fiberglass Reinforced Plastic | Not Marked
600944 | 3 | 1987-01-19 | Removed From Ground | Gas | 10000 | Fiberglass | Fiberglass Reinforced Plastic | Not Marked
600944 | 4 | 1987-01-19 | Removed From Ground | Diesel | 10000 | Fiberglass | Fiberglass Reinforced Plastic | Not Marked
600944 | 5 | 1990-10-16 | Removed From Ground | Other | 550 | Bare Steel | Unknown | Not Marked
600946 | 1 | 1986-01-01 | Currently In Use | Gas | 10000 | Fiberglass | Fiberglass Reinforced Plastic | Pressure |  | 1986-01-01 |  | 1986-01-01
600946 | 2 | 1986-10-10 | Currently In Use | Gas | 10000 | Fiberglass | Fiberglass Reinforced Plastic | Pressure |  | 1986-01-01 |  | 1986-01-01
600946 | 3 | 1986-10-10 | Currently In Use | Gas | 10000 | Fiberglass | Fiberglass Reinforced Plastic | Pressure |  | 1986-01-01 |  | 1986-01-01
600946 | 4 | 1981-04-30 | Currently In Use | Diesel | 8000 | Fiberglass | Fiberglass Reinforced Plastic | Pressure |  | 1986-01-01 |  | 1986-01-01
600946 | 5 | 2005-11-01 | Removed From Ground | Kerosene | 1000 | Fiberglass | Fiberglass Reinforced Plastic | Not Marked |  | 1986-01-01 |  | 1986-01-01
600946 | 6 | 2005-11-01 | Removed From Ground | Used Oil | 550 | Fiberglass | Fiberglass Reinforced Plastic | Not Marked | Y |  | Y
600947 | 1 | 1984-04-29 | Currently In Use | Gas | 10000 | Fiberglass | Fiberglass Reinforced Plastic | Pressure |  | 1995-11-01 |  | 1991-11-01
600947 | 2 | 1984-04-29 | Currently In Use | Gas | 10000 | Fiberglass | Fiberglass Reinforced Plastic | Pressure |  | 1995-11-01 |  | 1991-11-01
600947 | 3 | 1984-04-29 | Currently In Use | Gas | 10000 | Fiberglass | Fiberglass Reinforced Plastic | Pressure |  | 1995-11-01 |  | 1991-11-01
600947 | 4 | 1984-04-29 | Currently In Use | Diesel | 10000 | Fiberglass | Fiberglass Reinforced Plastic | Pressure |  | 1995-11-01 |  | 1991-11-01
600948 | 1 | 1987-01-01 | Currently In Use | Gas | 10000 | Steel-Galvanic | Galvanized Steel | Pressure |  | 1987-01-01 |  | 1987-01-01
600948 | 2 | 1987-01-01 | Currently In Use | Gas | 10000 | Steel-Galvanic | Galvanized Steel | Pressure |  | 1987-01-01 |  | 1987-01-01
600948 | 3 | 1987-01-01 | Currently In Use | Gas | 10000 | Steel-Galvanic | Galvanized Steel | Pressure |  | 1987-01-01 |  | 1987-01-01
600948 | 4 | 1987-01-01 | Currently In Use | Gas | 10000 | Steel-Galvanic | Galvanized Steel | Pressure |  | 1987-01-01 |  | 1987-01-01
600952 | 1 | 1994-08-01 | Removed From Ground | Gas | 4000 | Bare Steel | Galvanized Steel | Not Marked
600952 | 2 | 1994-08-01 | Removed From Ground | Gas | 3000 | Bare Steel | Galvanized Steel | Not Marked
600952 | 3 | 1994-08-01 | Removed From Ground | Gas | 3000 | Bare Steel | Galvanized Steel | Not Marked
600952 | 522047 | 1994-08-09 | Currently In Use | Diesel | 8000 | Composite | Fiberglass Reinforced Plastic | Pressure |  | 1994-08-09 |  | 1994-08-09
600952 | 522048 | 1994-08-09 | Currently In Use | Gas | 8000 | Composite | Fiberglass Reinforced Plastic | Pressure |  | 1994-08-09 |  | 1994-08-09
600953 | 1 | 2006-05-02 | Removed From Ground | Gas | 10000 | Steel-Galvanic | Galvanized Steel | Pressure |  | 1986-07-22 |  | 1986-07-22
600953 | 2 | 2006-05-02 | Removed From Ground | Gas | 10000 | Steel-Galvanic | Galvanized Steel | Pressure |  | 1986-07-22 |  | 1986-07-22
600953 | 3 | 2006-05-02 | Removed From Ground | Gas | 10000 | Steel-Galvanic | Galvanized Steel | Pressure |  | 1986-07-22 |  | 1986-07-22
600953 | 4 | 2006-05-02 | Removed From Ground | Gas | 10000 | Steel-Galvanic | Galvanized Steel | Pressure |  | 1986-07-22 |  | 1986-07-22
600954 | 1 | 1999-07-15 | Currently In Use | Gas | 10000 | Steel-Impressed Current | Impressed Current | Pressure |  | 1994-12-28 |  | 1994-12-28
600954 | 2 | 1999-07-15 | Currently In Use | Gas | 10000 | Steel-Impressed Current | Impressed Current | Pressure |  | 1994-12-28 |  | 1994-12-28
600954 | 3 | 1976-04-25 | Currently In Use | Gas | 12000 | Steel-Impressed Current | Impressed Current | Pressure |  | 1994-12-28 |  | 1994-12-28
600954 | 4 | 1984-01-01 | Currently In Use | Diesel | 3000 | Steel-Impressed Current | Impressed Current | Pressure |  | 1994-12-28 |  | 1994-12-28
600954 | 5 | 1994-01-01 | Removed From Ground | Gas | 3000 | Bare Steel | Galvanized Steel | Not Marked
600954 | 6 | 1984-01-01 | Removed From Ground | Gas | 3000 | Bare Steel | Galvanized Steel | Not Marked
600954 | 7 | 1984-01-01 | Removed From Ground | Gas | 3000 | Bare Steel | Galvanized Steel | Not Marked
600954 | 8 | 1984-01-01 | Removed From Ground | Used Oil | 550 | Bare Steel | Galvanized Steel | Not Marked | Y |  | Y
600957 | 1A | 2011-09-22 | Temporarily Out Of Use | Gas | 4000 | Cathodically Protected Steel | Cathodically Protected | Pressure |  | 1997-02-01 |  | 1997-02-01
600957 | 1B | 1981-05-20 | Currently In Use | Gas | 4000 | Cathodically Protected Steel | Cathodically Protected | Pressure |  | 1997-02-01 |  | 1997-02-01
600957 | 1C | 1981-05-20 | Currently In Use | Gas | 4000 | Cathodically Protected Steel | Cathodically Protected | Pressure |  | 1997-02-01 |  | 1997-02-01
600957 | 1D | 1981-05-20 | Currently In Use | Gas | 4000 | Cathodically Protected Steel | Cathodically Protected | Pressure |  | 1997-02-01 |  | 1997-02-01
600957 | 2 | 1981-05-20 | Currently In Use | Gas | 6000 | Cathodically Protected Steel | Cathodically Protected | Suction: No Valve At The Tank |  | 1997-02-01 |  | 1997-02-01
600957 | 3 | 2011-09-22 | Temporarily Out Of Use | Diesel | 4000 | Cathodically Protected Steel | Cathodically Protected | Pressure |  | 1997-02-01 |  | 1997-02-01
600957 | 4 | 2011-09-22 | Temporarily Out Of Use | Kerosene | 4000 | Cathodically Protected Steel | Cathodically Protected | Suction: No Valve At The Tank |  | 1997-02-01 |  | 1997-02-01
600959 | 1 | 1978-05-22 | Currently In Use | Gas | 5000 | Steel-Impressed Current | Cathodically Protected | Suction: Valve At The Tank |  | 1999-02-01 |  | 1999-02-01
600959 | 2 | 1978-05-22 | Currently In Use | Gas | 5000 | Steel-Impressed Current | Cathodically Protected | Suction: Valve At The Tank |  | 1999-02-01 |  | 1999-02-01
600959 | 3 | 1978-05-22 | Currently In Use | Gas | 5000 | Steel-Impressed Current | Cathodically Protected | Suction: Valve At The Tank |  | 1999-02-01 |  | 1999-02-01
600959 | 4 | 1978-05-22 | Currently In Use | Diesel | 5000 | Steel-Impressed Current | Cathodically Protected | Suction: Valve At The Tank |  | 1999-02-01 |  | 1999-02-01
600962 | 1 | 2002-09-06 | Removed From Ground | Gas | 1 | Bare Steel | Unknown | Not Marked
600962 | 2 | 2002-09-06 | Removed From Ground | Gas | 1 | Bare Steel | Unknown | Not Marked
600962 | 3 | 2002-09-06 | Removed From Ground | Kerosene | 1 | Bare Steel | Unknown | Not Marked
600962 | 4 | 2002-09-10 | Removed From Ground | Used Oil | 1 | Bare Steel | Unknown | Not Marked | Y |  | Y
600963 | 1 | 2003-08-13 | Removed From Ground | Empty | 8000 | Steel-Impressed Current | Fiberglass Reinforced Plastic | Pressure |  | 1998-05-25 |  | 1998-05-25
600963 | 2 | 2003-08-13 | Removed From Ground | Gas | 8000 | Steel-Impressed Current | Fiberglass Reinforced Plastic | Pressure |  | 1998-05-25 |  | 1998-05-25
600963 | 3 | 2003-08-13 | Removed From Ground | Gas | 8000 | Steel-Impressed Current | Fiberglass Reinforced Plastic | Pressure |  | 1998-05-25 |  | 1998-05-25
600963 | 4 |  | Closed In Ground Date Unknown |  | 500 | Unknown |  |  | N |  | N
600963 | 5 |  | Closed In Ground Date Unknown |  | 500 | Unknown |  |  | N |  | N
600963 | 6 |  | Closed In Ground Date Unknown |  | 500 | Unknown |  |  | N |  | N
600963 | 7 |  | Closed In Ground Date Unknown |  | 2500 | Unknown |  |  | N |  | N
600966 | 1 | 1999-09-01 | Removed From Ground | Gas | 4000 | Marked Unknown | Unknown | Pressure
600966 | 2 | 1999-09-01 | Removed From Ground | Gas | 4000 | Marked Unknown | Unknown | Pressure
600966 | 3 | 1999-09-01 | Removed From Ground | Gas | 4000 | Marked Unknown | Unknown | Not Marked
600966 | 4 | 1999-09-01 | Removed From Ground | Diesel | 4000 | Marked Unknown | Unknown | Not Marked
600966 | 5 | 1999-09-01 | Removed From Ground | Used Oil | 250 | Marked Unknown | Unknown | Not Marked | Y |  | Y
600969 | 1 | 1986-10-01 | Removed From Ground | Gas | 2000 | Bare Steel | Galvanized Steel | Not Marked
600971 | 1 | 1996-12-17 | Removed From Ground | Other | 8000 | Bare Steel | Bare Steel | Suction: Valve At The Tank
600971 | 2 | 2000-11-10 | Removed From Ground | Diesel | 6000 | Double Walled | Copper | Suction: Valve At The Tank |  | 1997-02-03 |  | 1997-02-03
600971 | 3 | 2000-10-02 | Currently In Use | Diesel | 10000 | Double Walled | Copper | Suction: Valve At The Tank |  | 2000-10-02 |  | 2000-10-02
600972 | 1 | 1992-11-17 | Removed From Ground | Gas | 12000 | Fiberglass | Fiberglass Reinforced Plastic | Not Marked
600972 | 2 | 1992-11-17 | Removed From Ground | Gas | 12000 | Fiberglass | Fiberglass Reinforced Plastic | Not Marked
600972 | 3 | 1992-11-17 | Removed From Ground | Gas | 12000 | Fiberglass | Fiberglass Reinforced Plastic | Not Marked
600972 | 4 | 1986-09-19 | Removed From Ground | Empty | 550 | Bare Steel | Galvanized Steel | Not Marked
600972 | 5 | 1986-09-19 | Removed From Ground | Empty | 550 | Bare Steel | Galvanized Steel | Not Marked
600972 | 6 | 1986-09-19 | Removed From Ground | Empty | 550 | Bare Steel | Galvanized Steel | Not Marked
600973 | 1 | 1994-01-25 | Removed From Ground | Diesel | 10000 | Fiberglass | Fiberglass Reinforced Plastic | Pressure
600973 | 2 | 1994-01-25 | Removed From Ground | Gas | 10000 | Cathodically Protected Steel | Cathodically Protected | Pressure
600973 | 3 | 1994-01-25 | Removed From Ground | Gas | 10000 | Cathodically Protected Steel | Cathodically Protected | Pressure
600973 | 4 | 1994-01-25 | Removed From Ground | Gas | 3000 | Cathodically Protected Steel | Cathodically Protected | Pressure
600973 | 5 | 1994-01-25 | Removed From Ground | Gas | 3000 | Cathodically Protected Steel | Cathodically Protected | Pressure
600973 | 6 | 1994-01-25 | Removed From Ground | Used Oil | 550 | Cathodically Protected Steel | Cathodically Protected | Not Marked | Y |  | Y
600975 | 1 | 1988-06-09 | Removed From Ground | Gas | 10000 | Cathodically Protected Steel | Galvanized Steel | Not Marked
600975 | 2 | 1988-06-09 | Removed From Ground | Gas | 10000 | Cathodically Protected Steel | Galvanized Steel | Not Marked
600975 | 3 | 1988-06-09 | Removed From Ground | Gas | 5000 | Cathodically Protected Steel | Galvanized Steel | Not Marked
600975 | 4 | 1988-06-09 | Removed From Ground | Used Oil | 550 | Cathodically Protected Steel | Galvanized Steel | Not Marked | Y |  | Y
600975 | 5 | 2013-03-15 | Removed From Ground | Gas | 10000 | Fiberglass | Fiberglass/Double Walled | Pressure |  | 1993-09-15 12:00 |  | 1993-09-15 12:00
600975 | 6 | 2013-03-15 | Removed From Ground | Gas | 10000 | Fiberglass | Fiberglass/Double Walled | Pressure |  | 1993-09-15 12:00 |  | 1993-09-15 12:00
600975 | 7 | 2013-03-15 | Removed From Ground | Gas | 10000 | Fiberglass | Fiberglass/Double Walled | Pressure |  | 1993-09-15 12:00 |  | 1993-09-15 12:00
600976 | 1 | 1989-10-01 | Removed From Ground | Gas | 10000 | Cathodically Protected Steel | Galvanized Steel | Not Marked
600976 | 2 | 1989-10-01 | Removed From Ground | Gas | 10000 | Cathodically Protected Steel | Galvanized Steel | Not Marked
600976 | 3 | 1989-10-01 | Removed From Ground | Gas | 5000 | Cathodically Protected Steel | Galvanized Steel | Not Marked
600976 | 4 | 1989-10-01 | Removed From Ground | Used Oil | 550 | Cathodically Protected Steel | Galvanized Steel | Not Marked | Y |  | Y
600977 | 1 | 1998-05-01 | Currently In Use | Gas | 5000 | Steel-Impressed Current | Fiberglass Reinforced Plastic | Pressure |  | 1998-05-01 |  | 1998-05-01
600977 | 2 | 1998-05-01 | Currently In Use | Gas | 10000 | Steel-Impressed Current | Fiberglass Reinforced Plastic | Pressure |  | 1998-05-01 |  | 1998-05-01
600977 | 3 | 1998-05-01 | Currently In Use | Gas | 10000 | Steel-Impressed Current | Fiberglass Reinforced Plastic | Pressure |  | 1998-05-01 |  | 1998-05-01
600977 | 4 | 1979-11-01 | Removed From Ground | Used Oil | 550 | Bare Steel | Galvanized Steel | Not Marked | Y |  | Y
600980 | 1 | 1985-10-01 | Removed From Ground | Gas | 10000 | Cathodically Protected Steel | Galvanized Steel | Not Marked
600980 | 2 | 1985-10-01 | Removed From Ground | Gas | 3000 | Cathodically Protected Steel | Galvanized Steel | Not Marked
600980 | 3 | 1985-10-01 | Removed From Ground | Gas | 3000 | Cathodically Protected Steel | Galvanized Steel | Not Marked
600980 | 4 | 1985-10-01 | Removed From Ground | Gas | 3000 | Cathodically Protected Steel | Galvanized Steel | Not Marked
600980 | 5 | 1985-10-01 | Removed From Ground | Gas | 3000 | Cathodically Protected Steel | Galvanized Steel | Not Marked
600980 | 6 | 1985-10-01 | Removed From Ground | Used Oil | 550 | Cathodically Protected Steel | Cathodically Protected | Not Marked | Y |  | Y
600983 | 1 | 1971-05-04 | Currently In Use | Gas | 10000 | Steel-Impressed Current | Impressed Current | Pressure |  | 1994-11-01 |  | 1994-11-01
600983 | 2 | 1961-05-06 | Currently In Use | Gas | 5000 | Steel-Impressed Current | Impressed Current | Pressure |  | 1994-11-01 |  | 1994-11-01
600983 | 3 | 1961-05-06 | Currently In Use | Gas | 5000 | Steel-Impressed Current | Impressed Current | Pressure |  | 1994-11-01 |  | 1994-11-01
600983 | 4 | 1961-05-06 | Currently In Use | Diesel | 1000 | Steel-Impressed Current | Impressed Current | Pressure |  | 1994-11-01 |  | 1994-11-01
600984 | 1 | 1987-09-01 | Removed From Ground | Gas | 6000 | Bare Steel | Unknown | Not Marked
600984 | 2 | 1987-09-01 | Removed From Ground | Gas | 6000 | Bare Steel | Unknown | Not Marked
600985 | 1 | 1979-04-25 | Currently In Use | Diesel | 10000 | Fiberglass Double Walled | Fiberglass/Double Walled | Pressure |  | 1993-06-01 |  | 1993-06-01
600985 | 2 | 1979-04-25 | Currently In Use | Gas | 10000 | Fiberglass Double Walled | Fiberglass/Double Walled | Pressure |  | 1993-06-01 |  | 1993-06-01
600985 | 3 | 1979-04-25 | Currently In Use | Gas | 10000 | Fiberglass Double Walled | Fiberglass/Double Walled | Pressure |  | 1993-06-01 |  | 1993-06-01
600985 | 4 | 1979-04-25 | Currently In Use | Gas | 10000 | Fiberglass Double Walled | Fiberglass/Double Walled | Pressure |  | 1993-06-01 |  | 1993-06-01
600986 | 1 | 2000-03-19 | Removed From Ground | Other | 3000 | Cathodically Protected Steel | Galvanized Steel | Not Marked
600986 | 2 | 2000-03-19 | Removed From Ground | Other | 3000 | Cathodically Protected Steel | Galvanized Steel | Not Marked
600986 | 3 | 2000-03-19 | Removed From Ground | Used Oil | 1000 | Cathodically Protected Steel | Galvanized Steel | Not Marked | Y |  | Y
600987 | 1 | 1998-12-01 | Removed From Ground | Diesel | 3000 | Bare Steel | Galvanized Steel | Not Marked
600988 | 1 | 1990-05-21 | Removed From Ground | Gas | 10000 | Cathodically Protected Steel | Galvanized Steel | Not Marked
600988 | 2 | 1990-05-21 | Removed From Ground | Gas | 10000 | Cathodically Protected Steel | Galvanized Steel | Not Marked
600988 | 3 | 1990-05-21 | Removed From Ground | Gas | 5000 | Cathodically Protected Steel | Galvanized Steel | Not Marked
600988 | 4 | 1990-05-21 | Removed From Ground | Used Oil | 550 | Cathodically Protected Steel | Galvanized Steel | Not Marked | Y |  | Y
600989 | 1 | 1988-12-22 | Removed From Ground | Gas | 3000 | Bare Steel | Galvanized Steel | Not Marked
600989 | 2 | 1988-12-22 | Removed From Ground | Gas | 3000 | Bare Steel | Galvanized Steel | Not Marked
600989 | 3 | 1988-12-22 | Removed From Ground | Gas | 3000 | Bare Steel | Galvanized Steel | Not Marked
600989 | 4 |  | Permanently Out Of Use | Used Oil | 600 | Bare Steel | Galvanized Steel | Not Marked | Y |  | Y
600993 | 1 | 1987-11-01 | Removed From Ground | Gas | 5000 | Cathodically Protected Steel | Fiberglass Reinforced Plastic | Not Marked
600993 | 1A | 2002-01-03 | Currently In Use | Gas | 12000 | Fiberglass Double Walled | Fiberglass/Double Walled | Pressure |  | 2001-11-29 |  | 2001-11-29
600993 | 2 | 1987-11-01 | Removed From Ground | Gas | 10000 | Cathodically Protected Steel | Fiberglass Reinforced Plastic | Not Marked
600993 | 2A | 2002-01-03 | Currently In Use | Gas | 15000 | Fiberglass Double Walled | Fiberglass/Double Walled | Pressure | N | 2002-01-03 | N | 2002-01-03
600993 | 3 | 1987-11-01 | Removed From Ground | Gas | 10000 | Cathodically Protected Steel | Fiberglass Reinforced Plastic | Not Marked
600993 | 4 | 1987-11-01 | Removed From Ground | Used Oil | 550 | Cathodically Protected Steel | Galvanized Steel | Not Marked | Y |  | Y
600993 | 5 | 2001-11-09 | Removed From Ground | Gas | 8775 | Double Walled | Fiberglass Reinforced Plastic | Pressure |  | 1993-11-09 |  | 1993-11-09
600993 | 6 | 2001-11-09 | Removed From Ground | Gas | 8775 | Double Walled | Fiberglass Reinforced Plastic | Pressure |  | 1993-11-09 |  | 1993-11-09
600993 | 7 | 2001-11-08 | Removed From Ground | Gas | 10000 | Double Walled | Fiberglass Reinforced Plastic | Pressure |  | 1993-11-09 |  | 1993-11-09
600994 | 1 | 1995-01-11 | Removed From Ground | Gas | 5000 | Cathodically Protected Steel | Galvanized Steel | Pressure
600994 | 2 | 1995-01-11 | Removed From Ground | Gas | 10000 | Cathodically Protected Steel | Galvanized Steel | Pressure
600994 | 3 | 1995-01-11 | Removed From Ground | Gas | 10000 | Cathodically Protected Steel | Galvanized Steel | Pressure
600994 | 4 | 1995-01-11 | Removed From Ground | Used Oil | 550 | Cathodically Protected Steel | Galvanized Steel | Not Marked | Y |  | Y
600994 | 674017 | 1995-01-01 | Currently In Use | Gas | 10000 | Composite | Fiberglass Reinforced Plastic | Pressure |  | 1995-01-01 |  | 1995-01-01
600994 | 674019 | 1995-01-01 | Currently In Use | Gas | 10000 | Composite | Fiberglass Reinforced Plastic | Pressure |  | 1995-01-01 |  | 1995-01-01
600994 | 674020 | 1995-01-01 | Currently In Use | Diesel | 10000 | Composite | Fiberglass Reinforced Plastic | Pressure |  | 1995-01-01 |  | 1995-05-01
600997 | 1 | 1986-01-01 | Currently In Use | Gas | 10000 | Fiberglass | Fiberglass Reinforced Plastic | Suction: No Valve At The Tank |  | 1993-07-12 |  | 1993-07-12
600997 | 2 | 1986-01-01 | Currently In Use | Gas | 10000 | Fiberglass | Fiberglass Reinforced Plastic | Suction: No Valve At The Tank |  | 1993-07-12 |  | 1993-07-12
600997 | 3 | 1986-01-01 | Currently In Use | Gas | 10000 | Fiberglass | Fiberglass Reinforced Plastic | Suction: No Valve At The Tank |  | 1993-07-12 |  | 1993-07-12
600998 | 1 | 1987-01-01 | Removed From Ground | Gas | 5000 | Bare Steel | Galvanized Steel | Not Marked
600998 | 2 | 1987-01-01 | Removed From Ground | Gas | 10000 | Bare Steel | Galvanized Steel | Not Marked
600998 | 3 | 1987-01-01 | Removed From Ground | Gas | 10000 | Bare Steel | Galvanized Steel | Not Marked
600998 | 4 | 1987-01-01 | Removed From Ground | Used Oil | 550 | Bare Steel | Galvanized Steel | Not Marked | Y |  | Y
600998 | 5 | 1992-01-21 | Removed From Ground | Gas | 10000 | Fiberglass | Fiberglass Reinforced Plastic | Not Marked
600998 | 6 | 1992-01-21 | Removed From Ground | Gas | 10000 | Fiberglass | Fiberglass Reinforced Plastic | Not Marked
600998 | 7 | 1992-01-21 | Removed From Ground | Gas | 10000 | Fiberglass | Fiberglass Reinforced Plastic | Not Marked
601002 | 1 | 1986-09-15 | Removed From Ground | Gas | 5000 | Bare Steel | Galvanized Steel | Not Marked
601002 | 2 | 1986-09-15 | Removed From Ground | Gas | 10000 | Bare Steel | Galvanized Steel | Not Marked
601002 | 3 | 1986-09-15 | Removed From Ground | Gas | 4000 | Bare Steel | Galvanized Steel | Not Marked
601002 | 4 | 1986-09-15 | Removed From Ground | Gas | 4000 | Bare Steel | Galvanized Steel | Not Marked
601002 | 5 | 1986-09-15 | Removed From Ground | Used Oil | 550 | Bare Steel | Galvanized Steel | Not Marked | Y |  | Y
601002 | 6 | 1986-10-01 | Currently In Use | Gas | 10000 | Fiberglass | Fiberglass Reinforced Plastic | Pressure |  | 1993-07-10 |  | 1993-07-10
601002 | 7 | 1986-10-01 | Currently In Use | Gas | 10000 | Fiberglass | Fiberglass Reinforced Plastic | Pressure |  | 1993-07-10 |  | 1993-07-10
601002 | 8 | 1986-10-01 | Currently In Use | Gas | 10000 | Fiberglass | Fiberglass Reinforced Plastic | Pressure |  | 1993-07-10 |  | 1993-07-10
601003 | 1 | 1990-10-29 | Removed From Ground | Gas | 10000 | Cathodically Protected Steel | Galvanized Steel | Not Marked
601003 | 2 | 1990-10-29 | Removed From Ground | Gas | 10000 | Cathodically Protected Steel | Galvanized Steel | Not Marked
601003 | 3 | 1990-10-29 | Removed From Ground | Gas | 5000 | Cathodically Protected Steel | Galvanized Steel | Not Marked
601003 | 4 | 1990-10-29 | Removed From Ground | Used Oil | 550 | Cathodically Protected Steel | Galvanized Steel | Not Marked | Y |  | Y
601004 | 1 |  | Removed From Ground Date Unknown | Gas | 10000 | Bare Steel | Fiberglass Reinforced Plastic | Not Marked
601004 | 2 |  | Removed From Ground Date Unknown | Gas | 10000 | Bare Steel | Fiberglass Reinforced Plastic | Not Marked
601004 | 3 |  | Removed From Ground Date Unknown | Gas | 5000 | Bare Steel | Fiberglass Reinforced Plastic | Not Marked
601004 | 4 |  | Removed From Ground Date Unknown | Used Oil | 550 | Bare Steel | Galvanized Steel | Not Marked | Y |  | Y
601006 | 1 | 1981-04-24 | Currently In Use | Gas | 8775 | Fiberglass | Fiberglass Reinforced Plastic | Pressure |  | 1994-08-19 |  | 1994-08-19
601006 | 2 | 1981-04-24 | Currently In Use | Gas | 10000 | Fiberglass | Fiberglass Reinforced Plastic | Pressure |  | 1994-08-19 |  | 1994-08-19
601006 | 3 | 1981-04-24 | Currently In Use | Diesel | 10000 | Fiberglass | Fiberglass Reinforced Plastic | Pressure |  | 1994-08-19 |  | 1994-08-19
601006 | 4 | 2004-03-01 | Removed From Ground | Used Oil | 1000 | Fiberglass | Fiberglass Reinforced Plastic | Pressure | Y |  | Y
601008 | 1 | 1988-01-13 | Removed From Ground | Gas | 10000 | Bare Steel | Galvanized Steel | Not Marked
601008 | 2 | 1988-01-13 | Removed From Ground | Gas | 10000 | Bare Steel | Galvanized Steel | Not Marked
601008 | 3 | 1988-01-13 | Removed From Ground | Gas | 5000 | Bare Steel | Galvanized Steel | Not Marked
601008 | 4 | 1988-01-13 | Removed From Ground | Used Oil | 550 | Bare Steel | Galvanized Steel | Not Marked | Y |  | Y
601008 | 5 | 1987-07-01 | Currently In Use | Gas | 9763 | Fiberglass | Fiberglass/Double Walled | Pressure |  | 1993-05-25 |  | 1993-05-25
601008 | 6 | 1987-07-01 | Currently In Use | Gas | 9763 | Fiberglass | Fiberglass/Double Walled | Pressure |  | 1993-05-25 |  | 1993-05-25
601008 | 7 | 1987-07-01 | Currently In Use | Gas | 9763 | Fiberglass | Fiberglass/Double Walled | Pressure |  | 1993-05-25 |  | 1993-05-25
601008 | 8 | 2009-04-15 | Currently In Use | E85 | 4000 | Composite Double Walled | Fiberglass/Double Walled | Pressure | N | 2009-04-15 | N | 2009-04-15
601010 | 1 | 1988-01-01 | Removed From Ground | Gas | 10000 | Cathodically Protected Steel | Galvanized Steel | Not Marked
601010 | 2 | 1988-01-01 | Removed From Ground | Gas | 3000 | Cathodically Protected Steel | Galvanized Steel | Not Marked
601010 | 3 | 1988-01-01 | Removed From Ground | Gas | 3000 | Cathodically Protected Steel | Galvanized Steel | Not Marked
601010 | 4 | 1988-01-01 | Removed From Ground | Gas | 3000 | Cathodically Protected Steel | Galvanized Steel | Not Marked
601010 | 5 | 1988-01-01 | Removed From Ground | Used Oil | 550 | Cathodically Protected Steel | Galvanized Steel | Not Marked | Y |  | Y
601011 | 1 |  | Currently In Use | Gas | 3000 | Bare Steel | Galvanized Steel | Not Marked
601011 | 2 |  | Currently In Use | Gas | 4000 | Bare Steel | Galvanized Steel | Not Marked
601011 | 3 |  | Currently In Use | Gas | 4000 | Bare Steel | Galvanized Steel | Not Marked
601011 | 4 |  | Currently In Use | Gas | 5000 | Bare Steel | Galvanized Steel | Not Marked
601011 | 5 |  | Currently In Use | Used Oil | 550 | Bare Steel | Galvanized Steel | Not Marked | Y |  | Y
601012 | 1 | 1983-01-01 | Currently In Use | Gas | 10000 | Fiberglass | Fiberglass Reinforced Plastic | Pressure |  | 1993-07-22 |  | 1993-07-22
601012 | 2 | 1983-01-01 | Currently In Use | Gas | 10000 | Fiberglass | Fiberglass Reinforced Plastic | Pressure |  | 1993-07-22 |  | 1993-07-22
601012 | 3 | 1983-01-01 | Currently In Use | Gas | 10000 | Fiberglass | Fiberglass Reinforced Plastic | Pressure |  | 1993-07-22 |  | 1993-07-22
601012 | 4 | 1983-01-01 | Currently In Use | Diesel | 10000 | Fiberglass | Fiberglass Reinforced Plastic | Pressure |  | 1993-07-22 |  | 1993-07-22
601012 | 5 | 1998-09-11 | Removed From Ground | Used Oil | 500 | Fiberglass | Not Marked | Not Marked | Y |  | Y
601015 | 1 | 1988-10-06 | Removed From Ground | Gas | 3000 | Cathodically Protected Steel | Galvanized Steel | Not Marked
601015 | 2 | 1988-10-06 | Removed From Ground | Gas | 3000 | Cathodically Protected Steel | Galvanized Steel | Not Marked
601015 | 3 | 1988-10-06 | Removed From Ground | Gas | 10000 | Cathodically Protected Steel | Galvanized Steel | Not Marked
601015 | 4 | 1988-10-06 | Removed From Ground | Gas | 10000 | Cathodically Protected Steel | Cathodically Protected | Not Marked
601015 | 5 | 1988-10-06 | Removed From Ground | Used Oil | 550 | Cathodically Protected Steel | Galvanized Steel | Not Marked | Y |  | Y
601015 | 6 | 1988-10-21 | Currently In Use | Gas | 8775 | Double Walled | Fiberglass Reinforced Plastic | Pressure |  | 1993-10-01 |  | 1993-10-01
601015 | 7 | 1988-10-21 | Currently In Use | Gas | 8775 | Double Walled | Fiberglass Reinforced Plastic | Pressure |  | 1993-10-01 |  | 1993-10-01
601015 | 8 | 1988-10-21 | Currently In Use | Gas | 8775 | Double Walled | Fiberglass Reinforced Plastic | Pressure |  | 1993-10-01 |  | 1993-10-01
601016 | 1 | 1986-11-01 | Removed From Ground | Gas | 10000 | Bare Steel | Galvanized Steel | Not Marked
601016 | 2 | 1986-11-01 | Removed From Ground | Gas | 10000 | Bare Steel | Galvanized Steel | Not Marked
601016 | 3 | 1986-11-01 | Removed From Ground | Gas | 5000 | Bare Steel | Galvanized Steel | Not Marked
601016 | 4 | 1986-11-01 | Removed From Ground | Used Oil | 550 | Bare Steel | Galvanized Steel | Not Marked | Y |  | Y
601016 | 5 | 1986-11-01 | Currently In Use | Gas | 9842 | Fiberglass | Fiberglass Reinforced Plastic | Pressure |  | 1993-10-05 |  | 1993-10-05
601016 | 6 | 1986-11-01 | Currently In Use | Gas | 9842 | Fiberglass | Fiberglass Reinforced Plastic | Pressure |  | 1993-10-05 |  | 1993-10-05
601016 | 7 | 1986-11-01 | Currently In Use | Gas | 9842 | Fiberglass | Fiberglass Reinforced Plastic | Pressure |  | 1993-10-05 |  | 1993-10-05
601017 | 1 | 1984-11-09 | Currently In Use | Gas | 10000 | Fiberglass | Fiberglass Reinforced Plastic | Pressure |  | 1993-06-23 |  | 1993-06-23
601017 | 2 | 1984-11-09 | Currently In Use | Gas | 10000 | Fiberglass | Fiberglass Reinforced Plastic | Pressure |  | 1993-06-23 |  | 1993-06-23
601017 | 3 | 1984-11-09 | Currently In Use | Gas | 10000 | Fiberglass | Fiberglass Reinforced Plastic | Pressure |  | 1993-06-23 |  | 1993-06-23
601018 | 1 | 1987-06-01 | Removed From Ground | Gas | 5000 | Bare Steel | Galvanized Steel | Not Marked
601018 | 2 | 1987-06-01 | Removed From Ground | Gas | 10000 | Bare Steel | Galvanized Steel | Not Marked
601018 | 3 | 1987-06-01 | Removed From Ground | Gas | 10000 | Bare Steel | Galvanized Steel | Not Marked
601018 | 4 | 1987-06-01 | Removed From Ground | Used Oil | 550 | Bare Steel | Galvanized Steel | Not Marked | Y |  | Y
601019 | 1 |  | Removed From Ground Date Unknown | Gas | 10000 | Bare Steel | Galvanized Steel | Not Marked
601019 | 2 |  | Removed From Ground Date Unknown | Gas | 10000 | Bare Steel | Galvanized Steel | Not Marked
601019 | 3 |  | Removed From Ground Date Unknown | Gas | 5000 | Bare Steel | Galvanized Steel | Not Marked
601019 | 4 |  | Removed From Ground Date Unknown | Used Oil | 550 | Bare Steel | Galvanized Steel | Not Marked | Y |  | Y
601019 | 5 | 1998-08-26 | Currently In Use | Gas | 10000 | Fiberglass | Fiberglass Reinforced Plastic | Pressure |  | 2007-06-05 12:00 |  | 2007-09-18 12:00
601019 | 6 | 1998-08-26 | Currently In Use | Gas | 10000 | Fiberglass | Fiberglass Reinforced Plastic | Pressure |  | 2007-06-05 12:00 |  | 2000-09-01 12:00
601019 | 7 | 1998-08-26 | Currently In Use | Gas | 5000 | Fiberglass | Fiberglass Reinforced Plastic | Pressure |  | 2007-06-05 12:00 |  | 2000-09-01 12:00
601020 | 1 |  | Removed From Ground Date Unknown | Gas | 5000 | Cathodically Protected Steel | Galvanized Steel | Pressure
601020 | 2 |  | Removed From Ground Date Unknown | Gas | 5000 | Cathodically Protected Steel | Galvanized Steel | Pressure
601020 | 3 |  | Removed From Ground Date Unknown | Gas | 5000 | Cathodically Protected Steel | Galvanized Steel | Pressure
601020 | 4 |  | Removed From Ground Date Unknown | Gas | 5000 | Cathodically Protected Steel | Galvanized Steel | Pressure
601020 | 5 |  | Removed From Ground Date Unknown | Used Oil | 600 | Bare Steel | Galvanized Steel | Not Marked | Y |  | Y
601020 | 6 | 2005-04-15 | Currently In Use | Gas | 15000 | Composite | Fiberglass Reinforced Plastic | Pressure | N | 2005-04-19 | N | 2005-04-19
601020 | 7 | 2005-04-15 | Currently In Use | Gas | 10000 | Composite | Fiberglass Reinforced Plastic | Pressure | N | 2005-04-19 | N | 2005-04-19
601020 | 8 | 2005-04-15 | Currently In Use | Diesel | 5000 | Composite | Fiberglass Reinforced Plastic | Pressure | N | 2005-04-19 | N | 2005-04-19
601021 | 1 | 1970-04-27 | Currently In Use | Gas | 5000 | Steel-Impressed Current | Cathodically Protected | Pressure |  | 1998-08-24 |  | 1998-08-24
601021 | 2 | 1970-04-27 | Currently In Use | Gas | 5000 | Steel-Impressed Current | Cathodically Protected | Pressure |  | 1998-08-24 |  | 1998-08-24
601021 | 3 | 1970-04-27 | Currently In Use | Gas | 5000 | Steel-Impressed Current | Cathodically Protected | Pressure |  | 1998-08-24 |  | 1998-08-24
601021 | 4 | 1970-04-27 | Currently In Use | Gas | 5000 | Steel-Impressed Current | Cathodically Protected | Pressure |  | 1998-08-24 |  | 1998-08-24
601021 | 5 |  | Permanently Out Of Use | Kerosene | 600 | Cathodically Protected Steel | Galvanized Steel | Not Marked
601021 | 6 |  | Permanently Out Of Use | Used Oil | 600 | Cathodically Protected Steel | Galvanized Steel | Not Marked | Y |  | Y
601023 | 1 | 1991-07-15 | Removed From Ground | Gas | 3000 | Bare Steel | Galvanized Steel | Not Marked
601023 | 2 | 1991-07-15 | Removed From Ground | Gas | 5000 | Bare Steel | Galvanized Steel | Not Marked
601023 | 3 | 1991-07-15 | Removed From Ground | Gas | 5000 | Bare Steel | Galvanized Steel | Not Marked
601023 | 4 | 1991-07-15 | Removed From Ground | Gas | 5000 | Bare Steel | Galvanized Steel | Not Marked
601023 | 5 | 1991-07-15 | Removed From Ground | Diesel | 3000 | Bare Steel | Galvanized Steel | Not Marked
601023 | 6 | 1991-07-15 | Removed From Ground | Used Oil | 600 | Bare Steel | Galvanized Steel | Not Marked | Y |  | Y
601024 | 1 | 1999-10-25 | Removed From Ground | Gas | 4000 | Steel-Galvanic | Fiberglass Reinforced Plastic | Pressure |  | 1993-07-16 |  | 1993-07-16
601024 | 2 | 1999-10-25 | Removed From Ground | Gas | 4000 | Steel-Galvanic | Fiberglass Reinforced Plastic | Pressure |  | 1993-07-16 |  | 1993-07-16
601024 | 3 | 1999-10-25 | Removed From Ground | Gas | 4000 | Steel-Galvanic | Fiberglass Reinforced Plastic | Pressure |  | 1993-07-16 |  | 1993-07-16
601024 | 4 | 1999-10-25 | Removed From Ground | Diesel | 4000 | Steel-Galvanic | Fiberglass Reinforced Plastic | Pressure |  | 1993-07-16 |  | 1993-07-16
601024 | 5 | 1999-10-25 | Removed From Ground | Used Oil | 600 | Steel-Impressed Current | Fiberglass Reinforced Plastic | Not Marked | Y |  | Y
601024 | 6 | 2006-07-11 | Temporarily Out Of Use | Used Oil | 600 | Steel-Galvanic | Cathodically Protected | Not Marked | Y | 2015-11-27 12:00 | Y | 2000-07-01 12:00
601024 | 7 | 2000-07-01 | Currently In Use | Gas | 12000 | Fiberglass | Fiberglass/Double Walled | Pressure |  | 2000-07-01 12:00 | Y | 2000-07-01 12:00
601024 | 8 | 2000-07-01 | Currently In Use | Gas | 12000 | Fiberglass | Fiberglass/Double Walled | Pressure |  | 2000-07-01 12:00 | Y | 2000-07-01 12:00
601026 | 1 | 1996-09-01 | Removed From Ground | Gas | 3000 | Bare Steel | Galvanized Steel | Not Marked
601026 | 2 | 1996-09-01 | Removed From Ground | Gas | 3000 | Bare Steel | Bare Steel | Not Marked
601026 | 3 | 1996-09-01 | Removed From Ground | Gas | 3000 | Bare Steel | Bare Steel | Not Marked
601026 | 4 |  | Removed From Ground Date Unknown | Gas | 3000 | Bare Steel | Bare Steel | Not Marked
601026 | 5 | 1996-09-01 | Removed From Ground | Used Oil | 600 | Bare Steel | Galvanized Steel | Not Marked | Y |  | Y
601026 | 6 |  | Currently In Use | Other |  | Not Marked/Unknown | Not Marked | Not Marked
601027 | 1 | 1991-12-01 | Removed From Ground | Gas | 4000 | Cathodically Protected Steel | Galvanized Steel | Not Marked
601027 | 10 | 1994-06-01 | Currently In Use | Gas | 10000 | Epoxy | Double Walled Flex | Pressure |  | 1994-08-08 |  | 1994-08-08
601027 | 11 | 1994-06-01 | Currently In Use | Gas | 10000 | Epoxy | Double Walled Flex | Pressure |  | 1994-08-08 |  | 1994-08-08
601027 | 12 | 1994-06-01 | Currently In Use | Gas | 10000 | Epoxy | Double Walled Flex | Pressure |  | 1994-08-08 |  | 1994-08-08
601027 | 2 | 1991-12-01 | Removed From Ground | Gas | 4000 | Cathodically Protected Steel | Galvanized Steel | Not Marked
601027 | 3 | 1991-12-01 | Removed From Ground | Gas | 4000 | Cathodically Protected Steel | Galvanized Steel | Not Marked
601027 | 4 | 1991-12-01 | Removed From Ground | Gas | 4000 | Cathodically Protected Steel | Galvanized Steel | Not Marked
601027 | 5 | 1991-12-01 | Removed From Ground | Used Oil | 1000 | Bare Steel | Galvanized Steel | Not Marked | Y |  | Y
601027 | 6 | 1991-12-07 | Removed From Ground | Used Oil | 550 | Bare Steel | Galvanized Steel | Pressure | Y |  | Y
601027 | 7 | 1991-11-06 | Removed From Ground | Diesel | 600 | Bare Steel | Not Marked | Pressure
601027 | 8 | 1991-11-06 | Removed From Ground | Diesel | 600 | Bare Steel | Not Marked | Pressure
601027 | 9 | 1994-05-24 | Closed In Ground | Used Oil | 6000 | Not Marked/Unknown | Not Marked | Not Marked | Y |  | Y
601028 | 1 | 1990-02-01 | Removed From Ground | Gas | 3000 | Bare Steel | Galvanized Steel | Not Marked
601028 | 2 | 1990-02-01 | Removed From Ground | Gas | 3000 | Bare Steel | Galvanized Steel | Not Marked
601028 | 3 | 1990-02-01 | Removed From Ground | Gas | 3000 | Bare Steel | Galvanized Steel | Not Marked
601028 | 4 | 1990-02-01 | Removed From Ground | Gas | 6000 | Bare Steel | Galvanized Steel | Not Marked
601028 | 6 |  | Removed From Ground Date Unknown | Used Oil | 1000 | Bare Steel | Galvanized Steel | Not Marked | Y |  | Y
601028 | 7 | 1998-06-10 | Removed From Ground | Diesel | 6000 | Fiberglass | Fiberglass Reinforced Plastic | Pressure
601028 | 8 | 1998-06-10 | Removed From Ground | Gas | 6000 | Fiberglass | Fiberglass Reinforced Plastic | Pressure
601028 | 9 | 1998-06-10 | Removed From Ground | Gas | 6000 | Fiberglass | Fiberglass Reinforced Plastic | Pressure
601030 | 1 | 1990-01-05 | Removed From Ground | Gas | 5000 | Cathodically Protected Steel | Galvanized Steel | Not Marked
601030 | 2 | 1990-01-05 | Removed From Ground | Gas | 5000 | Cathodically Protected Steel | Galvanized Steel | Not Marked
601030 | 3 | 1990-01-05 | Removed From Ground | Gas | 5000 | Cathodically Protected Steel | Galvanized Steel | Not Marked
601030 | 4 | 1990-01-05 | Removed From Ground | Gas | 5000 | Cathodically Protected Steel | Galvanized Steel | Not Marked
601030 | 5 | 1990-01-05 | Removed From Ground | Used Oil | 600 | Bare Steel | Unknown | Not Marked | Y |  | Y
601032 | 1 | 1995-08-09 | Closed In Ground | Other | 8000 | Cathodically Protected Steel | Fiberglass Reinforced Plastic | Suction: Valve At The Tank
601033 | 1 | 1991-07-12 | Removed From Ground | Gas | 12000 | Bare Steel | Galvanized Steel | Pressure
601033 | 2 | 1986-10-12 | Removed From Ground | Gas | 4000 | Bare Steel | Unknown | Pressure
601033 | 3 | 1989-12-20 | Removed From Ground | Used Oil | 550 | Bare Steel | Unknown | Gravity Fed | Y |  | Y
601034 | 1 | 1991-06-30 | Removed From Ground | Gasohol | 12000 | Bare Steel | Galvanized Steel | Pressure
601035 | 0 | 1990-02-06 | Removed From Ground | Diesel | 1000 | Bare Steel | Unknown | Suction: Valve At The Tank
601035 | 1 | 1992-01-01 | Removed From Ground | Diesel | 2000 | Bare Steel | Copper | Suction: Valve At The Tank
601035 | 2 | 1989-12-28 | Removed From Ground | Diesel | 550 | Bare Steel | Unknown | Not Marked
601035 | 3 | 1997-08-26 | Removed From Ground | Diesel | 7500 | Composite | Fiberglass Reinforced Plastic | Not Marked |  | 1991-08-05 |  | 1991-08-05
601035 | 4 | 1997-09-03 | Currently In Use | Diesel | 8000 | Fiberglass Double Walled | Steel/Secondary Containment | Suction: Valve At The Tank |  | 1997-09-03 |  | 1997-09-03
601036 | 1 | 1994-06-08 | Removed From Ground | Diesel | 10000 | Bare Steel | Bare Steel | Suction: Valve At The Tank
601036 | 2 | 1989-12-01 | Closed In Ground | Other | 1000 | Bare Steel | Bare Steel | Not Marked
601036 | 3 | 1989-12-28 | Removed From Ground | Other | 300 | Bare Steel | Bare Steel | Not Marked
601036 | 4 | 1994-06-22 | Currently In Use | Diesel | 5000 | Double Walled | Steel/Secondary Containment | Suction: Valve At The Tank |  | 1994-06-22 |  | 1994-06-22
601037 | 2 | 1992-07-09 | Currently In Use | Diesel | 7500 | Double Walled | Steel/Secondary Containment | Suction: Valve At The Tank |  | 1992-07-09 |  | 1992-07-09
601037 | 3 | 1971-11-01 | Removed From Ground | Diesel | 5000 | Bare Steel | Unknown | Suction: Valve At The Tank
601037 | 4 | 1998-04-15 | Currently In Use | Diesel | 10000 | Double Walled | Steel/Secondary Containment | Suction: Valve At The Tank |  | 1998-04-15 |  | 1998-04-15
601038 | 1 |  | Removed From Ground Date Unknown | Diesel | 20000 | Bare Steel | Copper | Suction: Valve At The Tank
601038 | 2 | 1989-10-15 | Removed From Ground | Diesel | 550 | Bare Steel | Galvanized Steel | Suction: Valve At The Tank
601038 | 3 | 1974-04-19 | Removed From Ground | Diesel | 5000 | Bare Steel | Unknown | Suction: Valve At The Tank
601038 | 4 | 1995-03-03 | Currently In Use | Diesel | 20000 | Fiberglass Double Walled | Copper | Suction: Valve At The Tank |  | 1996-03-03 |  | 1996-03-03
601038 | 5 |  | Closed In Ground Date Unknown | Diesel | 120 | Bare Steel | Not Marked | Not Marked
601039 | 1 | 1990-11-01 | Removed From Ground | Gas | 12000 | Bare Steel | Unknown | Pressure
601039 | 2 | 1993-09-15 | Removed From Ground | Gas | 12000 | Double Walled | Fiberglass Reinforced Plastic | Pressure
601039 | 3 | 1990-01-01 | Removed From Ground | Used Oil | 550 | Bare Steel | Bare Steel | Gravity Fed | Y |  | Y
601040 | 1 | 1995-08-17 | Removed From Ground | Other | 2000 | Bare Steel | Copper | Suction: Valve At The Tank
601040 | 2 | 1989-12-15 | Removed From Ground | Diesel | 1000 | Bare Steel | Unknown | Not Marked
601040 | 3 | 1995-09-01 | Currently In Use | Diesel | 2500 | Fiberglass Double Walled | Copper | Suction: Valve At The Tank |  | 1995-09-01 |  | 1995-09-01
601041 | 1 | 1996-10-30 | Removed From Ground | Other | 12000 | Cathodically Protected Steel | Copper | Suction: Valve At The Tank
601041 | 1A | 1989-10-01 | Removed From Ground | Gas | 3000 | Bare Steel | Unknown | Not Marked
601041 | 2 | 1989-10-01 | Removed From Ground | Gas | 12000 | Bare Steel | Unknown | Not Marked
601041 | 3 | 1989-10-01 | Removed From Ground | Used Oil | 1 | Marked Unknown | Unknown | Not Marked | Y |  | Y
601041 | 5 | 1996-11-22 | Currently In Use | Diesel | 6000 | Fiberglass Double Walled | Steel/Secondary Containment | Suction: Valve At The Tank |  | 1996-11-22 |  | 1996-11-22
601042 | 1 | 1993-12-02 | Removed From Ground | Diesel | 2000 | Bare Steel | Bare Steel | Suction: Valve At The Tank
601044 | 1 | 1990-10-15 | Removed From Ground | Gas | 12000 | Bare Steel | Unknown | Not Marked
601044 | 2 | 1990-02-01 | Removed From Ground | Empty | 3000 | Bare Steel | Unknown | Not Marked
601044 | 3 | 1990-02-15 | Removed From Ground | Used Oil | 550 | Bare Steel | Unknown | Gravity Fed | Y |  | Y
601045 | 1 | 1993-08-03 | Removed From Ground | Gas | 12000 | Cathodically Protected Steel | Fiberglass Reinforced Plastic | Pressure
601045 | 10 | 1991-01-01 | Removed From Ground | Other | 3000 | Bare Steel | Bare Steel | Not Marked
601045 | 11 | 1991-01-01 | Removed From Ground | Other | 3000 | Bare Steel | Unknown | Not Marked
601045 | 12 | 1991-01-01 | Removed From Ground | Used Oil | 3000 | Bare Steel | Unknown | Not Marked | Y |  | Y
601045 | 2 | 1991-01-01 | Removed From Ground | Used Oil | 500 | Bare Steel | Unknown | Not Marked | Y |  | Y
601045 | 3 | 1991-01-01 | Removed From Ground | Other | 1000 | Bare Steel | Bare Steel | Not Marked
601045 | 4 | 1991-01-01 | Removed From Ground | Other | 1000 | Bare Steel | Bare Steel | Not Marked
601045 | 5 | 1991-01-01 | Removed From Ground | Other | 3000 | Bare Steel | Double Walled | Not Marked
601045 | 6 | 1991-01-01 | Removed From Ground | Other | 4000 | Bare Steel | Bare Steel | Not Marked
601045 | 7 | 1991-01-01 | Removed From Ground | Other | 1000 | Bare Steel | Bare Steel | Not Marked
601045 | 8 | 1991-01-01 | Removed From Ground | Other | 1000 | Bare Steel | Bare Steel | Not Marked
601045 | 9 | 1991-01-01 | Removed From Ground | Other | 2000 | Bare Steel | Bare Steel | Not Marked
601046 | 1 | 1994-04-27 | Removed From Ground | Other | 2000 | Bare Steel | Bare Steel | Suction: Valve At The Tank
601046 | 2 | 1994-04-27 | Removed From Ground | Diesel | 1000 | Bare Steel | Bare Steel | Suction: Valve At The Tank
601046 | 3 | 1994-05-10 | Currently In Use | Diesel | 3000 | Double Walled | Copper | Suction: Valve At The Tank |  | 1998-04-08 |  | 1998-04-08
601047 | 1 | 1993-09-23 | Removed From Ground | Gas | 12000 | Cathodically Protected Steel | Fiberglass Reinforced Plastic | Pressure
601047 | 2 | 1992-02-07 | Removed From Ground | Diesel | 7500 | Bare Steel | Unknown | Suction: Valve At The Tank
601049 | 1AST |  | Permanently Out Of Use | Diesel | 25000 | Composite | Bare Steel | Suction: Valve At The Tank
601049 | 2 | 1994-05-13 | Currently In Use | Kerosene | 20000 | Fiberglass Double Walled | Fiberglass Reinforced Plastic | Suction: Valve At The Tank |  | 1994-05-13 |  | 1994-05-13
601049 | 3 | 1994-05-13 | Currently In Use | Kerosene | 20000 | Fiberglass Double Walled | Fiberglass Reinforced Plastic | Suction: Valve At The Tank |  | 1994-05-13 |  | 1994-05-13
601051 | 1 | 2000-02-24 | Removed From Ground | Gas | 3000 | Bare Steel | Galvanized Steel | Not Marked
601051 | 2 | 2000-02-24 | Removed From Ground | Gas | 3000 | Bare Steel | Galvanized Steel | Not Marked
601051 | 3 | 2000-02-24 | Removed From Ground | Gas | 3000 | Bare Steel | Galvanized Steel | Not Marked
601051 | 4 | 2000-02-24 | Removed From Ground | Diesel | 3000 | Bare Steel | Galvanized Steel | Not Marked
601051 | 5 | 2000-02-24 | Removed From Ground | Used Oil | 550 | Bare Steel | Galvanized Steel | Not Marked | Y |  | Y
601051 | 6 | 2000-02-24 | Removed From Ground | Used Oil | 550 | Bare Steel | Galvanized Steel | Not Marked | Y |  | Y
601052 | 1 | 1994-11-16 | Removed From Ground | Gas | 6000 | Cathodically Protected Steel | Galvanized Steel | Not Marked
601052 | 2 | 1994-11-16 | Removed From Ground | Gas | 6000 | Cathodically Protected Steel | Galvanized Steel | Not Marked
601052 | 3 | 1994-11-16 | Removed From Ground | Gas | 6000 | Cathodically Protected Steel | Galvanized Steel | Not Marked
601052 | 4 | 1994-11-16 | Removed From Ground | Gas | 6000 | Cathodically Protected Steel | Galvanized Steel | Not Marked
601052 | 5 | 1991-10-30 | Removed From Ground | Used Oil | 600 | Cathodically Protected Steel | Galvanized Steel | Not Marked | Y |  | Y
601053 | 1 | 1991-05-03 | Removed From Ground | Gas | 5000 | Cathodically Protected Steel | Galvanized Steel | Not Marked
601053 | 2 | 1991-05-03 | Removed From Ground | Gas | 5000 | Cathodically Protected Steel | Galvanized Steel | Not Marked
601053 | 3 | 1991-05-03 | Removed From Ground | Gas | 5000 | Cathodically Protected Steel | Galvanized Steel | Not Marked
601053 | 4 | 1991-05-03 | Removed From Ground | Gas | 5000 | Cathodically Protected Steel | Galvanized Steel | Not Marked
601053 | 5 | 1991-05-01 | Removed From Ground | Used Oil | 600 | Bare Steel | Galvanized Steel | Gravity Fed | Y |  | Y
601053 | 6 | 2001-07-08 | Currently In Use | Gas | 5000 | STIP-3 | Fiberglass Reinforced Plastic | Pressure |  | 1991-07-08 |  | 1991-07-08
601053 | 7 | 2001-07-08 | Currently In Use | Gas | 6000 | STIP-3 | Fiberglass Reinforced Plastic | Pressure |  | 1991-07-08 |  | 1991-07-08
601053 | 8 | 2001-07-08 | Currently In Use | Gas | 8000 | STIP-3 | Fiberglass Reinforced Plastic | Pressure |  | 1991-07-08 |  | 1991-07-08
601053 | 9 | 2005-02-01 | Removed From Ground | Used Oil | 550 | Cathodically Protected Steel | Fiberglass Reinforced Plastic | Not Marked | Y |  | Y | 1991-07-08
601054 | 1 |  | Removed From Ground Date Unknown | Gas | 12000 | Double Walled | Fiberglass Reinforced Plastic | Pressure |  | 1995-01-01
601054 | 2 | 1991-04-15 | Removed From Ground | Used Oil | 550 | Bare Steel | Galvanized Steel | Not Marked | Y |  | Y
601054 | 3 | 1991-04-15 | Removed From Ground | Gas | 3000 | Bare Steel | Galvanized Steel | Not Marked
601054 | 4 | 1991-04-15 | Removed From Ground | Gas | 3000 | Bare Steel | Galvanized Steel | Not Marked
601054 | 5 | 1991-04-15 | Removed From Ground | Gas | 3000 | Bare Steel | Galvanized Steel | Not Marked
601054 | 6 | 1991-04-15 | Removed From Ground | Other | 1000 | Bare Steel | Galvanized Steel | Not Marked
601054 | 7 | 1994-06-13 | Currently In Use | Gas | 12000 | Composite Double Walled | Fiberglass/Double Walled | Pressure |  | 1994-06-13 |  | 1994-06-13
601054 | 8 | 1994-06-13 | Currently In Use | Diesel | 12000 | Composite Double Walled | Fiberglass/Double Walled | Pressure |  | 1994-06-13 |  | 1994-06-13
601054 | 9 | 1994-06-13 | Currently In Use | Gas | 12000 | Composite Double Walled | Fiberglass/Double Walled | Pressure |  | 1994-06-13 |  | 1994-06-13
601056 | 1 | 1984-04-23 | Currently In Use | Gas | 10000 | Fiberglass | Double Walled Flex | Pressure |  | 1997-06-21 |  | 1984-04-23
601056 | 2 | 1984-04-23 | Currently In Use | Gas | 10000 | Fiberglass | Double Walled Flex | Pressure |  | 1997-06-21 |  | 1984-04-23
601056 | 3 | 1984-04-23 | Currently In Use | Gas | 10000 | Fiberglass | Double Walled Flex | Pressure |  | 1997-06-21 |  | 1984-04-23
601058 | 1 | 1991-09-16 | Removed From Ground | Gas | 10000 | Cathodically Protected Steel | Galvanized Steel | Pressure
601058 | 1A | 1991-09-17 | Currently In Use | Diesel | 12000 | STIP-3 | Galvanic | Pressure |  | 1991-09-17 |  | 1991-09-17
601058 | 2 | 1991-09-16 | Removed From Ground | Gas | 10000 | Cathodically Protected Steel | Galvanized Steel | Pressure
601058 | 2A | 1991-09-17 | Currently In Use | Gas | 12000 | STIP-3 | Galvanic | Pressure |  | 1991-09-17 |  | 1991-09-17
601058 | 3 | 1991-09-16 | Removed From Ground | Gas | 10000 | Cathodically Protected Steel | Galvanized Steel | Pressure
601058 | 3A | 1991-09-17 | Currently In Use | Gas | 12000 | STIP-3 | Galvanic | Pressure |  | 1991-09-17 |  | 1991-09-17
601058 | 4 | 1991-09-16 | Removed From Ground | Gas | 10000 | Cathodically Protected Steel | Galvanized Steel | Pressure
601060 | 1 | 1994-02-14 | Removed From Ground | Gas | 3000 | Cathodically Protected Steel | Galvanized Steel | Not Marked
601060 | 2 | 1994-02-14 | Removed From Ground | Gas | 4000 | Cathodically Protected Steel | Galvanized Steel | Not Marked
601060 | 3 | 1994-02-14 | Removed From Ground | Gas | 6000 | Cathodically Protected Steel | Galvanized Steel | Not Marked
601060 | 4 | 1994-02-14 | Removed From Ground | Gas | 3000 | Cathodically Protected Steel | Galvanized Steel | Not Marked
601060 | 5 | 1994-02-14 | Removed From Ground | Gas | 1000 | Cathodically Protected Steel | Galvanized Steel | Not Marked
601060 | 6 | 1994-02-14 | Removed From Ground | Gas | 500 | Cathodically Protected Steel | Galvanized Steel | Not Marked
601061 | 1 |  | Permanently Out Of Use | Gas | 3000 | Bare Steel | Galvanized Steel | Not Marked
601061 | 2 |  | Permanently Out Of Use | Gas | 3000 | Bare Steel | Galvanized Steel | Not Marked
601061 | 3 |  | Permanently Out Of Use | Gas | 3000 | Bare Steel | Galvanized Steel | Not Marked
601061 | 4 |  | Permanently Out Of Use | Gas | 3000 | Bare Steel | Galvanized Steel | Not Marked
601061 | 5 |  | Permanently Out Of Use | Gas | 4000 | Bare Steel | Galvanized Steel | Not Marked
601061 | 6 |  | Permanently Out Of Use | Used Oil | 500 | Bare Steel | Galvanized Steel | Not Marked | Y |  | Y
601062 | 1 | 1993-10-02 | Removed From Ground | Gas | 4000 | Bare Steel | Galvanized Steel | Not Marked
601062 | 2 | 1993-10-02 | Removed From Ground | Gas | 4000 | Bare Steel | Galvanized Steel | Not Marked
601062 | 3 | 1993-10-02 | Removed From Ground | Gas | 4000 | Bare Steel | Galvanized Steel | Not Marked
601062 | 4 | 1993-10-02 | Removed From Ground | Gas | 4000 | Bare Steel | Galvanized Steel | Not Marked
601062 | 5 | 1993-10-02 | Removed From Ground | Gas | 8000 | Bare Steel | Galvanized Steel | Not Marked
601062 | 6 | 2002-06-17 | Removed From Ground | Used Oil | 500 | Bare Steel | Galvanized Steel | Not Marked | Y |  | Y
601062 | 7 | 1993-10-01 | Currently In Use | Gas | 10000 | Fiberglass | Fiberglass Reinforced Plastic | Pressure |  | 1993-10-01 |  | 1993-10-01
601062 | 8 | 1993-10-01 | Currently In Use | Gas | 10000 | Fiberglass | Fiberglass Reinforced Plastic | Pressure |  | 1993-10-01 |  | 1993-10-01
601062 | 9 | 1993-10-01 | Currently In Use | Diesel | 10000 | Fiberglass | Fiberglass Reinforced Plastic | Pressure |  | 1993-10-01 |  | 1993-10-01
601064 | 1 | 1982-04-24 | Currently In Use | Gas | 10000 | Fiberglass | Fiberglass Reinforced Plastic | Pressure |  | 1982-04-24 |  | 1982-04-24
601064 | 2 | 1982-04-24 | Currently In Use | Gas | 10000 | Fiberglass | Fiberglass Reinforced Plastic | Pressure |  | 1982-04-24 |  | 1982-04-24
601064 | 3 | 1982-04-24 | Currently In Use | Gas | 10000 | Fiberglass | Fiberglass Reinforced Plastic | Pressure |  | 1982-04-24 |  | 1982-04-24
601064 | 4 | 1982-04-24 | Currently In Use | Gas | 10000 | Fiberglass | Fiberglass Reinforced Plastic | Pressure |  | 1982-04-24 |  | 1982-04-24
601064 | 5 | 1966-04-28 | Currently In Use | Used Oil | 500 | Fiberglass | Fiberglass Reinforced Plastic | Pressure | Y | 2007-01-16 12:00 | Y | 1966-04-28 12:00
601065 | 1 | 2004-03-10 | Removed From Ground | Gas | 10000 | Cathodically Protected Steel | Galvanized Steel | Pressure |  | 1984-04-23 |  | 1984-04-23
601065 | 2 | 2004-03-10 | Removed From Ground | Gas | 10000 | Steel-Galvanic | Galvanized Steel | Pressure |  | 1984-04-23 |  | 1984-04-23
601065 | 247008 | 2005-02-07 | Currently In Use | Gas | 12000 | Fiberglass | Fiberglass/Double Walled | Pressure | N | 2005-03-25 | N | 2005-03-25
601065 | 247022A | 2005-02-07 | Currently In Use | Gas | 8000 | Fiberglass | Fiberglass/Double Walled | Pressure | N | 2005-03-25 | N | 2005-03-25
601065 | 247022B | 2005-02-07 | Currently In Use | Diesel | 4000 | Fiberglass | Fiberglass/Double Walled | Pressure | N | 2005-03-25 | N | 2005-03-25
601065 | 3 | 2004-03-10 | Removed From Ground | Gas | 10000 | Steel-Galvanic | Galvanized Steel | Pressure |  | 1984-04-23 |  | 1984-04-23
601065 | 4 | 2004-03-10 | Removed From Ground | Gas | 10000 | Steel-Galvanic | Galvanized Steel | Pressure |  | 1984-04-23 |  | 1984-04-23
601067 | 1 | 1986-12-01 | Removed From Ground | Gas | 4000 | Bare Steel | Galvanized Steel | Not Marked
601067 | 10 | 2014-04-02 | Removed From Ground | Gas | 10000 | Cathodically Protected Steel | Galvanized Steel | Pressure |  | 1987-01-01 12:00 |  | 1987-01-01 12:00
601067 | 11 | 2014-04-14 | Removed From Ground | Gas | 10000 | Cathodically Protected Steel | Galvanized Steel | Pressure |  | 1987-01-01 12:00 |  | 1987-01-01 12:00
601067 | 11 |  | Temporarily Out Of Use | Gas | 10000 | Cathodically Protected Steel | Galvanized Steel | Pressure |  | 1987-01-01 12:00 |  | 1987-01-01 12:00
601067 | 12 | 2015-08-10 | Removed From Ground | Not Marked/Tank Removed | 500 | Unknown |  |  | N |  | N
601067 | 13 | 2015-08-10 | Removed From Ground | Not Marked/Tank Removed | 500 | Unknown |  |  | N |  | N
601067 | 2 | 1986-12-01 | Removed From Ground | Gas | 4000 | Bare Steel | Galvanized Steel | Not Marked
601067 | 3 | 1986-12-01 | Removed From Ground | Gas | 4000 | Bare Steel | Galvanized Steel | Not Marked
601067 | 4 | 2014-04-02 | Removed From Ground | Gas | 4000 | Steel-Galvanic | Galvanized Steel | Not Marked
601067 | 5 | 2014-04-02 | Removed From Ground | Gas | 10000 | Steel-Galvanic | Galvanized Steel | Pressure |  | 1977-04-25 12:00 |  | 1977-04-25 12:00
601067 | 6 | 1986-12-01 | Removed From Ground | Gas | 6000 | Bare Steel | Galvanized Steel | Pressure |  | 1977-04-25 |  | 1977-04-25
601067 | 7 | 1986-12-01 | Removed From Ground | Gas | 10000 | Cathodically Protected Steel | Galvanized Steel | Not Marked
601067 | 8 | 1986-12-01 | Removed From Ground | Used Oil | 500 | Bare Steel | Galvanized Steel | Not Marked | Y |  | Y
601067 | 9 | 2014-04-02 | Removed From Ground | Gas | 10000 | Steel-Galvanic | Galvanized Steel | Pressure |  | 1987-01-01 12:00 |  | 1987-01-01 12:00
601068 | 1 | 1983-04-24 | Currently In Use | Gas | 10000 | Steel-Impressed Current | Impressed Current | Pressure |  | 1983-04-24 |  | 1983-04-24
601068 | 2 | 1983-04-24 | Currently In Use | Gas | 10000 | Steel-Impressed Current | Impressed Current | Pressure |  | 1983-04-24 |  | 1983-04-24
601068 | 3 | 1983-04-24 | Currently In Use | Gas | 10000 | Steel-Impressed Current | Impressed Current | Pressure |  | 1983-04-24 |  | 1983-04-24
601068 | 4 | 1983-04-24 | Currently In Use | Gas | 10000 | Steel-Impressed Current | Impressed Current | Pressure |  | 1983-04-24 |  | 1983-04-24
601069 | 1 | 2016-01-04 | Temporarily Out Of Use | Gas | 10000 | Steel-Impressed Current | Impressed Current | Pressure |  | 1989-03-01 |  | 1989-03-01
601069 | 2 | 2016-01-04 | Temporarily Out Of Use | Gas | 10000 | Steel-Impressed Current | Impressed Current | Pressure |  | 1989-03-01 |  | 1989-03-01
601069 | 3 | 2016-01-04 | Temporarily Out Of Use | Gas | 10000 | Steel-Impressed Current | Impressed Current | Pressure |  | 1989-03-01 |  | 1989-03-01
601069 | 4 | 2016-01-04 | Temporarily Out Of Use | Gas | 10000 | Steel-Impressed Current | Impressed Current | Pressure |  | 1989-03-01 |  | 1989-03-01
601070 | 1 | 1990-11-30 | Removed From Ground | Gas | 6000 | Bare Steel | Galvanized Steel | Not Marked
601070 | 2 | 1990-11-30 | Removed From Ground | Gas | 6000 | Bare Steel | Galvanized Steel | Not Marked
601070 | 3 | 1990-11-30 | Removed From Ground | Gas | 6000 | Bare Steel | Galvanized Steel | Not Marked
601070 | 4 | 1990-11-30 | Removed From Ground | Gas | 6000 | Bare Steel | Galvanized Steel | Not Marked
601070 | 5 | 1990-11-30 | Removed From Ground | Used Oil | 550 | Bare Steel | Galvanized Steel | Not Marked | Y |  | Y
601070 | 6 | 1990-11-30 | Removed From Ground | Heating Oil | 550 | Bare Steel | Galvanized Steel | Not Marked
601070 | 7 | 2001-05-31 | Currently In Use | Gas | 12000 | Fiberglass | Fiberglass Reinforced Plastic | Pressure |  | 2001-06-21 |  | 2001-06-21
601070 | 8 | 2001-05-31 | Currently In Use | Gas | 10000 | Fiberglass | Fiberglass Reinforced Plastic | Pressure |  | 2001-06-21 |  | 2001-06-21
601070 | 9 | 2001-05-31 | Currently In Use | Diesel | 10000 | Fiberglass | Fiberglass Reinforced Plastic | Pressure |  | 2001-06-21 |  | 2001-06-21
601071 | 1 | 1969-04-27 | Currently In Use | Gas | 10000 | Steel-Impressed Current | Fiberglass Reinforced Plastic | Pressure |  | 1969-04-27 |  | 1969-04-27
601071 | 2 | 1969-04-27 | Currently In Use | Gas | 8000 | Steel-Impressed Current | Fiberglass Reinforced Plastic | Pressure |  | 1969-04-27 |  | 1969-04-27
601071 | 3 | 1969-04-27 | Currently In Use | Gas | 8000 | Steel-Impressed Current | Fiberglass Reinforced Plastic | Pressure |  | 1969-04-27 |  | 1969-04-27
601071 | 4 | 2000-10-11 | Removed From Ground | Used Oil | 1000 | Steel-Impressed Current | Cathodically Protected | Pressure | Y |  | Y | 1969-04-27
601072 | 1 |  | Permanently Out Of Use | Gas | 8000 | Bare Steel | Galvanized Steel | Not Marked
601072 | 1A | 1987-10-30 | Currently In Use | Gas | 10000 | STIP-3 | Galvanized Steel | Pressure |  | 1987-10-30 |  | 1987-10-30
601072 | 2 |  | Permanently Out Of Use | Gas | 6000 | Bare Steel | Galvanized Steel | Not Marked
601072 | 2A | 1987-10-30 | Currently In Use | Gas | 10000 | STIP-3 | Galvanized Steel | Pressure |  | 1987-10-30 |  | 1987-10-30
601072 | 3 |  | Permanently Out Of Use | Gas | 6000 | Bare Steel | Galvanized Steel | Not Marked
601072 | 3A | 1987-10-30 | Currently In Use | Gas | 10000 | STIP-3 | Galvanized Steel | Pressure |  | 1987-10-30 |  | 1987-10-30
601072 | 4 |  | Permanently Out Of Use | Used Oil | 1000 | Bare Steel | Galvanized Steel | Not Marked | Y |  | Y
601072 | 4A | 1987-01-30 | Currently In Use | Diesel | 10000 | STIP-3 | Galvanized Steel | Not Marked |  | 1987-10-30 |  | 1987-10-30
601073 | 1 | 1994-04-25 | Removed From Ground | Gas | 10000 | Bare Steel | Galvanized Steel | Not Marked
601073 | 2 | 1994-04-25 | Removed From Ground | Gas | 8000 | Bare Steel | Galvanized Steel | Not Marked
601073 | 3 | 1994-04-25 | Removed From Ground | Gas | 6000 | Bare Steel | Galvanized Steel | Not Marked
601073 | 4 | 1994-04-25 | Removed From Ground | Used Oil | 1000 | Bare Steel | Galvanized Steel | Not Marked | Y |  | Y
601074 | 1 | 1983-04-24 | Currently In Use | Gas | 10000 | Steel-Galvanic | Impressed Current | Pressure |  | 1983-04-24 |  | 1983-04-24
601074 | 2 | 1983-04-24 | Currently In Use | Gas | 10000 | Steel-Galvanic | Impressed Current | Pressure |  | 1983-04-24 |  | 1983-04-24
601074 | 3 | 1983-04-24 | Currently In Use | Gas | 10000 | Steel-Galvanic | Impressed Current | Pressure |  | 1983-04-24 |  | 1983-04-24
601074 | 4 | 2016-06-13 | Temporarily Out Of Use | Diesel | 10000 | Steel-Galvanic | Impressed Current | Pressure |  | 1983-04-24 |  | 1983-04-24
601075 | 1 | 1987-11-01 | Removed From Ground | Gas | 10000 | Bare Steel | Galvanized Steel | Not Marked
601075 | 2 | 1987-11-01 | Removed From Ground | Gas | 8000 | Bare Steel | Galvanized Steel | Not Marked
601075 | 3 | 1987-11-01 | Removed From Ground | Gas | 8000 | Bare Steel | Galvanized Steel | Not Marked
601075 | 4 | 1987-11-01 | Removed From Ground | Used Oil | 1000 | Bare Steel | Galvanized Steel | Not Marked | Y |  | Y
601075 | 5 | 1987-11-01 | Currently In Use | Gas | 10000 | Fiberglass | Fiberglass Reinforced Plastic | Pressure |  | 1987-11-01 |  | 1987-11-01
601075 | 6 | 1987-11-01 | Currently In Use | Gas | 10000 | Fiberglass | Fiberglass Reinforced Plastic | Pressure |  | 1987-11-01 |  | 1987-11-01
601075 | 7 | 1987-11-01 | Currently In Use | Gas | 10000 | Fiberglass | Fiberglass Reinforced Plastic | Pressure |  | 1987-11-01 |  | 1987-11-01
601075 | 8 | 1987-11-01 | Currently In Use | Gas | 10000 | Fiberglass | Fiberglass Reinforced Plastic | Pressure |  | 1987-11-01 |  | 1987-11-01
601076 | 1 | 2013-09-17 | Removed From Ground | Gas | 10000 | Steel-Impressed Current | Impressed Current | Pressure |  | 1970-04-27 12:00 | Y | 1970-04-27 12:00
601076 | 2 | 2013-09-17 | Removed From Ground | Gas | 10000 | Steel-Impressed Current | Impressed Current | Pressure |  | 1970-04-27 12:00 | Y | 1970-04-27 12:00
601076 | 3 | 2013-09-17 | Removed From Ground | Gas | 8000 | Steel-Impressed Current | Impressed Current | Pressure |  | 1970-04-24 12:00 | Y | 1970-04-24 12:00
601076 | 4 | 2013-09-17 | Removed From Ground | Used Oil | 1000 | Steel-Impressed Current | Not Marked | Gravity Fed | Y | 1970-04-27 12:00 | Y | 2010-04-27 12:00
601076 | 5 | 2014-06-05 | Currently In Use | Diesel | 6000 | Tank Jacket | Fiberglass Reinforced Plastic | Pressure | N | 2014-06-05 | N | 2014-06-05
601076 | 6 | 2014-06-05 | Currently In Use | Gas | 6000 | Tank Jacket | Fiberglass/Double Walled | Pressure | N | 2014-06-05 | N | 2014-06-05
601076 | 7 | 2014-06-05 | Currently In Use | Gas | 12000 | Tank Jacket | Double Walled Flex | Pressure | N | 2014-06-05 | N | 2014-06-05
601077 | 1 | 1987-03-01 | Removed From Ground | Gas | 1000 | Bare Steel | Galvanized Steel | Not Marked
601077 | 2 | 1987-03-01 | Removed From Ground | Gas | 8000 | Bare Steel | Galvanized Steel | Not Marked
601077 | 3 | 1987-03-01 | Removed From Ground | Gas | 8000 | Bare Steel | Galvanized Steel | Not Marked
601077 | 4 | 1987-03-01 | Removed From Ground | Used Oil | 1000 | Bare Steel | Galvanized Steel | Not Marked | Y |  | Y
601078 | 1 | 2004-06-09 | Removed From Ground | Gas | 10000 | Steel-Impressed Current | Galvanized Steel | Pressure |  | 1978-04-25 |  | 1978-04-25
601078 | 2 | 2004-06-09 | Removed From Ground | Gas | 10000 | Steel-Impressed Current | Galvanized Steel | Pressure |  | 1978-04-25 |  | 1978-04-25
601078 | 3 | 2004-06-09 | Removed From Ground | Gas | 10000 | Steel-Impressed Current | Galvanized Steel | Pressure |  | 1978-04-25 |  | 1978-04-25
601078 | 4 | 2004-06-09 | Removed From Ground | Used Oil | 1000 | Steel-Impressed Current | Galvanized Steel | Pressure | Y |  | Y | 1978-04-25
601079 | 1 | 1987-01-01 | Removed From Ground | Gas | 6000 | Bare Steel | Galvanized Steel | Not Marked
601079 | 2 | 1987-01-01 | Removed From Ground | Gas | 8000 | Bare Steel | Galvanized Steel | Not Marked
601079 | 3 | 1987-01-01 | Removed From Ground | Gas | 8000 | Bare Steel | Galvanized Steel | Not Marked
601079 | 4 | 1987-01-01 | Removed From Ground | Gas | 8000 | Bare Steel | Galvanized Steel | Not Marked
601079 | 5 | 2016-08-30 | Removed From Ground | Gas | 10000 | Steel-Galvanic | Galvanized Steel | Pressure |  | 1987-01-01 |  | 1987-01-01
601079 | 6 | 2016-08-30 | Removed From Ground | Gas | 10000 | Steel-Galvanic | Galvanized Steel | Pressure |  | 1987-01-01 |  | 1987-01-01
601079 | 7 | 2016-08-31 | Removed From Ground | Gas | 10000 | Steel-Galvanic | Galvanized Steel | Pressure |  | 1987-01-01 |  | 1987-01-01
601081 | 1 | 1981-04-24 | Currently In Use | Gas | 10000 | Steel-Impressed Current | Fiberglass/Double Walled | Pressure |  | 1996-12-12 |  | 1996-12-12
601081 | 2 | 1981-04-24 | Currently In Use | Diesel | 10000 | Steel-Impressed Current | Fiberglass/Double Walled | Pressure |  | 1996-12-12 |  | 1996-12-12
601081 | 3 | 1981-04-24 | Currently In Use | Gas | 10000 | Steel-Impressed Current | Galvanized Steel | Pressure |  | 1996-12-12 |  | 1996-12-12
601082 | 1 | 2000-10-26 | Removed From Ground | Gas | 10000 | Steel-Impressed Current | Galvanized Steel | Pressure |  | 1981-04-24 |  | 1981-04-24
601082 | 2 | 2000-10-26 | Removed From Ground | Gas | 10000 | Steel-Impressed Current | Galvanized Steel | Pressure |  | 1981-04-24 |  | 1981-04-24
601082 | 3 | 2000-10-26 | Removed From Ground | Gas | 10000 | Steel-Impressed Current | Galvanized Steel | Pressure |  | 1981-04-24 |  | 1981-04-24
601082 | 4 | 2000-11-01 | Currently In Use | Gas | 10000 | Double Walled | Double Walled | Pressure |  | 2000-11-04 |  | 2000-11-04
601082 | 5 | 2000-11-01 | Currently In Use | Gas | 10000 | Double Walled | Double Walled | Pressure |  | 2000-11-04 |  | 2000-11-04
601082 | 6 | 2000-11-01 | Currently In Use | Gas | 10000 | Double Walled | Double Walled | Pressure |  | 2000-11-04 |  | 2000-11-04
601082 | 7 | 2000-11-01 | Currently In Use | Gas | 10000 | Double Walled | Double Walled | Pressure |  | 2000-11-04 |  | 2000-11-04
601083 | 1 | 1988-12-30 | Removed From Ground | Gas | 12000 | Bare Steel | Galvanized Steel | Not Marked
601083 | 2 | 1988-12-30 | Removed From Ground | Gas | 12000 | Bare Steel | Galvanized Steel | Not Marked
601083 | 3 | 1988-12-30 | Removed From Ground | Gas | 12000 | Bare Steel | Galvanized Steel | Not Marked
601083 | 4 | 1991-04-05 | Currently In Use | Diesel | 10000 | Steel-Galvanic | Impressed Current | Pressure |  | 1991-04-05 |  | 1991-04-05
601083 | 5 | 1991-04-05 | Currently In Use | Gas | 10000 | Steel-Galvanic | Impressed Current | Pressure |  | 1991-04-05 |  | 1991-04-05
601083 | 6 | 1991-04-05 | Currently In Use | Gas | 10000 | Steel-Galvanic | Impressed Current | Pressure |  | 1991-04-05 |  | 1991-04-05
601084 | 1 |  | Permanently Out Of Use | Gas | 6000 | Cathodically Protected Steel | Galvanized Steel | Pressure |  | 1977-04-25 |  | 1977-04-25
601084 | 2 |  | Permanently Out Of Use | Gas | 6000 | Cathodically Protected Steel | Galvanized Steel | Pressure |  | 1977-04-25 |  | 1977-04-25
601084 | 3 |  | Permanently Out Of Use | Gas | 8000 | Cathodically Protected Steel | Galvanized Steel | Pressure |  | 1977-04-25 |  | 1977-04-25
601084 | 4 |  | Permanently Out Of Use | Gas | 8000 | Cathodically Protected Steel | Galvanized Steel | Pressure |  | 1977-04-25 |  | 1977-04-25
601084 | 5 | 1998-02-22 | Currently In Use | Gas | 10000 | Fiberglass Double Walled | Double Walled Flex | Pressure |  | 1998-03-05 |  | 1998-03-05
601084 | 6 | 1998-02-22 | Currently In Use | Gas | 10000 | Fiberglass Double Walled | Double Walled Flex | Pressure |  | 1998-03-05 |  | 1998-03-05
601084 | 7 | 1998-02-22 | Currently In Use | Gas | 10000 | Fiberglass Double Walled | Double Walled Flex | Pressure |  | 1998-03-05 |  | 1998-03-05
601085 | 1 |  | Removed From Ground Date Unknown | Gas | 10000 | Bare Steel | Galvanized Steel | Not Marked
601085 | 10 | 2001-07-31 | Currently In Use | Gas | 10000 | Double Walled | Double Walled | Pressure |  | 2001-10-01 |  | 2001-08-30
601085 | 11 | 2001-07-31 | Currently In Use | Gas | 10000 | Double Walled | Double Walled | Pressure |  | 2001-10-01 |  | 2001-08-30
601085 | 2 |  | Removed From Ground Date Unknown | Gas | 10000 | Bare Steel | Galvanized Steel | Not Marked
601085 | 3 |  | Removed From Ground Date Unknown | Gas | 10000 | Bare Steel | Galvanized Steel | Not Marked
601085 | 4 | 2001-07-05 | Removed From Ground | Gas | 10000 | Steel-Galvanic | Galvanized Steel | Pressure |  | 1989-02-20 |  | 1989-02-20
601085 | 5 | 2001-07-05 | Removed From Ground | Gas | 10000 | Steel-Galvanic | Galvanized Steel | Pressure |  | 1989-02-20 |  | 1989-02-20
601085 | 6 | 2001-07-05 | Removed From Ground | Gas | 10000 | Steel-Galvanic | Galvanized Steel | Pressure |  | 1989-02-20 |  | 1989-02-20
601085 | 7 | 2001-07-05 | Removed From Ground | Gas | 10000 | Steel-Galvanic | Galvanized Steel | Pressure |  | 1989-02-20 |  | 1989-02-20
601085 | 8 | 2001-07-31 | Currently In Use | Gas | 10000 | Double Walled | Double Walled | Pressure |  | 2001-10-01 |  | 2001-08-30
601085 | 9 | 2001-07-31 | Currently In Use | Diesel | 10000 | Double Walled | Double Walled | Pressure |  | 2001-10-01 |  | 2001-08-30
601086 | 1 | 1984-04-23 | Currently In Use | Diesel | 10000 | Steel-Galvanic | Fiberglass Reinforced Plastic | Pressure |  | 1984-04-23 |  | 1984-04-23
601086 | 2 | 1984-04-23 | Currently In Use | Gas | 10000 | Steel-Galvanic | Fiberglass Reinforced Plastic | Pressure |  | 1984-04-23 |  | 1984-04-23
601086 | 3 | 1984-04-23 | Currently In Use | Gas | 10000 | Steel-Galvanic | Fiberglass Reinforced Plastic | Pressure |  | 1984-04-23 |  | 1984-04-23
601087 | 1 | 2004-03-22 | Removed From Ground | Gas | 10000 | Steel-Galvanic | Fiberglass Reinforced Plastic | Pressure |  | 1983-04-24 |  | 1983-04-24
601087 | 2 | 2004-03-22 | Removed From Ground | Gas | 10000 | Steel-Galvanic | Fiberglass Reinforced Plastic | Pressure |  | 1983-04-24 |  | 1983-04-24
601087 | 3 | 2004-03-22 | Removed From Ground | Gas | 10000 | Steel-Galvanic | Fiberglass Reinforced Plastic | Pressure |  | 1983-04-24 |  | 1983-04-24
601087 | 4 | 2004-03-22 | Removed From Ground | Gas | 10000 | Steel-Galvanic | Fiberglass Reinforced Plastic | Pressure |  | 1983-04-24 |  | 1983-04-24
601087 | 5 | 2003-12-30 | Currently In Use | Gas | 10000 | Fiberglass Double Walled | Double Walled | Pressure | N | 2004-01-01 | N | 2004-01-01
601087 | 6 | 2003-12-30 | Currently In Use | Gas | 10000 | Fiberglass Double Walled | Double Walled | Pressure | N | 2004-01-01 | N | 2004-01-01
601087 | 7 | 2003-12-30 | Currently In Use | Gas | 10000 | Fiberglass Double Walled | Double Walled | Pressure | N | 2004-01-01 | N | 2004-01-01
601087 | 8 | 2004-12-30 | Currently In Use | Gas | 10000 | Fiberglass Double Walled | Double Walled | Pressure | N | 2004-01-01 | N | 2004-01-01
601088 | 1 | 1990-12-19 | Removed From Ground | Gas | 3000 | Bare Steel | Galvanized Steel | Not Marked
601088 | 2 | 1990-12-19 | Removed From Ground | Gas | 3000 | Bare Steel | Galvanized Steel | Not Marked
601088 | 3 | 1990-12-19 | Removed From Ground | Gas | 3000 | Bare Steel | Galvanized Steel | Not Marked
601088 | 4 | 1990-12-19 | Removed From Ground | Gas | 3000 | Bare Steel | Galvanized Steel | Not Marked
601088 | 5 | 1990-12-19 | Removed From Ground | Gas | 4000 | Bare Steel | Galvanized Steel | Not Marked
601088 | 6 | 1990-12-19 | Removed From Ground | Gas | 4000 | Bare Steel | Galvanized Steel | Not Marked
601088 | 7 | 1990-12-19 | Removed From Ground | Used Oil | 500 | Bare Steel | Galvanized Steel | Not Marked | Y |  | Y
601089 | 1 | 2016-11-17 | Currently In Use | Gas | 10000 | Steel-Galvanic | Cathodically Protected | Pressure |  | 1984-04-23 |  | 1984-04-23
601089 | 2 | 2016-11-17 | Currently In Use | Gas | 10000 | Steel-Galvanic | Cathodically Protected | Pressure |  | 1984-04-23 |  | 1984-04-23
601089 | 3 | 2016-11-17 | Currently In Use | Gas | 10000 | Steel-Galvanic | Cathodically Protected | Pressure |  | 1984-04-23 |  | 1984-04-23
601090 | 1 | 1963-04-29 | Currently In Use | Diesel | 4000 | Steel-Impressed Current | Fiberglass Reinforced Plastic | Pressure |  | 1998-03-01 |  | 1998-03-01
601090 | 2 | 1963-04-29 | Currently In Use | Gas | 4000 | Steel-Impressed Current | Fiberglass Reinforced Plastic | Pressure |  | 1998-03-01 |  | 1998-03-01
601090 | 3 | 1963-04-29 | Currently In Use | Gas | 6000 | Steel-Impressed Current | Fiberglass Reinforced Plastic | Pressure |  | 1998-03-01 |  | 1998-03-01
601092 | 1 | 1987-06-01 | Removed From Ground | Gas | 6000 | Bare Steel | Galvanized Steel | Not Marked
601092 | 2 | 1987-06-01 | Removed From Ground | Gas | 6000 | Bare Steel | Galvanized Steel | Not Marked
601092 | 3 | 1987-06-01 | Removed From Ground | Gas | 4000 | Bare Steel | Galvanized Steel | Not Marked
601092 | 4 | 1987-06-01 | Removed From Ground | Diesel | 2000 | Bare Steel | Galvanized Steel | Not Marked
601092 | 5 | 1989-11-01 | Removed From Ground | Other | 4000 | Bare Steel | Galvanized Steel | Not Marked
601092 | 6 | 1989-11-01 | Removed From Ground | Other | 280 | Bare Steel | Galvanized Steel | Not Marked
601092 | 7 | 1987-02-01 | Removed From Ground | Empty | 1500 | Bare Steel | Galvanized Steel | Not Marked
601092 | 8 | 1987-02-01 | Removed From Ground | Empty | 1000 | Bare Steel | Galvanized Steel | Not Marked
601092 | 9 |  | Removed From Ground Date Unknown | Other | 6000 | Bare Steel | Galvanized Steel | Not Marked
601093 | 1 | 1994-04-15 | Removed From Ground | Gas | 12000 | Fiberglass | Bare Steel | Pressure
601093 | 10 | 2010-03-25 | Removed From Ground | Gas | 10000 | Fiberglass Double Walled | Fiberglass/Double Walled | Pressure |  | 1993-12-17 |  | 1993-12-17
601093 | 11 | 2010-03-25 | Removed From Ground | Gas | 10000 | Fiberglass Double Walled | Fiberglass/Double Walled | Pressure |  | 1993-12-17 |  | 1993-12-17
601093 | 12 | 2010-03-25 | Removed From Ground | Diesel | 10000 | Fiberglass Double Walled | Fiberglass/Double Walled | Pressure |  | 1993-12-17 |  | 1993-12-17
601093 | 2 | 1994-04-15 | Removed From Ground | Gas | 12000 | Fiberglass | Fiberglass Reinforced Plastic | Pressure
601093 | 3 | 1994-04-15 | Removed From Ground | Gas | 12000 | Bare Steel | Fiberglass Reinforced Plastic | Pressure
601093 | 4 | 1994-04-15 | Removed From Ground | Gas | 12000 | Fiberglass | Fiberglass Reinforced Plastic | Pressure
601093 | 5 | 1994-04-15 | Removed From Ground | Gas | 12000 | Fiberglass | Fiberglass Reinforced Plastic | Pressure
601093 | 6 | 1994-06-08 | Removed From Ground | Used Oil | 550 | Fiberglass | Not Marked | Not Marked | Y |  | Y
601093 | 7 | 1994-06-08 | Removed From Ground | Used Oil | 550 | Fiberglass | Not Marked | Not Marked | Y |  | Y
601093 | 8 | 2010-03-25 | Removed From Ground | Gas | 10000 | Fiberglass Double Walled | Fiberglass/Double Walled | Pressure |  | 1993-12-17 |  | 1993-12-17
601093 | 9 | 2010-03-25 | Removed From Ground | Gas | 10000 | Fiberglass Double Walled | Fiberglass/Double Walled | Pressure |  | 1993-12-17 |  | 1993-12-17
601094 | 1 | 1994-08-29 | Removed From Ground | Gas | 10000 | Bare Steel | Galvanized Steel | Not Marked
601094 | 2 | 1994-08-30 | Removed From Ground | Gas | 10000 | Bare Steel | Galvanized Steel | Not Marked
601094 | 3 | 1994-08-31 | Removed From Ground | Gas | 10000 | Bare Steel | Galvanized Steel | Not Marked
601094 | 4 | 1994-08-31 | Removed From Ground | Gas | 10000 | Bare Steel | Galvanized Steel | Not Marked
601094 | 5 | 1994-09-21 | Removed From Ground | Heating Oil | 10000 | Bare Steel | Galvanized Steel | Not Marked
601097 | 1 | 1992-07-01 | Currently In Use | Gas | 12000 | STIP-3 | Fiberglass Reinforced Plastic | Pressure |  | 1992-07-01 |  | 1992-07-01
601097 | 1/464798 |  | Removed From Ground Date Unknown | Gas | 8000 | Bare Steel | Galvanized Steel | Not Marked
601097 | 2 | 1992-07-01 | Currently In Use | Gas | 10000 | STIP-3 | Fiberglass Reinforced Plastic | Pressure |  | 1992-07-01 |  | 1992-07-01
601097 | 2/384764 |  | Removed From Ground Date Unknown | Gas | 4000 | Bare Steel | Galvanized Steel | Not Marked
601097 | 3 | 1992-07-01 | Currently In Use | Gas | 10000 | STIP-3 | Fiberglass Reinforced Plastic | Pressure |  | 1992-07-01 |  | 1992-07-01
601097 | 3/384757 |  | Removed From Ground Date Unknown | Gas | 4000 | Bare Steel | Galvanized Steel | Not Marked
601097 | 4 | 1992-07-01 | Currently In Use | Diesel | 10000 | STIP-3 | Fiberglass Reinforced Plastic | Pressure |  | 1992-07-01 |  | 1992-07-01
601097 | 4/384755 |  | Removed From Ground Date Unknown | Gas | 6000 | Bare Steel | Galvanized Steel | Not Marked
601098 | 1 | 2016-02-10 | Temporarily Out Of Use | Gas | 10000 | Steel-Impressed Current | Impressed Current | Pressure |  | 1998-01-01 |  | 1998-01-01
601098 | 2 | 2016-02-10 | Temporarily Out Of Use | Gas | 8000 | Steel-Impressed Current | Impressed Current | Pressure |  | 1998-01-01 |  | 1998-01-01
601098 | 3 | 2016-02-10 | Temporarily Out Of Use | Diesel | 8000 | Steel-Impressed Current | Impressed Current | Pressure |  | 1998-01-01 |  | 1998-01-01
601099 | 1 | 1984-05-01 | Currently In Use | Gas | 8000 | Steel-Impressed Current | Fiberglass Reinforced Plastic | Pressure |  | 1998-10-22 |  | 1998-10-22
601099 | 2 | 1984-05-01 | Currently In Use | Gas | 8000 | Steel-Impressed Current | Fiberglass Reinforced Plastic | Pressure |  | 1998-10-22 |  | 1998-10-22
601099 | 3 | 1984-05-01 | Currently In Use | Gas | 10000 | Steel-Impressed Current | Fiberglass Reinforced Plastic | Pressure |  | 1998-10-22 |  | 1998-10-22
601100 | 1 | 1982-05-02 | Currently In Use | Gas | 10000 | Steel-Impressed Current | Impressed Current | Pressure |  | 1997-05-01 |  | 1997-05-01
601100 | 2 | 1982-05-02 | Currently In Use | Gas | 8000 | Steel-Impressed Current | Impressed Current | Pressure |  | 1997-05-01 |  | 1997-05-01
601100 | 3 | 1982-05-02 | Currently In Use | Diesel | 8000 | Steel-Impressed Current | Impressed Current | Pressure |  | 1997-05-01 |  | 1997-05-01
601100 | 4 | 1982-05-02 | Currently In Use | Gas | 6000 | Steel-Impressed Current | Impressed Current | Pressure |  | 1997-05-01 |  | 1997-05-01
601101 | 1-REG | 2001-11-01 | Removed From Ground | Gas | 10000 | Steel-Impressed Current | Cathodically Protected | Pressure |  | 1998-12-01 |  | 1998-12-01
601101 | 2-UNL | 2001-11-01 | Removed From Ground | Gas | 8000 | Steel-Impressed Current | Cathodically Protected | Pressure |  | 1998-12-01 |  | 1998-12-01
601101 | 3-SUL | 2001-11-01 | Removed From Ground | Gas | 8000 | Steel-Impressed Current | Cathodically Protected | Pressure |  | 1998-12-01 |  | 1998-12-01
601102 | 1 | 2013-04-02 | Removed From Ground | Gas | 6000 | Cathodically Protected Steel | Cathodically Protected | Not Marked |  | 1997-05-23 12:00 |  | 1997-05-23 12:00
601102 | 2 | 2013-04-02 | Removed From Ground | Gas | 6000 | Cathodically Protected Steel | Cathodically Protected | Not Marked |  | 1997-05-23 12:00 |  | 1997-05-02 12:00
601102 | 3 | 2013-04-03 | Removed From Ground | Gas | 6000 | Cathodically Protected Steel | Cathodically Protected | Not Marked |  | 1997-05-23 12:00 |  | 1997-05-23 12:00
601104 | 1 | 1999-10-01 | Closed In Ground | Diesel | 2000 | Bare Steel | Unknown | Suction: Valve At The Tank |  | 1998-12-30 |  | 1998-12-30
601106 | 1 | 1990-06-12 | Removed From Ground | Diesel | 5000 | Bare Steel | Galvanized Steel | Not Marked
601107 | 1 | 1992-01-01 | Removed From Ground | Gas | 1000 | Bare Steel | Unknown | Suction: Valve At The Tank
601107 | 2 | 1992-01-01 | Removed From Ground | Empty | 2000 | Bare Steel | Unknown | Not Marked
601108 | 1 | 1999-11-01 | Removed From Ground | Gas | 1000 | Bare Steel | Unknown | Suction: Valve At The Tank
601110 | 1 | 1998-12-01 | Removed From Ground | Gas | 5000 | Bare Steel | Unknown | Not Marked
601110 | 2 | 1998-12-01 | Removed From Ground | Gas | 5000 | Bare Steel | Unknown | Not Marked
601111 | 1 | 2005-09-27 | Removed From Ground | Diesel | 1200 | Bare Steel | Bare Steel | Not Marked
601111 | 1 |  | Permanently Out Of Use | Diesel | 1200 | Bare Steel | Bare Steel | Not Marked
601112 | 1AST |  | Currently In Use | Diesel | 1000 | Marked Unknown | Bare Steel | Not Marked
601113 | 1 | 1998-04-09 | Removed From Ground | Diesel | 500 | Bare Steel | Bare Steel | Suction: No Valve At The Tank
601114 | 1AST |  | Currently In Use | Diesel | 1000 | Marked Unknown | Bare Steel | Not Marked
601115 | 1 |  | Removed From Ground Date Unknown | Diesel | 500 | Bare Steel | Bare Steel | Suction: No Valve At The Tank
601118 | 1 | 1998-05-01 | Removed From Ground | Diesel | 500 | Bare Steel | Bare Steel | Suction: No Valve At The Tank
601120 | 1 | 1991-01-01 | Removed From Ground | Gas | 10000 | Cathodically Protected Steel | Galvanized Steel | Not Marked
601120 | 10 | 1991-01-01 | Removed From Ground | Other | 4000 | Bare Steel | Galvanized Steel | Not Marked
601120 | 11 | 1992-04-17 | Currently In Use | Diesel | 20000 | Fiberglass Double Walled | Fiberglass Reinforced Plastic | Pressure |  | 1992-04-17 12:00 | Y | 1992-04-17 12:00
601120 | 12 | 1992-04-17 | Currently In Use | Diesel | 20000 | Fiberglass Double Walled | Fiberglass Reinforced Plastic | Pressure |  | 1992-04-17 12:00 | Y | 1992-04-17 12:00
601120 | 13 | 1992-04-17 | Currently In Use | Diesel | 20000 | Fiberglass Double Walled | Fiberglass Reinforced Plastic | Pressure |  | 1992-04-17 12:00 | Y | 1992-04-17 12:00
601120 | 14 | 1992-04-17 | Currently In Use | Diesel | 20000 | Fiberglass Double Walled | Fiberglass Reinforced Plastic | Pressure |  | 1992-04-17 12:00 | Y | 1992-04-17 12:00
601120 | 15 | 1992-04-17 | Currently In Use | Other | 10000 | Fiberglass Double Walled | Fiberglass Reinforced Plastic | Suction: Valve At The Tank |  | 1992-04-17 12:00 | Y | 1992-04-17 12:00
601120 | 16 | 1992-04-17 | Currently In Use | Other | 8000 | Fiberglass Double Walled | Fiberglass Reinforced Plastic | Suction: Valve At The Tank |  | 1992-04-17 12:00 | Y | 1992-04-17 12:00
601120 | 17 | 1992-04-17 | Currently In Use | Other | 8000 | Fiberglass Double Walled | Fiberglass Reinforced Plastic | Gravity Fed |  | 1992-04-17 12:00 | Y | 1992-04-17 12:00
601120 | 2 | 1991-01-01 | Removed From Ground | Gas | 10000 | Cathodically Protected Steel | Galvanized Steel | Not Marked
601120 | 20A | 2014-08-24 | Currently In Use | Gas | 8000 | Fiberglass Double Walled | Fiberglass/Double Walled | Pressure | N | 2014-10-30 12:00 | N | 1992-04-17 12:00
601120 | 20B | 2014-08-25 | Currently In Use | Diesel | 7000 | Fiberglass Double Walled | Fiberglass/Double Walled | Pressure | N | 2014-10-15 12:00 | N | 1992-04-17 12:00
601120 | 3 | 1991-01-01 | Removed From Ground | Gas | 10000 | Cathodically Protected Steel | Galvanized Steel | Not Marked
601120 | 4 | 1991-01-01 | Removed From Ground | Diesel | 20000 | Cathodically Protected Steel | Galvanized Steel | Not Marked
601120 | 5 | 1991-01-01 | Removed From Ground | Diesel | 20000 | Cathodically Protected Steel | Galvanized Steel | Not Marked
601120 | 6 | 1991-01-01 | Removed From Ground | Diesel | 20000 | Cathodically Protected Steel | Galvanized Steel | Not Marked
601120 | 7 | 1991-01-01 | Removed From Ground | Used Oil | 1000 | Bare Steel | Galvanized Steel | Not Marked | Y |  | Y
601120 | 8 | 1991-01-01 | Removed From Ground | Other | 2000 | Bare Steel | Galvanized Steel | Not Marked
601120 | 9 | 1991-01-01 | Removed From Ground | Other | 2000 | Bare Steel | Galvanized Steel | Not Marked
601121 | 1 | 1985-12-01 | Currently In Use | Gas | 10000 | Composite | Fiberglass Reinforced Plastic | Pressure |  | 1993-10-01 |  | 1993-10-01
601121 | 2 | 1985-12-01 | Currently In Use | Gas | 10000 | Composite | Fiberglass Reinforced Plastic | Pressure |  | 1993-10-01 |  | 1993-10-01
601121 | 3 | 1985-12-01 | Currently In Use | Gas | 8000 | Composite | Fiberglass Reinforced Plastic | Pressure |  | 1993-10-01 |  | 1993-10-01
601121 | 4 | 1985-12-01 | Currently In Use | Diesel | 8000 | Composite | Fiberglass Reinforced Plastic | Pressure |  | 1993-10-01 |  | 1993-10-01
601121 | 5 | 1985-12-01 | Currently In Use | Kerosene | 4000 | Composite | Fiberglass Reinforced Plastic | Pressure |  | 1993-10-01 |  | 1993-10-01
601122 | 1 | 1985-12-01 | Currently In Use | Gas | 10000 | Composite | Fiberglass Reinforced Plastic | Pressure |  | 1993-12-01 |  | 1993-12-01
601122 | 2 | 1985-12-01 | Currently In Use | Gas | 10000 | Composite | Fiberglass Reinforced Plastic | Pressure |  | 1993-12-01 |  | 1993-12-01
601122 | 3 | 1985-12-01 | Currently In Use | Gas | 8000 | Composite | Fiberglass Reinforced Plastic | Pressure |  | 1993-12-01 |  | 1993-12-01
601122 | 4 | 1985-12-01 | Currently In Use | Gas | 8000 | Composite | Fiberglass Reinforced Plastic | Pressure |  | 1993-12-01 |  | 1993-12-01
601122 | 5 | 1985-12-01 | Currently In Use | Kerosene | 4000 | Composite | Fiberglass Reinforced Plastic | Pressure |  | 1993-12-01 |  | 1993-12-01
601125 | 1 | 1981-05-02 | Currently In Use | Gas | 8000 | Steel-Impressed Current | Fiberglass Reinforced Plastic | Pressure |  | 1999-02-01 |  | 1999-02-01
601125 | 2 | 1981-05-02 | Currently In Use | Gas | 8000 | Steel-Impressed Current | Fiberglass Reinforced Plastic | Pressure |  | 1999-02-01 |  | 1999-02-01
601125 | 3 | 1981-05-02 | Currently In Use | Gas | 8000 | Steel-Impressed Current | Fiberglass Reinforced Plastic | Pressure |  | 1999-02-01 |  | 1999-02-01
601125 | 4 | 1981-05-02 | Currently In Use | Diesel | 4000 | Steel-Impressed Current | Fiberglass Reinforced Plastic | Pressure |  | 1999-02-01 |  | 1999-02-01
601125 | 5 | 1987-08-15 | Currently In Use | Kerosene | 4000 | Steel-Impressed Current | Fiberglass Reinforced Plastic | Pressure |  | 1999-02-01 |  | 1999-02-01
601126 | 1 |  | Removed From Ground Date Unknown | Diesel | 10000 | Bare Steel | Galvanized Steel | Not Marked
601126 | 2 |  | Removed From Ground Date Unknown | Gas | 10000 | Bare Steel | Galvanized Steel | Not Marked
601126 | 3 |  | Removed From Ground Date Unknown | Gas | 10000 | Bare Steel | Galvanized Steel | Not Marked
601126 | 4 |  | Removed From Ground Date Unknown | Gas | 10000 | Bare Steel | Galvanized Steel | Not Marked
601127 | 1 | 1991-12-16 | Removed From Ground | Diesel | 5000 | Bare Steel | Galvanized Steel | Not Marked
601127 | 2 | 1991-12-16 | Removed From Ground | Gas | 5000 | Bare Steel | Galvanized Steel | Not Marked
601127 | 3 | 1991-12-16 | Removed From Ground | Gas | 5000 | Bare Steel | Galvanized Steel | Not Marked
601127 | 4 | 1991-12-16 | Removed From Ground | Gas | 5000 | Bare Steel | Galvanized Steel | Not Marked
601128 | 1 |  | Permanently Out Of Use | Empty | 10000 | Bare Steel | Galvanized Steel | Not Marked
601128 | 2 |  | Permanently Out Of Use | Empty | 10000 | Bare Steel | Galvanized Steel | Not Marked
601128 | 3 |  | Permanently Out Of Use | Empty | 10000 | Bare Steel | Galvanized Steel | Not Marked
601129 | 1 | 1985-05-06 | Currently In Use | Gas | 12000 | Fiberglass | Fiberglass Reinforced Plastic | Pressure |  | 1989-01-01 |  | 1989-01-01
601129 | 2 | 1985-05-06 | Currently In Use | Gas | 10000 | Fiberglass | Fiberglass Reinforced Plastic | Pressure |  | 1989-01-01 |  | 1989-01-01
601129 | 3 | 1985-05-06 | Currently In Use | Diesel | 10000 | Fiberglass | Fiberglass Reinforced Plastic | Pressure |  | 1989-01-01 |  | 1989-01-01
601129 | 4 | 1985-05-06 | Currently In Use | Gas | 8000 | Fiberglass | Fiberglass Reinforced Plastic | Pressure |  | 1989-01-01 |  | 1989-01-01
601130 | 1 | 1987-10-08 | Removed From Ground | Empty | 8000 | Cathodically Protected Steel | Galvanized Steel | Not Marked
601130 | 2 | 1987-10-08 | Removed From Ground | Empty | 8000 | Cathodically Protected Steel | Galvanized Steel | Not Marked
601130 | 3 | 1987-10-08 | Removed From Ground | Empty | 6000 | Cathodically Protected Steel | Galvanized Steel | Not Marked
601130 | 4 | 1987-10-08 | Removed From Ground | Empty | 500 | Cathodically Protected Steel | Galvanized Steel | Not Marked
601131 | 1 | 1988-05-01 | Removed From Ground | Diesel | 10000 | Fiberglass | Fiberglass Reinforced Plastic | Not Marked
601131 | 1A | 2013-07-09 | Removed From Ground | Gas | 12000 | Fiberglass | Fiberglass Reinforced Plastic | Pressure |  | 1988-06-01 |  | 1988-06-01
601131 | 2 | 1988-05-01 | Removed From Ground | Gas | 6000 | Cathodically Protected Steel | Galvanized Steel | Not Marked
601131 | 2A | 2013-07-09 | Removed From Ground | Gas | 10000 | Fiberglass | Fiberglass Reinforced Plastic | Pressure |  | 1988-06-01 |  | 1988-06-01
601131 | 3 | 1988-05-01 | Removed From Ground | Gas | 6000 | Cathodically Protected Steel | Galvanized Steel | Not Marked
601131 | 3A | 2013-07-09 | Removed From Ground | Gas | 10000 | Fiberglass | Fiberglass Reinforced Plastic | Pressure |  | 1988-06-01 |  | 1988-06-01
601131 | 4 | 1988-05-01 | Removed From Ground | Gas | 4000 | Cathodically Protected Steel | Galvanized Steel | Not Marked
601131 | 4A | 2013-07-09 | Removed From Ground | Diesel | 6000 | Fiberglass | Fiberglass Reinforced Plastic | Pressure |  | 1988-06-01 |  | 1988-06-01
601131 | 5 | 1988-05-01 | Removed From Ground | Used Oil | 500 | Cathodically Protected Steel | Galvanized Steel | Not Marked | Y |  | Y
601131 | 5A | 2013-07-12 | Removed From Ground | Used Oil | 1000 | Fiberglass | Fiberglass Reinforced Plastic | Gravity Fed | Y | 2010-08-30 12:00 | Y | 1988-06-01 12:00
601131 | 6 | 1988-05-01 | Removed From Ground | Used Oil | 500 | Cathodically Protected Steel | Galvanized Steel | Not Marked | Y |  | Y
601131 | 7 | 1988-05-01 | Removed From Ground | Gas | 8000 | Fiberglass | Fiberglass Reinforced Plastic | Not Marked
601132 | 1 | 1985-05-06 | Currently In Use | Gas | 10000 | Fiberglass | Single Wall Flex | Pressure |  | 1994-01-01 |  | 1994-01-01
601132 | 2 | 1985-05-06 | Currently In Use | Gas | 12000 | Fiberglass | Single Wall Flex | Pressure |  | 1994-01-01 |  | 1994-01-01
601132 | 3 | 1985-05-06 | Currently In Use | Gas | 8000 | Fiberglass | Single Wall Flex | Pressure |  | 1994-01-01 |  | 1994-01-01
601132 | 4 | 1998-08-12 | Removed From Ground | Used Oil | 1000 | Fiberglass | Fiberglass Reinforced Plastic | Pressure | Y |  | Y
601133 | 1 | 1985-05-06 | Currently In Use | Gas | 12000 | Fiberglass | Fiberglass Reinforced Plastic | Pressure |  | 1985-01-01 |  | 1985-01-01
601133 | 2 | 1985-05-06 | Currently In Use | Gas | 10000 | Fiberglass | Fiberglass Reinforced Plastic | Pressure |  | 1985-01-01 |  | 1985-01-01
601133 | 3 | 1985-05-06 | Currently In Use | Gas | 8000 | Fiberglass | Fiberglass Reinforced Plastic | Pressure |  | 1985-01-01 |  | 1985-01-01
601134 | 1 | 1984-05-06 | Currently In Use | Gas | 10000 | Fiberglass | Fiberglass Reinforced Plastic | Pressure |  | 1998-04-01 |  | 1998-04-01
601134 | 2 | 1984-05-06 | Currently In Use | Gas | 10000 | Fiberglass | Fiberglass Reinforced Plastic | Pressure |  | 1998-04-01 |  | 1998-04-01
601134 | 3 | 1984-05-06 | Currently In Use | Gas | 10000 | Fiberglass | Fiberglass Reinforced Plastic | Pressure |  | 1998-04-01 |  | 1998-04-01
601134 | 4 | 1998-04-01 | Removed From Ground | Used Oil | 1000 | Fiberglass | Fiberglass Reinforced Plastic | Gravity Fed | Y |  | Y
601137 | 1 | 1994-10-21 | Removed From Ground | Kerosene | 4000 | Bare Steel | Galvanized Steel | Pressure
601137 | 2 | 1994-10-21 | Removed From Ground | Diesel | 4000 | Bare Steel | Galvanized Steel | Pressure
601137 | 3 | 1994-10-21 | Removed From Ground | Gas | 10000 | Bare Steel | Galvanized Steel | Pressure
601137 | 4 | 1994-10-21 | Removed From Ground | Gas | 8000 | Bare Steel | Galvanized Steel | Pressure
601137 | 5 | 1994-10-21 | Removed From Ground | Gas | 12000 | Bare Steel | Galvanized Steel | Pressure
601137 | 6 | 1995-04-10 | Currently In Use | Gas | 10000 | Fiberglass | Fiberglass Reinforced Plastic | Pressure |  | 1995-08-01 |  | 1995-08-01
601137 | 7 | 1995-04-10 | Currently In Use | Gas | 10000 | Fiberglass | Fiberglass Reinforced Plastic | Pressure |  | 1995-08-01 |  | 1995-08-01
601138 | 1 | 1991-05-28 | Removed From Ground | Gas | 10000 | Bare Steel | Galvanized Steel | Not Marked
601138 | 2 | 1991-05-28 | Removed From Ground | Gas | 10000 | Bare Steel | Galvanized Steel | Not Marked
601138 | 3 | 1991-05-28 | Removed From Ground | Gas | 4000 | Bare Steel | Galvanized Steel | Not Marked
601138 | 4 | 1991-05-28 | Removed From Ground | Kerosene | 4000 | Bare Steel | Galvanized Steel | Not Marked
601138 | 5 | 1991-05-28 | Removed From Ground | Diesel | 4000 | Bare Steel | Galvanized Steel | Not Marked
601138 | 6 | 1991-05-28 | Removed From Ground | Diesel | 4000 | Bare Steel | Galvanized Steel | Not Marked
601139 | 1 | 1993-03-19 | Removed From Ground | Gas | 3000 | Bare Steel | Galvanized Steel | Not Marked
601139 | 2 | 1993-03-19 | Removed From Ground | Gas | 4000 | Bare Steel | Galvanized Steel | Not Marked
601139 | 3 | 1993-03-19 | Removed From Ground | Gas | 5000 | Bare Steel | Galvanized Steel | Not Marked
601139 | 4 | 1993-03-19 | Removed From Ground | Gas | 10000 | Bare Steel | Galvanized Steel | Not Marked
601139 | 5 | 1993-03-19 | Removed From Ground | Diesel | 3000 | Bare Steel | Galvanized Steel | Not Marked
601139 | 6 | 2004-01-06 | Currently In Use | Gas | 12000 | Fiberglass | Double Walled | Pressure | N | 2004-01-06 | N | 2004-01-06
601139 | 7 | 2004-01-06 | Currently In Use | Gas | 8000 | Fiberglass | Double Walled | Pressure | N | 2004-01-06 | N | 2004-01-06
601139 | 8 | 2004-01-06 | Currently In Use | Diesel | 4000 | Fiberglass | Double Walled | Pressure | N | 2004-01-06 | N | 2004-01-06
601140 | 1 | 1985-03-17 | Currently In Use | Kerosene | 4000 | Composite | Fiberglass Reinforced Plastic | Pressure |  | 1998-11-02 |  | 1992-01-01
601140 | 2 | 1985-03-17 | Currently In Use | Diesel | 8000 | Composite | Fiberglass Reinforced Plastic | Pressure |  | 1998-11-02 |  | 1992-01-01
601140 | 3 | 1985-03-17 | Currently In Use | Gas | 8000 | Composite | Fiberglass Reinforced Plastic | Pressure |  | 1998-11-02 |  | 1992-01-01
601140 | 4 | 1985-03-17 | Currently In Use | Gas | 10000 | Composite | Fiberglass Reinforced Plastic | Pressure |  | 1998-11-02 |  | 1992-01-01
601140 | 5 | 1985-03-17 | Currently In Use | Gasohol | 10000 | Composite | Fiberglass Reinforced Plastic | Pressure |  | 1998-11-02 |  | 1992-01-01
601141 | 1 | 1988-11-01 | Removed From Ground | Gas | 10000 | Bare Steel | Galvanized Steel | Not Marked
601141 | 2 | 1988-11-01 | Removed From Ground | Gas | 8000 | Bare Steel | Galvanized Steel | Not Marked
601141 | 3 | 1988-11-01 | Removed From Ground | Gas | 6000 | Bare Steel | Galvanized Steel | Not Marked
601141 | 4 | 1988-11-01 | Removed From Ground | Gas | 6000 | Bare Steel | Galvanized Steel | Not Marked
601141 | 5 | 1988-11-01 | Removed From Ground | Diesel | 12000 | Bare Steel | Galvanized Steel | Not Marked
601142 | 1 | 1991-07-11 | Removed From Ground | Gas | 10000 | Bare Steel | Galvanized Steel | Not Marked
601142 | 2 | 1991-07-11 | Removed From Ground | Gas | 10000 | Bare Steel | Galvanized Steel | Not Marked
601142 | 3 | 1991-07-11 | Removed From Ground | Gas | 10000 | Bare Steel | Galvanized Steel | Not Marked
601146 | 1 | 1987-03-23 | Removed From Ground | Gas | 10000 | Bare Steel | Galvanized Steel | Not Marked
601146 | 2 | 1987-03-23 | Removed From Ground | Gas | 10000 | Bare Steel | Galvanized Steel | Not Marked
601146 | 3 | 1988-01-01 | Currently In Use | Diesel | 9816 | Fiberglass | Fiberglass Reinforced Plastic | Pressure |  | 1993-10-12 |  | 1993-10-12
601146 | 4 | 1988-01-01 | Currently In Use | Gas | 9816 | Fiberglass | Fiberglass Reinforced Plastic | Pressure |  | 1993-10-12 |  | 1993-10-12
601146 | 5 | 1988-01-01 | Currently In Use | Gas | 9816 | Fiberglass | Fiberglass Reinforced Plastic | Pressure |  | 1993-10-12 |  | 1993-10-12
601147 | 1 | 1989-03-01 | Removed From Ground | Gas | 4000 | Bare Steel | Galvanized Steel | Not Marked
601147 | 2 | 1989-05-01 | Removed From Ground | Gas | 4000 | Bare Steel | Galvanized Steel | Not Marked
601148 | 1 | 1980-01-01 | Currently In Use | Gas | 10000 | Steel-Impressed Current | Fiberglass Reinforced Plastic | Pressure |  | 1995-01-15 |  | 1995-01-15
601148 | 2 | 1980-01-01 | Currently In Use | Gas | 10000 | Steel-Impressed Current | Fiberglass Reinforced Plastic | Pressure |  | 1995-01-15 |  | 1995-01-15
601150 | 1 |  | Removed From Ground Date Unknown | Other | 10000 | Bare Steel | Galvanized Steel | Not Marked
601150 | 2 |  | Removed From Ground Date Unknown | Other | 10000 | Bare Steel | Galvanized Steel | Not Marked
601150 | 3 |  | Removed From Ground Date Unknown | Other | 10000 | Bare Steel | Galvanized Steel | Not Marked
601150 | 4 |  | Removed From Ground Date Unknown | Other | 10000 | Bare Steel | Galvanized Steel | Not Marked
601151 | 1 | 1990-01-01 | Currently In Use | Gas | 10000 | STIP-3 | Fiberglass Reinforced Plastic | Pressure |  | 1990-01-01 |  | 1990-01-01
601151 | 2 | 1990-01-01 | Currently In Use | Gas | 10000 | STIP-3 | Fiberglass Reinforced Plastic | Pressure |  | 1990-01-01 |  | 1990-01-01
601151 | 3 | 1990-01-01 | Currently In Use | Diesel | 10000 | STIP-3 | Fiberglass Reinforced Plastic | Pressure |  | 1990-01-01 |  | 1990-01-01
601151 | 4 | 2006-01-23 | Currently In Use | Kerosene | 1000 | Composite | Fiberglass Reinforced Plastic | Pressure | N | 2006-01-23 | N | 2006-01-23
601152 | 1 |  | Currently In Use | Gas | 3000 | Bare Steel | Galvanized Steel | Not Marked
601152 | 2 |  | Currently In Use | Gas | 3000 | Bare Steel | Galvanized Steel | Not Marked
601152 | 3 |  | Currently In Use | Gas | 3000 | Bare Steel | Galvanized Steel | Not Marked
601152 | 4 |  | Currently In Use | Gas | 3000 | Bare Steel | Galvanized Steel | Not Marked
601152 | 5 |  | Currently In Use | Used Oil | 600 | Bare Steel | Galvanized Steel | Not Marked | Y |  | Y
601152 | 6 |  | Currently In Use | Used Oil | 600 | Bare Steel | Galvanized Steel | Not Marked | Y |  | Y
601155 | 1 | 1992-09-01 | Removed From Ground | Gas | 10000 | Fiberglass | Fiberglass Reinforced Plastic | Pressure
601155 | 2 | 1992-09-01 | Removed From Ground | Gas | 10000 | Fiberglass | Fiberglass Reinforced Plastic | Pressure
601155 | 3 | 1994-04-01 | Removed From Ground | Gas | 10000 | Fiberglass | Fiberglass Reinforced Plastic | Pressure
601158 | 1 | 1981-07-01 | Currently In Use | Gas | 9816 | Fiberglass | Fiberglass Reinforced Plastic | Pressure |  | 1994-10-19 |  | 1994-10-19
601158 | 2 | 2012-12-07 | Currently In Use | Gas | 9816 | Fiberglass | Fiberglass Reinforced Plastic | Pressure |  | 1994-10-19 |  | 1994-10-19
601158 | 3 | 2012-12-07 | Currently In Use | Diesel | 9816 | Fiberglass | Fiberglass Reinforced Plastic | Pressure |  | 1994-10-19 |  | 1994-10-19
601159 | 1 | 1986-05-01 | Currently In Use | Gas | 6000 | Cathodically Protected Steel | Fiberglass Reinforced Plastic | Pressure |  | 1996-01-01 |  | 1996-01-01
601159 | 2 | 1986-05-01 | Currently In Use | Gas | 6000 | Cathodically Protected Steel | Fiberglass Reinforced Plastic | Pressure |  | 1996-01-01 |  | 1996-01-01
601159 | 3 | 1986-05-01 | Currently In Use | Gas | 6000 | Cathodically Protected Steel | Fiberglass Reinforced Plastic | Pressure |  | 1996-01-01 |  | 1996-01-01
601161 | 1 | 2003-09-26 | Removed From Ground | Gas | 2000 | Steel-Impressed Current | Cathodically Protected | Pressure |  | 1997-07-01 |  | 1997-07-01
601161 | 2 | 2003-09-26 | Removed From Ground | Gas | 2000 | Steel-Impressed Current | Cathodically Protected | Pressure |  | 1997-07-01 |  | 1997-07-01
601161 | 3 | 2003-09-26 | Removed From Ground | Gas | 2000 | Steel-Impressed Current | Cathodically Protected | Pressure |  | 1997-07-01 |  | 1997-07-01
601161 | 4 | 2003-09-26 | Removed From Ground | Gas | 7500 | Steel-Impressed Current | Cathodically Protected | Pressure |  | 1997-07-01 |  | 1997-07-01
601161 | 5 | 2003-09-26 | Removed From Ground | Gas | 7500 | Steel-Impressed Current | Cathodically Protected | Pressure |  | 1997-07-01 |  | 1997-07-01
601161 | 6 | 2016-05-17 | Removed From Ground | Gas | 8000 | Epoxy | Fiberglass Reinforced Plastic | Pressure | N | 2003-10-15 | N | 2003-10-15
601161 | 7A | 2016-05-17 | Removed From Ground | Gas | 4000 | Epoxy | Fiberglass Reinforced Plastic | Pressure | N | 2003-10-15 | N | 2003-10-15
601161 | 7B | 2016-05-17 | Removed From Ground | Gas | 4000 | Epoxy | Fiberglass Reinforced Plastic | Pressure | N | 2003-10-15 | N | 2003-10-15
601162 | 1 | 1990-10-15 | Removed From Ground | Diesel | 4000 | Cathodically Protected Steel | Fiberglass Reinforced Plastic | Not Marked
601165 | 1 | 1989-10-30 | Removed From Ground | Diesel | 8000 | Bare Steel | Bare Steel | Not Marked
601165 | 2 | 1989-10-30 | Removed From Ground | Diesel | 8000 | Bare Steel | Bare Steel | Not Marked
601166 | 1 | 2003-06-26 | Removed From Ground Date Unknown | Gas | 10000 | Steel-Impressed Current | Fiberglass Reinforced Plastic | Pressure |  | 1997-08-20 |  | 1997-08-20
601168 | 1 | 1971-02-25 | Currently In Use | Gas | 6100 | Steel-Impressed Current | Cathodically Protected | Suction: Valve At The Tank |  | 1998-07-28 |  | 1998-07-28
601168 | 2 | 1971-02-25 | Currently In Use | Gas | 6100 | Steel-Impressed Current | Cathodically Protected | Suction: Valve At The Tank |  | 1998-07-28 |  | 1998-07-28
601168 | 3 | 1994-01-05 | Removed From Ground | Gas | 5000 | Bare Steel | Bare Steel | Not Marked
601170 | 1 | 1997-12-01 | Removed From Ground | Diesel | 20000 | Bare Steel | Galvanized Steel | Suction: Valve At The Tank
601170 | 2 | 1997-12-01 | Removed From Ground | Diesel | 10000 | Bare Steel | Galvanized Steel | Suction: Valve At The Tank
601170 | 3 | 1987-10-21 | Removed From Ground | Used Oil | 550 | Bare Steel | Galvanized Steel | Not Marked | Y |  | Y
601170 | 4 | 2004-10-21 | Removed From Ground | Diesel | 20000 | Double Walled | Double Walled | Pressure |  | 1998-01-01 |  | 1998-01-01
601170 | 4 |  | Currently In Use | Diesel | 20000 | Double Walled | Double Walled | Pressure |  | 1998-01-01 |  | 1998-01-01
601170 | 5 | 2004-10-21 | Removed From Ground | Diesel | 15000 | Double Walled | Double Walled | Pressure |  | 1998-01-01 |  | 1998-01-01
601170 | 5 |  | Currently In Use | Diesel | 15000 | Double Walled | Double Walled | Pressure |  | 1998-01-01 |  | 1998-01-01
601170 | 6 | 2003-07-30 | Removed From Ground | Used Oil | 1000 | Bare Steel | Unknown | Not Marked | N |  | N
601171 | 1 | 2017-01-06 | Temporarily Out Of Use | Gas | 4000 | Bare Steel | Galvanized Steel | Suction: No Valve At The Tank
601171 | 1 |  | Currently In Use | Gas | 4000 | Bare Steel | Galvanized Steel | Suction: No Valve At The Tank
601171 | 2 | 2017-01-06 | Temporarily Out Of Use | Gas | 4000 | Bare Steel | Galvanized Steel | Suction: No Valve At The Tank
601171 | 2 |  | Currently In Use | Gas | 4000 | Bare Steel | Galvanized Steel | Suction: No Valve At The Tank
601171 | 3 | 2017-01-06 | Temporarily Out Of Use | Gas | 3000 | Bare Steel | Galvanized Steel | Suction: No Valve At The Tank
601171 | 3 |  | Currently In Use | Gas | 3000 | Bare Steel | Galvanized Steel | Suction: No Valve At The Tank
601171 | 4 | 2017-01-06 | Temporarily Out Of Use | Gas | 3000 | Bare Steel | Galvanized Steel | Suction: No Valve At The Tank
601171 | 4 |  | Currently In Use | Gas | 3000 | Bare Steel | Galvanized Steel | Suction: No Valve At The Tank
601171 | 5 | 2017-01-06 | Temporarily Out Of Use |  | 1000 | Unknown | Unknown |  | N |  | N
601171 | 5 |  | Currently In Use |  | 1000 | Unknown | Unknown |  | N |  | N
601172 | 1 | 1993-04-07 | Removed From Ground | Used Oil | 500 | Bare Steel | Bare Steel | Pressure | Y |  | Y
601174 | 1 |  | Permanently Out Of Use | Gas | 550 | Bare Steel | Copper | Not Marked
601175 | 1 | 1979-04-19 | Currently In Use | Gas | 10000 | Bare Steel | Galvanized Steel | Not Marked
601175 | 2 | 1979-04-19 | Currently In Use | Gas | 10000 | Bare Steel | Galvanized Steel | Not Marked
601175 | 3 | 1979-04-19 | Currently In Use | Diesel | 10000 | Bare Steel | Galvanized Steel | Not Marked
601175 | 4 | 1979-04-19 | Currently In Use | Gas | 10000 | Bare Steel | Galvanized Steel | Not Marked
601178 | 1 | 1985-04-17 | Currently In Use | Gas | 12000 | Fiberglass | Fiberglass Reinforced Plastic | Pressure |  | 1994-09-01 |  | 1994-09-01
601178 | 2 | 1985-04-17 | Currently In Use | Gas | 12000 | Fiberglass | Fiberglass Reinforced Plastic | Pressure |  | 1994-09-01 |  | 1994-09-01
601178 | 3 | 1985-04-17 | Currently In Use | Gas | 12000 | Fiberglass | Fiberglass Reinforced Plastic | Pressure |  | 1994-09-01 |  | 1994-09-01
601179 | 1 | 1984-04-17 | Currently In Use | Gas | 12000 | Fiberglass | Fiberglass Reinforced Plastic | Pressure |  | 1993-10-07 |  | 1993-10-07
601179 | 2 | 1984-04-17 | Currently In Use | Gas | 12000 | Fiberglass | Fiberglass Reinforced Plastic | Pressure |  | 1993-10-07 |  | 1993-10-07
601179 | 3 | 1984-04-17 | Currently In Use | Gas | 12000 | Fiberglass | Fiberglass Reinforced Plastic | Pressure |  | 1993-10-07 |  | 1993-10-07
601180 | 1 | 1992-07-24 | Removed From Ground | Gas | 4000 | Bare Steel | Galvanized Steel | Pressure
601180 | 2 | 1992-07-24 | Removed From Ground | Gas | 4000 | Bare Steel | Galvanized Steel | Pressure
601180 | 3 | 1992-07-24 | Removed From Ground | Gas | 4000 | Bare Steel | Galvanized Steel | Pressure
601180 | 4 | 1992-07-24 | Removed From Ground | Gas | 12000 | Fiberglass | Galvanized Steel | Pressure
601180 | 5 | 1992-07-24 | Removed From Ground | Gas | 12000 | Fiberglass | Galvanized Steel | Pressure
601181 | 1 | 1988-11-01 | Removed From Ground | Gas | 10000 | Bare Steel | Galvanized Steel | Not Marked
601181 | 2 | 1988-11-01 | Removed From Ground | Gas | 10000 | Bare Steel | Galvanized Steel | Not Marked
601181 | 3 | 1972-01-01 | Removed From Ground | Used Oil | 1000 | Bare Steel | Galvanized Steel | Not Marked | Y |  | Y
601181 | 4 | 1990-07-01 | Removed From Ground | Empty | 550 | Bare Steel | Galvanized Steel | Not Marked
601181 | 5 | 1993-08-20 | Removed From Ground | Used Oil | 550 | Double Walled | Fiberglass Reinforced Plastic | Gravity Fed | Y |  | Y
601181 | 6 | 1993-08-20 | Removed From Ground | Gas | 12000 | Fiberglass | Fiberglass Reinforced Plastic | Pressure
601181 | 7 | 1993-08-20 | Removed From Ground | Gas | 12000 | Fiberglass | Fiberglass Reinforced Plastic | Pressure
601181 | 8 | 1993-08-20 | Removed From Ground | Gas | 12000 | Fiberglass | Fiberglass Reinforced Plastic | Pressure
601182 | 1 | 1982-04-18 | Currently In Use | Gas | 12000 | Fiberglass | Fiberglass/Double Walled | Pressure |  | 1995-08-18 |  | 1995-08-18
601182 | 2 | 1982-04-18 | Currently In Use | Gas | 12000 | Fiberglass | Fiberglass/Double Walled | Pressure |  | 1995-08-18 |  | 1995-08-18
601182 | 3 | 1982-04-18 | Currently In Use | Diesel | 12000 | Fiberglass | Fiberglass/Double Walled | Pressure |  | 1995-08-18 |  | 1995-08-18
601183 | 1 | 1985-04-17 | Currently In Use | Gas | 12000 | Fiberglass | Fiberglass Reinforced Plastic | Not Marked |  | 1995-04-15 |  | 1995-04-15
601183 | 2 | 1985-04-17 | Currently In Use | Gas | 12000 | Fiberglass | Fiberglass Reinforced Plastic | Not Marked |  | 1995-04-15 |  | 1995-04-15
601183 | 3 | 1985-04-17 | Currently In Use | Diesel | 12000 | Fiberglass | Fiberglass Reinforced Plastic | Not Marked |  | 1995-04-15 |  | 1995-04-15
601184 | 1 | 1985-04-17 | Currently In Use | Gas | 12000 | Fiberglass | Single Wall Flex | Pressure |  | 1985-04-01 |  | 1985-04-01
601184 | 2 | 1985-04-17 | Currently In Use | Gas | 12000 | Fiberglass | Single Wall Flex | Pressure |  | 1985-04-01 |  | 1985-04-01
601184 | 3 | 1985-04-17 | Currently In Use | Diesel | 12000 | Fiberglass | Single Wall Flex | Pressure |  | 1985-04-01 |  | 1985-04-01
601185 | 1 | 1985-04-17 | Currently In Use | Gas | 12000 | Fiberglass | Fiberglass Reinforced Plastic | Pressure |  | 1985-04-01 |  | 1985-04-01
601185 | 2 | 1985-04-17 | Currently In Use | Gas | 12000 | Fiberglass | Fiberglass Reinforced Plastic | Pressure |  | 1985-04-01 |  | 1985-04-01
601185 | 3 | 1985-04-17 | Currently In Use | Gas | 12000 | Fiberglass | Fiberglass Reinforced Plastic | Pressure |  | 1985-04-01 |  | 1985-04-01
601186 | 1 | 1984-04-17 | Currently In Use | Gas | 12000 | Fiberglass | Fiberglass Reinforced Plastic | Pressure |  | 2013-01-08 12:00 |  | 2013-01-08 12:00
601186 | 2 | 1984-04-17 | Currently In Use | Gas | 12000 | Fiberglass | Fiberglass Reinforced Plastic | Pressure |  | 2013-01-08 12:00 |  | 2013-01-08 12:00
601186 | 3 | 1984-04-17 | Currently In Use | Diesel | 12000 | Fiberglass | Fiberglass Reinforced Plastic | Pressure |  | 2013-01-08 12:00 |  | 2013-01-08 12:00
601188 | 1 | 1990-06-25 | Removed From Ground | Gas | 10000 | Bare Steel | Galvanized Steel | Not Marked
601188 | 2 | 1990-06-25 | Removed From Ground | Gas | 10000 | Bare Steel | Galvanized Steel | Not Marked
601188 | 3 | 1990-06-25 | Removed From Ground | Used Oil | 550 | Bare Steel | Galvanized Steel | Gravity Fed | Y |  | Y
601188 | 4 | 1990-06-25 | Removed From Ground | Heating Oil | 1000 | Bare Steel | Galvanized Steel | Not Marked
601189 | 1 | 1989-09-01 | Removed From Ground | Gas | 4000 | Bare Steel | Galvanized Steel | Not Marked
601189 | 2 | 1989-09-01 | Removed From Ground | Gas | 4000 | Bare Steel | Galvanized Steel | Not Marked
601189 | 3 | 1989-09-01 | Removed From Ground | Gas | 4000 | Bare Steel | Galvanized Steel | Not Marked
601189 | 4 | 1989-09-01 | Removed From Ground | Gas | 4000 | Bare Steel | Galvanized Steel | Not Marked
601189 | 5 | 1989-09-01 | Removed From Ground | Used Oil | 550 | Bare Steel | Galvanized Steel | Not Marked | Y |  | Y
601189 | 6 | 1989-09-01 | Removed From Ground | Diesel | 550 | Bare Steel | Galvanized Steel | Not Marked
601189 | 7 | 1989-09-01 | Removed From Ground | Diesel | 550 | Bare Steel | Galvanized Steel | Not Marked
601189 | 8 | 1989-09-01 | Removed From Ground | Other | 550 | Bare Steel | Galvanized Steel | Not Marked
601191 | 1 | 1993-04-01 | Removed From Ground | Gas | 12000 | Bare Steel | Galvanized Steel | Not Marked
601191 | 1A | 1993-04-01 | Removed From Ground | Gas | 12000 | Fiberglass | Fiberglass Reinforced Plastic | Pressure
601191 | 2 | 1993-04-01 | Removed From Ground | Gas | 10000 | Bare Steel | Galvanized Steel | Not Marked
601191 | 2A | 1993-04-01 | Removed From Ground | Diesel | 12000 | Fiberglass | Fiberglass Reinforced Plastic | Pressure
601191 | 3 | 1993-04-01 | Removed From Ground | Diesel | 12000 | Bare Steel | Galvanized Steel | Not Marked
601191 | 3A | 1993-04-01 | Removed From Ground | Other | 550 | Marked Unknown | Not Marked | Not Marked
601191 | 4 | 1993-04-01 | Removed From Ground | Used Oil | 300 | Bare Steel | Galvanized Steel | Not Marked | Y |  | Y
601191 | 4A | 1993-04-01 | Removed From Ground | Used Oil | 550 | Marked Unknown | Not Marked | Not Marked | Y |  | Y
601192 | 1 | 1991-08-01 | Removed From Ground | Diesel | 10000 | Bare Steel | Galvanized Steel | Not Marked
601192 | 2 | 1991-08-01 | Removed From Ground | Diesel | 10000 | Bare Steel | Galvanized Steel | Not Marked
601192 | 3 | 2001-02-03 | Removed From Ground | Diesel | 2000 | Bare Steel | Not Marked | Not Marked
601193 | 1 | 2016-12-30 | Temporarily Out Of Use | Gas | 5000 | Steel-Impressed Current | Galvanized Steel | Pressure |  | 1999-01-21 |  | 1999-01-21
601193 | 2 | 2016-12-30 | Temporarily Out Of Use | Gas | 6000 | Steel-Impressed Current | Galvanized Steel | Pressure |  | 1999-01-21 |  | 1999-01-21
601193 | 3 | 2016-12-30 | Temporarily Out Of Use | Gas | 8000 | Steel-Impressed Current | Galvanized Steel | Pressure |  | 1999-01-21 |  | 1999-01-21
601193 | 4 | 2016-12-30 | Temporarily Out Of Use | Diesel | 5000 | Steel-Impressed Current | Galvanized Steel | Pressure |  | 1999-01-21 |  | 1999-01-21
601194 | 1 | 1989-02-01 | Removed From Ground | Gas | 6000 | Bare Steel | Galvanized Steel | Not Marked
601194 | 2 | 1989-02-01 | Removed From Ground | Gas | 6000 | Bare Steel | Galvanized Steel | Not Marked
601194 | 3 | 1989-02-01 | Removed From Ground | Gas | 3000 | Bare Steel | Galvanized Steel | Not Marked
601194 | 4 | 1997-05-01 | Currently In Use | Gas | 12000 | Composite | Double Walled | Pressure |  | 1997-05-01 |  | 1997-05-01
601194 | 5 | 1997-05-01 | Currently In Use | Gas | 10000 | Composite | Double Walled | Pressure |  | 1997-05-01 |  | 1997-05-01
601194 | 6 | 1997-05-01 | Currently In Use | Diesel | 5000 | Composite | Double Walled | Pressure |  | 1997-05-01 |  | 1997-05-01
601195 | 1 | 2007-07-05 | Temporarily Out Of Use | Gas | 3955 | Steel-Impressed Current | Fiberglass Reinforced Plastic | Pressure |  | 1998-11-01 |  | 1998-11-01
601195 | 2 | 2007-07-05 | Temporarily Out Of Use | Gas | 3955 | Steel-Impressed Current | Fiberglass Reinforced Plastic | Pressure |  | 1998-11-01 |  | 1998-11-01
601195 | 3 | 2007-07-05 | Temporarily Out Of Use | Diesel | 3955 | Steel-Impressed Current | Fiberglass Reinforced Plastic | Suction: Valve At The Tank |  | 1998-11-01 |  | 1998-11-01
601196 | 1 | 1998-01-13 | Removed From Ground | Gas | 6000 | Bare Steel | Galvanized Steel | Suction: Valve At The Tank
601196 | 2 | 1998-01-13 | Removed From Ground | Gas | 5000 | Bare Steel | Galvanized Steel | Suction: Valve At The Tank
601196 | 3 | 1998-01-13 | Removed From Ground | Gas | 3000 | Bare Steel | Galvanized Steel | Suction: Valve At The Tank
601196 | 4 | 1998-01-13 | Removed From Ground | Diesel | 5000 | Bare Steel | Galvanized Steel | Not Marked
601196 | 5 | 1998-01-21 | Closed In Ground | Used Oil | 3955 | Bare Steel | Galvanized Steel | Suction: Valve At The Tank | Y |  | Y
601198 | 1 | 1999-08-01 | Removed From Ground | Gas | 1000 | Bare Steel | Galvanized Steel | Suction: No Valve At The Tank
601198 | 2 | 1999-08-01 | Removed From Ground | Gas | 1000 | Bare Steel | Galvanized Steel | Suction: No Valve At The Tank
601198 | 3 | 2003-05-22 | Removed From Ground | Gas | 1000 | Epoxy | Fiberglass Reinforced Plastic | Suction: No Valve At The Tank |  | 1999-03-01 |  | 1999-03-01
601198 | 4 | 2003-05-22 | Removed From Ground | Gas | 1000 | Epoxy | Fiberglass Reinforced Plastic | Suction: No Valve At The Tank |  | 1999-03-01 |  | 1999-03-01
601198 | 5A | 2003-05-20 | Currently In Use | Gas | 9000 | Composite | Fiberglass Reinforced Plastic | Pressure | N | 2003-05-20 | N | 2003-05-20
601198 | 5B | 2003-05-20 | Currently In Use | Gas | 6000 | Composite | Fiberglass Reinforced Plastic | Pressure | N | 2003-05-20 | N | 2003-05-20
601199 | 1 |  | Removed From Ground Date Unknown | Empty | 1000 | Bare Steel | Galvanized Steel | Suction: Valve At The Tank
601199 | 2 |  | Removed From Ground Date Unknown | Empty | 1000 | Bare Steel | Galvanized Steel | Suction: Valve At The Tank
601199 | 3 |  | Removed From Ground Date Unknown | Diesel | 4000 | Bare Steel | Bare Steel | Suction: Valve At The Tank
601199 | 4 |  | Removed From Ground Date Unknown | Diesel | 2000 | Bare Steel | Bare Steel | Suction: Valve At The Tank
601199 | 5 |  | Removed From Ground Date Unknown | Gas | 1000 | Bare Steel | Bare Steel | Suction: Valve At The Tank
601199 | 6 |  | Closed In Ground Date Unknown | Gas | 1000 | Bare Steel | Bare Steel | Suction: Valve At The Tank
601200 | 1 | 1988-01-01 | Removed From Ground | Gas | 1000 | Bare Steel | Galvanized Steel | Not Marked
601201 | 1 | 1986-01-01 | Removed From Ground | Empty | 1000 | Bare Steel | Galvanized Steel | Not Marked
601205 | 1 | 1990-10-31 | Removed From Ground | Gas | 5288 | Bare Steel | Galvanized Steel | Not Marked
601205 | 2 | 1990-10-31 | Removed From Ground | Gas | 5288 | Bare Steel | Galvanized Steel | Not Marked
601205 | 3 | 1990-10-31 | Removed From Ground | Gas | 5060 | Bare Steel | Galvanized Steel | Not Marked
601205 | 4 | 1990-10-31 | Removed From Ground | Used Oil | 275 | Bare Steel | Galvanized Steel | Not Marked | Y |  | Y
601208 | 1 |  | Currently In Use | Gas |  | Bare Steel | Galvanized Steel | Not Marked
601208 | 2 |  | Currently In Use | Gas |  | Bare Steel | Galvanized Steel | Not Marked
601208 | 3 |  | Currently In Use | Gas |  | Bare Steel | Galvanized Steel | Not Marked
601208 | 4 |  | Currently In Use | Gas |  | Bare Steel | Galvanized Steel | Not Marked
601208 | 5 |  | Currently In Use | Gas |  | Bare Steel | Galvanized Steel | Not Marked
601209 | 1 | 2013-08-14 | Closed In Ground | Gas | 4000 | Steel-Impressed Current | Cathodically Protected | Suction: Valve At The Tank |  | 1998-06-01 |  | 1998-06-01
601209 | 1 |  | Temporarily Out Of Use | Gas | 4000 | Steel-Impressed Current | Cathodically Protected | Suction: Valve At The Tank |  | 1998-06-01 |  | 1998-06-01
601209 | 2 | 2013-08-14 | Closed In Ground | Gas | 4000 | Steel-Impressed Current | Cathodically Protected | Suction: Valve At The Tank |  | 1998-06-01 |  | 1998-06-01
601209 | 2 |  | Temporarily Out Of Use | Gas | 4000 | Steel-Impressed Current | Cathodically Protected | Suction: Valve At The Tank |  | 1998-06-01 |  | 1998-06-01
601209 | 3 | 2013-08-14 | Closed In Ground | Gas | 3000 | Steel-Impressed Current | Cathodically Protected | Suction: Valve At The Tank |  | 1998-06-01 |  | 1998-06-01
601209 | 3 |  | Temporarily Out Of Use | Gas | 3000 | Steel-Impressed Current | Cathodically Protected | Suction: Valve At The Tank |  | 1998-06-01 |  | 1998-06-01
601209 | 4 | 2013-08-14 | Currently In Use | Gas | 3000 | Steel-Impressed Current | Cathodically Protected | Suction: Valve At The Tank |  | 1998-06-01 |  | 1998-06-01
601209 | 4 |  | Temporarily Out Of Use | Gas | 3000 | Steel-Impressed Current | Cathodically Protected | Suction: Valve At The Tank |  | 1998-06-01 |  | 1998-06-01
601209 | 5 | 2013-08-14 | Currently In Use | Diesel | 3000 | Steel-Impressed Current | Cathodically Protected | Suction: Valve At The Tank |  | 1998-06-01 |  | 1998-06-01
601209 | 5 |  | Temporarily Out Of Use | Diesel | 3000 | Steel-Impressed Current | Cathodically Protected | Suction: Valve At The Tank |  | 1998-06-01 |  | 1998-06-01
601209 | 6 | 1998-06-30 | Removed From Ground | Used Oil | 1 | Bare Steel | Galvanized Steel | Gravity Fed | Y |  | Y
601219 | 182467 | 1978-12-15 | Temporarily Out Of Use | Empty | 560 | Bare Steel | Bare Steel | Not Marked | Y |  | Y
601219 | 182467 |  | Removed From Ground Date Unknown | Empty | 560 | Bare Steel | Bare Steel | Not Marked | Y |  | Y
601219 | 452084 | 1978-12-15 | Temporarily Out Of Use | Empty | 8000 | Bare Steel | Bare Steel | Not Marked
601219 | 452084 |  | Removed From Ground Date Unknown | Empty | 8000 | Bare Steel | Bare Steel | Not Marked
601219 | 452085 | 2006-02-28 | Removed From Ground Date Unknown | Empty | 8000 | Bare Steel | Bare Steel | Not Marked
601219 | 460045 | 1978-12-15 | Temporarily Out Of Use | Empty | 8084 | Fiberglass | Unknown | Not Marked
601219 | 460045 |  | Removed From Ground Date Unknown | Empty | 8084 | Fiberglass | Unknown | Not Marked
601226 | 1 | 2007-01-15 | Removed From Ground | Gas | 10270 | Steel-Impressed Current | Fiberglass Reinforced Plastic | Pressure |  | 1997-08-02 |  | 1997-08-02
601226 | 2 | 2007-01-15 | Removed From Ground | Gas | 10270 | Steel-Impressed Current | Fiberglass Reinforced Plastic | Pressure |  | 1997-08-02 |  | 1997-08-02
601226 | 3 | 2007-01-15 | Removed From Ground | Gas | 10270 | Steel-Impressed Current | Fiberglass Reinforced Plastic | Pressure |  | 1997-08-02 |  | 1997-08-02
601226 | 4 | 2007-01-15 | Removed From Ground | Diesel | 10270 | Steel-Impressed Current | Fiberglass Reinforced Plastic | Pressure |  | 1997-08-02 |  | 1997-08-02
601230 | 1 | 1993-10-06 | Removed From Ground | Gas | 10270 | Bare Steel | Galvanized Steel | Pressure
601230 | 2 | 1993-10-06 | Removed From Ground | Gas | 15060 | Bare Steel | Galvanized Steel | Pressure
601230 | 3 | 1993-10-06 | Removed From Ground | Gas | 15060 | Bare Steel | Galvanized Steel | Pressure
601230 | 4 | 2009-04-20 | Currently In Use | Gas | 12000 | Epoxy | Fiberglass/Double Walled | Pressure |  | 1996-06-10 |  | 1996-06-10
601230 | 5 | 2009-04-20 | Currently In Use | Gas | 8000 | Epoxy | Fiberglass/Double Walled | Pressure |  | 1996-06-10 |  | 1996-06-10
601231 | 1 | 1994-10-01 | Removed From Ground | Diesel | 1200 | Bare Steel | Galvanized Steel | Suction: No Valve At The Tank
601232 | 1 | 1990-01-01 | Removed From Ground | Gas | 500 | Bare Steel | Unknown | Not Marked
601233 | 1 | 1998-03-31 | Removed From Ground | Gas | 10000 | Bare Steel | Galvanized Steel | Not Marked
601233 | 2 | 1998-03-31 | Removed From Ground | Gas | 10000 | Bare Steel | Galvanized Steel | Not Marked
601233 | 3 | 1998-06-01 | Currently In Use | Gas | 10000 | Fiberglass | Fiberglass/Double Walled | Pressure |  | 1998-06-01 |  | 1998-06-01
601234 | 1 | 1973-07-01 | Closed In Ground | Gas | 500 | Bare Steel | Unknown | Not Marked
601235 | 1 |  | Removed From Ground Date Unknown | Propane | 250 | Bare Steel | Bare Steel | Not Marked
601237 | 1 | 1990-08-01 | Removed From Ground | Gas | 6000 | Cathodically Protected Steel | Galvanized Steel | Not Marked
601237 | 2 | 1990-08-01 | Removed From Ground | Gas | 6000 | Cathodically Protected Steel | Galvanized Steel | Not Marked
601237 | 3 | 1990-08-01 | Removed From Ground | Gas | 4000 | Cathodically Protected Steel | Galvanized Steel | Not Marked
601239 | 1 | 1988-07-22 | Removed From Ground | Gas | 1000 | Bare Steel | Galvanized Steel | Not Marked
601240 | 1 | 1988-08-01 | Removed From Ground | Gas | 2000 | Bare Steel | Galvanized Steel | Not Marked
601241 | 1 |  | Temporarily Out Of Use | Gas | 550 | Bare Steel | Galvanized Steel | Not Marked
601242 | 1 | 1988-08-08 | Removed From Ground | Gas | 1000 | Bare Steel | Galvanized Steel | Not Marked
601243 | 1 | 1988-08-21 | Removed From Ground | Gas | 1000 | Bare Steel | Galvanized Steel | Not Marked
601243 | 2 | 1988-08-21 | Removed From Ground | Diesel | 2000 | Bare Steel | Galvanized Steel | Not Marked
601244 | 1 | 1988-11-15 | Removed From Ground | Diesel | 2000 | Bare Steel | Galvanized Steel | Not Marked
601245 | 1 | 1988-09-22 | Removed From Ground | Gas | 2000 | Bare Steel | Galvanized Steel | Not Marked
601247 | 1 | 1988-08-02 | Removed From Ground | Other | 550 | Bare Steel | Galvanized Steel | Not Marked
601247 | 2 | 1988-08-02 | Removed From Ground | Other | 1000 | Bare Steel | Galvanized Steel | Not Marked
601247 | 3 | 2009-02-10 | Removed From Ground | Gas | 10000 | Cathodically Protected Steel | Bare Steel | Suction: Valve At The Tank |  | 1995-01-01 |  | 1995-01-01
601249 | 1 | 1992-06-29 | Removed From Ground | Diesel | 10000 | Bare Steel | Galvanized Steel | Not Marked
601253 | 1 | 1988-06-30 | Removed From Ground | Gas | 1000 | Bare Steel | Galvanized Steel | Not Marked
601254 | 1 | 1987-11-19 | Closed In Ground | Gas | 550 | Bare Steel | Galvanized Steel | Not Marked
601254 | 2 | 1987-11-01 | Removed From Ground | Gas | 2000 | Bare Steel | Galvanized Steel | Not Marked
601256 | 1 | 1988-09-02 | Removed From Ground | Other | 550 | Bare Steel | Galvanized Steel | Not Marked
601256 | 2 | 1988-09-02 | Removed From Ground | Other | 550 | Bare Steel | Galvanized Steel | Not Marked
601256 | 3 | 1988-09-02 | Removed From Ground | Gas | 3000 | Bare Steel | Galvanized Steel | Not Marked
601258 | 1 | 1988-08-18 | Removed From Ground | Gas | 550 | Bare Steel | Galvanized Steel | Not Marked
601259 | 1 | 1988-07-22 | Removed From Ground | Gas | 2000 | Bare Steel | Galvanized Steel | Not Marked
601260 | 1 | 1988-09-09 | Removed From Ground | Gas | 1000 | Bare Steel | Galvanized Steel | Not Marked
601263 | 1 | 1991-05-01 | Removed From Ground | Used Oil | 1000 | Bare Steel | Galvanized Steel | Not Marked | Y |  | Y
601264 | 1 | 1992-04-20 | Removed From Ground | Used Oil | 1000 | Bare Steel | Galvanized Steel | Gravity Fed | Y |  | Y
601265 | 1 |  | Removed From Ground Date Unknown | Gas | 1000 | Concrete | Fiberglass Reinforced Plastic | Not Marked
601268 | 1 | 1992-03-01 | Removed From Ground | Gas | 12000 | Bare Steel | Galvanized Steel | Not Marked
601268 | 2 |  | Removed From Ground Date Unknown | Gas | 12000 | Bare Steel | Galvanized Steel | Not Marked
601268 | 3 | 1992-03-01 | Removed From Ground | Gas | 1000 | Not Marked/Unknown | Not Marked | Not Marked
601268 | 4 | 1999-02-16 | Removed From Ground | Diesel | 1000 | Not Marked/Unknown | Not Marked | Not Marked
601268 | 4 |  | Temporarily Out Of Use | Diesel | 1000 | Not Marked/Unknown | Not Marked | Not Marked
601268 | 5 | 2012-11-12 | Removed From Ground | Diesel | 2000 | STIP-3 | Fiberglass/Double Walled | Suction: Valve At The Tank | N | 1999-03-05 | N | 1999-03-05
601270 | 1 | 1986-12-01 | Removed From Ground | Gas | 3990 | Bare Steel | Galvanized Steel | Not Marked
601270 | 2 | 1986-12-01 | Removed From Ground | Gas | 1066 | Bare Steel | Galvanized Steel | Not Marked
601270 | 3 | 1986-12-01 | Removed From Ground | Gas | 1066 | Bare Steel | Galvanized Steel | Not Marked
601270 | 4 | 1986-12-01 | Removed From Ground | Gas | 1066 | Bare Steel | Galvanized Steel | Not Marked
601270 | 5 | 1986-12-01 | Removed From Ground | Diesel | 560 | Bare Steel | Galvanized Steel | Not Marked
601271 | 1 | 1970-05-12 | Currently In Use | Gas | 1065 | Steel-Impressed Current | Cathodically Protected | Suction: Valve At The Tank |  | 1998-10-01 |  | 1998-10-01
601271 | 2 | 1970-05-12 | Currently In Use | Gas | 1065 | Steel-Impressed Current | Cathodically Protected | Suction: Valve At The Tank |  | 1998-10-01 |  | 1998-10-01
601271 | 3 | 1970-05-12 | Currently In Use | Gas | 1065 | Steel-Impressed Current | Cathodically Protected | Suction: Valve At The Tank |  | 1998-10-01 |  | 1998-10-01
601271 | 4 | 1970-05-12 | Currently In Use | Diesel | 280 | Steel-Impressed Current | Cathodically Protected | Suction: Valve At The Tank |  | 1998-10-01 |  | 1998-10-01
601272 | 1 | 1988-11-02 | Removed From Ground | Gas | 3955 | Bare Steel | Galvanized Steel | Not Marked
601272 | 10 | 1988-11-03 | Currently In Use | Kerosene | 1000 | STIP-3 | Fiberglass Reinforced Plastic | Pressure |  | 1988-11-03 |  | 1988-11-03
601272 | 2 | 1988-11-02 | Removed From Ground | Gas | 3955 | Bare Steel | Galvanized Steel | Not Marked
601272 | 3 | 1988-11-02 | Removed From Ground | Gas | 3955 | Bare Steel | Galvanized Steel | Not Marked
601272 | 4 | 1988-11-02 | Removed From Ground | Gas | 3955 | Bare Steel | Galvanized Steel | Not Marked
601272 | 5 | 1988-11-02 | Removed From Ground | Gas | 3955 | Bare Steel | Galvanized Steel | Not Marked
601272 | 6 | 1988-11-02 | Removed From Ground | Gas | 3955 | Bare Steel | Galvanized Steel | Not Marked
601272 | 7 | 1988-11-03 | Currently In Use | Gas | 10000 | STIP-3 | Fiberglass Reinforced Plastic | Pressure |  | 1988-11-03 |  | 1988-11-03
601272 | 8 | 1988-11-03 | Currently In Use | Gas | 10000 | STIP-3 | Fiberglass Reinforced Plastic | Pressure |  | 1988-11-03 |  | 1988-11-03
601272 | 9 | 1988-11-03 | Currently In Use | Gas | 10000 | STIP-3 | Fiberglass Reinforced Plastic | Pressure |  | 1988-11-03 |  | 1988-11-03
601273 | 1 | 1993-06-01 | Removed From Ground | Gas | 1065 | Bare Steel | Galvanized Steel | Not Marked
601273 | 2 | 1993-06-01 | Removed From Ground | Gas | 1065 | Bare Steel | Galvanized Steel | Not Marked
601273 | 3 | 1993-06-01 | Removed From Ground | Kerosene | 560 | Bare Steel | Galvanized Steel | Not Marked
601273 | 4 | 2004-09-01 | Currently In Use | Gas | 12000 | Composite | Fiberglass Reinforced Plastic | Pressure | N | 2004-09-01 | N | 2004-09-01
601273 | 5 | 2004-09-01 | Currently In Use | Gas | 8000 | Composite | Fiberglass Reinforced Plastic | Pressure | N | 2004-09-01 | N | 2004-09-01
601273 | 6 | 2004-09-01 | Currently In Use | Diesel | 6000 | Composite | Fiberglass Reinforced Plastic | Pressure | N | 2004-09-01 | N | 2004-09-01
601274 | 1 | 1979-05-10 | Currently In Use | Gas | 3955 | Steel-Impressed Current | Fiberglass Reinforced Plastic | Pressure |  | 1988-11-01 |  | 1988-11-01
601274 | 2 | 1979-05-10 | Currently In Use | Gas | 3955 | Steel-Impressed Current | Fiberglass Reinforced Plastic | Pressure |  | 1988-11-01 |  | 1988-11-01
601274 | 3 | 1979-05-10 | Currently In Use | Gas | 3955 | Steel-Impressed Current | Fiberglass Reinforced Plastic | Pressure |  | 1988-11-01 |  | 1988-11-01
601274 | 4 | 1986-12-18 | Currently In Use | Diesel | 4000 | STIP-3 | Fiberglass Reinforced Plastic | Pressure |  | 1988-11-01 |  | 1988-11-01
601274 | 5 | 1986-12-18 | Currently In Use | Kerosene | 1000 | STIP-3 | Fiberglass Reinforced Plastic | Pressure |  | 1988-11-01 |  | 1988-11-01
601276 | 1 | 1988-12-20 | Removed From Ground | Gas | 560 | Bare Steel | Galvanized Steel | Not Marked
601276 | 2 | 1988-12-20 | Removed From Ground | Gas | 560 | Bare Steel | Galvanized Steel | Not Marked
601277 | 1 | 1987-05-10 | Removed From Ground | Gas | 5000 | Bare Steel | Galvanized Steel | Not Marked
601277 | 2 | 1987-05-10 | Removed From Ground | Gas | 1066 | Bare Steel | Galvanized Steel | Not Marked
601277 | 3 | 1987-05-10 | Removed From Ground | Gas | 1066 | Bare Steel | Galvanized Steel | Not Marked
601278 | 1 | 2016-11-03 | Removed From Ground | Gas | 8000 | Steel-Impressed Current | Cathodically Protected | Suction: Valve At The Tank |  | 1998-10-01 |  | 1998-10-01
601278 | 110316 | 2016-11-03 | Removed From Ground | Gas | 8000 | Steel-Impressed Current | Cathodically Protected | Suction: Valve At The Tank |  | 1998-10-01 |  | 1998-10-01
601278 | 3 |  | Removed From Ground Date Unknown | Kerosene | 560 | Bare Steel | Galvanized Steel | Not Marked
601279 | 1 | 1974-05-11 | Currently In Use | Diesel | 20000 | Steel-Impressed Current | Cathodically Protected | Pressure |  | 1973-01-01 |  | 1973-01-01
601279 | 2 | 1974-05-11 | Currently In Use | Gas | 20000 | Steel-Impressed Current | Cathodically Protected | Pressure |  | 1973-01-01 |  | 1973-01-01
601279 | 3 | 1974-05-11 | Currently In Use | Diesel | 20000 | Steel-Impressed Current | Impressed Current | Pressure |  | 1993-01-01 |  | 1973-01-01
601279 | 4 | 1974-05-11 | Currently In Use | Gas | 10000 | Steel-Impressed Current | Impressed Current | Pressure |  | 1973-01-01 |  | 1973-01-01
601279 | 5 | 1974-05-11 | Currently In Use | Kerosene | 10000 | Steel-Impressed Current | Impressed Current | Pressure |  | 1973-01-01 |  | 1973-01-01
601279 | 6 | 1974-05-11 | Currently In Use | Other | 10000 | Steel-Impressed Current | Impressed Current | Pressure |  | 1973-01-01 |  | 1973-01-01
601280 | 1 | 1996-05-15 | Removed From Ground | Gas | 550 | Bare Steel | Galvanized Steel | Not Marked
601281 | 1 | 1988-11-01 | Closed In Ground | Gas | 2000 | Bare Steel | Galvanized Steel | Not Marked
601282 | 1 | 1990-02-18 | Removed From Ground | Gas | 2000 | Bare Steel | Galvanized Steel | Not Marked
601283 | 1 | 1988-11-15 | Removed From Ground | Gas | 1000 | Bare Steel | Galvanized Steel | Not Marked
601285 | 1 | 2001-01-01 | Closed In Ground | Used Oil | 560 | Cathodically Protected Steel | Cathodically Protected | Suction: Valve At The Tank | Y |  | Y | 1993-10-07
601285 | 2 | 2001-01-01 | Closed In Ground | Other | 560 | Cathodically Protected Steel | Cathodically Protected | Suction: Valve At The Tank |  |  |  | 1993-10-07
601285 | 3 | 2001-01-01 | Closed In Ground | Other | 560 | Cathodically Protected Steel | Cathodically Protected | Suction: Valve At The Tank |  |  |  | 1993-10-07
601285 | 4 | 2001-01-01 | Closed In Ground | Used Oil | 560 | Bare Steel | Galvanized Steel | Gravity Fed | Y |  | Y | 1993-10-07
601286 | 1 | 2013-08-14 | Temporarily Out Of Use | Gas | 4000 | Composite | Fiberglass Reinforced Plastic | Pressure |  | 1990-07-16 |  | 1990-07-16
601286 | 2 | 2013-08-14 | Temporarily Out Of Use | Gas | 4000 | Epoxy | Fiberglass Reinforced Plastic | Pressure |  | 1990-07-16 |  | 1990-07-16
601286 | 3 | 2013-08-14 | Temporarily Out Of Use | Gas | 4000 | Composite | Fiberglass Reinforced Plastic | Pressure |  | 1990-07-16 |  | 1990-07-16
601286 | 4 | 2013-08-14 | Temporarily Out Of Use | Gas | 4000 | Composite | Fiberglass Reinforced Plastic | Pressure |  | 1990-07-16 |  | 1990-07-16
601287 | 6 | 1986-05-01 | Currently In Use | Other | 3000 | Composite | Fiberglass Reinforced Plastic | Not Marked |  | 1986-05-01 12:00 |  | 1986-05-01 12:00
601287 | A | 1986-05-01 | Currently In Use | E85 | 4000 | Composite | Fiberglass Reinforced Plastic | Pressure |  | 1986-05-01 12:00 |  | 1986-05-01 12:00
601287 | B | 1986-05-01 | Currently In Use | Diesel | 20000 | Composite | Fiberglass Reinforced Plastic | Pressure |  | 1986-05-01 12:00 |  | 1986-05-01 12:00
601287 | C | 1986-05-01 | Currently In Use | Gas | 10000 | Composite | Fiberglass Reinforced Plastic | Pressure |  | 1986-05-01 12:00 |  | 1986-05-01 12:00
601287 | D | 1986-05-01 | Currently In Use | Gas | 10000 | Composite | Fiberglass Reinforced Plastic | Pressure |  | 1986-05-01 12:00 |  | 1986-05-01 12:00
601287 | E | 1986-05-01 | Currently In Use | Gas | 8000 | Composite | Fiberglass Reinforced Plastic | Pressure |  | 1986-05-01 12:00 |  | 1986-05-01 12:00
601289 | 0700202 | 1996-11-26 | Removed From Ground | Gas | 12000 | Not Marked/Unknown | Not Marked | Not Marked
601290 | 1 | 1995-03-01 | Removed From Ground | Gas | 10000 | Cathodically Protected Steel | Galvanized Steel | Not Marked
601290 | 2 | 1995-03-01 | Removed From Ground | Gas | 10000 | Cathodically Protected Steel | Galvanized Steel | Not Marked
601290 | 3 | 1995-03-01 | Removed From Ground | Gas | 10000 | Cathodically Protected Steel | Galvanized Steel | Not Marked
601290 | 4 | 1995-03-01 | Removed From Ground | Diesel | 8000 | Cathodically Protected Steel | Galvanized Steel | Not Marked
601290 | 5 | 1995-03-01 | Removed From Ground | Kerosene | 4000 | Cathodically Protected Steel | Galvanized Steel | Not Marked
601290 | P329159A | 2006-04-13 | Currently In Use | Gas | 8000 | Fiberglass | Double Walled | Pressure | N | 2006-05-24 | N | 2006-05-24
601290 | P329159B | 2006-04-13 | Currently In Use | Diesel | 4000 | Fiberglass | Double Walled | Pressure | N | 2006-05-24 | N | 2006-05-24
601290 | P329163 | 2006-04-13 | Currently In Use | Gas | 12000 | Fiberglass | Double Walled | Pressure | N | 2006-05-24 | N | 2006-05-24
601294 | 1 | 1993-02-24 | Removed From Ground | Diesel | 5000 | Fiberglass | Fiberglass Reinforced Plastic | Not Marked
601294 | 2 | 1993-02-15 | Removed From Ground | Diesel | 10000 | Bare Steel | Bare Steel | Not Marked
601294 | 3 | 1993-02-16 | Removed From Ground | Diesel | 6000 | Bare Steel | Bare Steel | Not Marked
601294 | 4 | 1993-02-15 | Removed From Ground | Used Oil | 500 | Bare Steel | Bare Steel | Not Marked | Y |  | Y
601294 | 5 | 1993-02-15 | Removed From Ground | Used Oil | 500 | Bare Steel | Bare Steel | Not Marked | Y |  | Y
601295 | 1 | 1990-09-21 | Removed From Ground | Gas | 4000 | Marked Unknown | Galvanized Steel | Not Marked
601296 | 1 | 1993-03-22 | Removed From Ground | Gas | 6000 | Bare Steel | Galvanized Steel | Suction: Valve At The Tank
601296 | 2 | 1993-03-22 | Removed From Ground | Gas | 6000 | Bare Steel | Galvanized Steel | Suction: No Valve At The Tank
601296 | 3 | 1993-03-22 | Removed From Ground | Gas | 6000 | Bare Steel | Galvanized Steel | Suction: No Valve At The Tank
601297 | 1 | 1998-02-02 | Removed From Ground | Gas | 10152 | Bare Steel | Bare Steel | Suction: No Valve At The Tank
601297 | 2 | 1998-02-02 | Removed From Ground | Gas | 10152 | Bare Steel | Bare Steel | Suction: No Valve At The Tank
601297 | 3 | 1998-02-02 | Removed From Ground | Gas | 10152 | Bare Steel | Bare Steel | Suction: No Valve At The Tank
601297 | 4 | 1998-02-11 | Currently In Use | Gas | 10000 | Fiberglass | Double Walled | Pressure |  | 1998-02-12 |  | 1998-02-12
601297 | 5 | 1998-02-11 | Currently In Use | Gas | 10000 | Fiberglass | Double Walled | Pressure |  | 1998-02-12 |  | 1998-02-12
601299 | 1 | 2004-09-15 | Removed From Ground | Gas | 11300 | Fiberglass | Fiberglass Reinforced Plastic | Pressure |  | 1982-01-01 |  | 1982-01-01
601299 | 2 | 2004-09-15 | Removed From Ground | Gas | 11300 | Fiberglass | Fiberglass Reinforced Plastic | Pressure |  | 1982-01-01 |  | 1982-01-01
601299 | 3 | 2004-09-15 | Removed From Ground | Gas | 11300 | Fiberglass | Fiberglass Reinforced Plastic | Pressure |  | 1982-01-01 |  | 1982-01-01
601299 | 4 | 2004-09-15 | Removed From Ground | Diesel | 11300 | Fiberglass | Fiberglass Reinforced Plastic | Pressure |  | 1982-01-01 |  | 1982-01-01
601299 | 4 |  | Permanently Out Of Use | Diesel | 11300 | Fiberglass | Fiberglass Reinforced Plastic | Pressure |  | 1982-01-01 |  | 1982-01-01
601300 | 1 | 1980-05-09 | Currently In Use | Gas | 12000 | Steel-Impressed Current | Fiberglass Reinforced Plastic | Pressure |  | 1988-01-01 |  | 1988-01-01
601300 | 2 | 1980-05-09 | Currently In Use | Gas | 12000 | Steel-Impressed Current | Fiberglass Reinforced Plastic | Pressure |  | 1988-01-01 |  | 1988-01-01
601300 | 3 | 1980-05-09 | Currently In Use | Gas | 12000 | Steel-Impressed Current | Fiberglass Reinforced Plastic | Pressure |  | 1988-01-01 |  | 1988-01-01
601300 | 4 | 1998-07-01 | Removed From Ground | Diesel | 12000 | Cathodically Protected Steel | Fiberglass Reinforced Plastic | Pressure |  | 1988-01-01 |  | 1988-01-01
601301 | 1 |  | Removed From Ground Date Unknown | Other | 5000 | Bare Steel | Galvanized Steel | Not Marked
601301 | 2 |  | Removed From Ground Date Unknown | Other | 5000 | Bare Steel | Galvanized Steel | Not Marked
601301 | 3 |  | Removed From Ground Date Unknown | Other | 5000 | Bare Steel | Galvanized Steel | Not Marked
601301 | 4 |  | Removed From Ground Date Unknown | Other | 5000 | Bare Steel | Galvanized Steel | Not Marked
601301 | 5 | 1983-05-09 | Currently In Use | Gas | 11300 | Fiberglass | Fiberglass Reinforced Plastic | Pressure |  | 1983-01-01 |  | 1983-01-01
601301 | 6 | 1983-05-09 | Currently In Use | Gas | 11300 | Fiberglass | Fiberglass Reinforced Plastic | Pressure |  | 1983-01-01 |  | 1983-01-01
601301 | 7 | 1983-05-09 | Currently In Use | Gas | 11300 | Fiberglass | Fiberglass Reinforced Plastic | Pressure |  | 1983-01-01 |  | 1983-01-01
601301 | 8 | 1998-07-01 | Removed From Ground | Gas | 11300 | Fiberglass | Fiberglass Reinforced Plastic | Not Marked |  | 1983-01-01 |  | 1983-01-01
601302 | 1 | 2007-01-18 | Removed From Ground | Gas | 12033 | Steel-Impressed Current | Cathodically Protected | Not Marked |  | 1998-12-01 |  | 1998-12-01
601302 | 2 | 2007-01-18 | Removed From Ground | Gas | 12033 | Steel-Impressed Current | Cathodically Protected | Not Marked |  | 1998-12-01 |  | 1998-12-01
601302 | 3 | 2007-01-18 | Removed From Ground | Diesel | 12033 | Steel-Impressed Current | Cathodically Protected | Not Marked |  | 1998-12-01 |  | 1998-12-01
601302 | 4 | 2007-01-18 | Removed From Ground | Gas | 10000 | Steel-Impressed Current | Cathodically Protected | Not Marked |  | 1998-12-01 |  | 1998-12-01
601302 | 5 | 1979-09-15 | Permanently Out Of Use | Empty | 6110 | Bare Steel | Galvanized Steel | Not Marked
601302 | 6 | 1979-09-15 | Permanently Out Of Use | Empty | 6110 | Bare Steel | Galvanized Steel | Not Marked
601302 | 7 | 1979-09-15 | Permanently Out Of Use | Empty | 8127 | Bare Steel | Galvanized Steel | Not Marked
601305 | 1 | 1983-05-09 | Currently In Use | Gas | 11300 | Fiberglass | Fiberglass Reinforced Plastic | Pressure |  | 1993-05-09 |  | 1993-05-09
601305 | 2 | 1983-05-09 | Currently In Use | Gas | 11300 | Fiberglass | Fiberglass Reinforced Plastic | Pressure |  | 1983-05-09 |  | 1983-05-09
601305 | 3 | 1983-05-09 | Currently In Use | Gas | 11300 | Fiberglass | Fiberglass Reinforced Plastic | Pressure |  | 1983-05-09 |  | 1983-05-09
601305 | 4 | 1983-05-09 | Currently In Use | Diesel | 11300 | Fiberglass | Fiberglass Reinforced Plastic | Pressure |  | 1983-05-09 |  | 1983-05-09
601306 | 1 | 1976-05-10 | Currently In Use | Gas | 12000 | Steel-Impressed Current | Fiberglass Reinforced Plastic | Pressure |  | 1985-01-01 |  | 1985-01-01
601306 | 2 | 2013-05-21 | Temporarily Out Of Use | Gas | 12000 | Steel-Impressed Current | Fiberglass Reinforced Plastic | Pressure |  | 1985-01-01 |  | 1985-01-01
601306 | 3 | 1976-05-10 | Currently In Use | Gas | 12000 | Steel-Impressed Current | Fiberglass Reinforced Plastic | Pressure |  | 1985-01-01 |  | 1985-01-01
601306 | 4 | 1985-05-08 | Currently In Use | Diesel | 11300 | Fiberglass | Fiberglass Reinforced Plastic | Pressure |  | 1985-01-01 |  | 1985-01-01
601307 | 1 | 1988-07-22 | Removed From Ground | Empty | 8000 | Fiberglass | Unknown | Not Marked
601307 | 2 | 1988-07-22 | Removed From Ground | Empty | 8000 | Fiberglass | Unknown | Not Marked
601309 | 8AST |  | Removed From Ground Date Unknown | Used Oil | 250 | Bare Steel | Bare Steel | Not Marked | Y |  | Y
601310 | 1 |  | Removed From Ground Date Unknown | Used Oil | 250 | Bare Steel | Bare Steel | Not Marked | Y |  | Y
601311 | 1 |  | Removed From Ground Date Unknown | Gas | 6500 | Bare Steel | Bare Steel | Not Marked
601311 | 10 |  | Removed From Ground Date Unknown | Other | 1000 | Bare Steel | Bare Steel | Not Marked
601311 | 2 |  | Removed From Ground Date Unknown | Diesel | 275 | Bare Steel | Bare Steel | Not Marked
601312 | 3610 | 1992-11-22 | Removed From Ground | Other | 12000 | Bare Steel | Bare Steel | Suction: Valve At The Tank
601312 | 507-C | 1992-11-22 | Removed From Ground | Other | 9450 | Fiberglass | Not Marked | Not Marked
601312 | 82MA-2 | 1992-11-22 | Removed From Ground | Other | 12000 | Bare Steel | Bare Steel | Suction: Valve At The Tank
601312 | 95CLS | 1992-11-22 | Removed From Ground | Other | 12000 | Bare Steel | Bare Steel | Suction: Valve At The Tank
601312 | SP-OIL |  | Removed From Ground Date Unknown | Used Oil | 12000 | Bare Steel | Bare Steel | Suction: Valve At The Tank | Y |  | Y
601312 | XL-174 |  | Removed From Ground Date Unknown | Other | 8000 | Bare Steel | Bare Steel | Suction: Valve At The Tank
601314 | 1 |  | Permanently Out Of Use | Gas | 2000 | Bare Steel | Galvanized Steel | Not Marked
601314 | 2 |  | Permanently Out Of Use | Gas | 2000 | Bare Steel | Galvanized Steel | Not Marked
601314 | 3 |  | Permanently Out Of Use | Diesel | 2000 | Bare Steel | Galvanized Steel | Not Marked
601314 | 4 |  | Permanently Out Of Use | Diesel | 5000 | Not Marked/Unknown | Unknown | Not Marked
601314 | 5 | 1990-05-01 | Removed From Ground | Used Oil | 550 | Not Marked/Unknown | Unknown | Not Marked | Y |  | Y
601314 | 6 | 1992-01-01 | Removed From Ground | Kerosene | 280 | Not Marked/Unknown | Unknown | Not Marked
601316 | 1 | 1979-05-10 | Currently In Use | Gas | 10000 | Fiberglass | Fiberglass/Sec Containment | Pressure |  | 1987-01-01 |  | 1987-01-01
601316 | 2 | 1979-05-10 | Currently In Use | Gas | 8000 | Fiberglass | Fiberglass/Sec Containment | Pressure |  | 1987-01-01 |  | 1987-01-01
601316 | 3 | 1979-05-10 | Currently In Use | Gas | 8000 | Fiberglass | Fiberglass/Sec Containment | Pressure |  | 1987-01-01 |  | 1987-01-01
601316 | 4 | 1979-05-10 | Currently In Use | Diesel | 6000 | Fiberglass | Fiberglass/Sec Containment | Pressure |  | 1987-01-01 |  | 1987-01-01
601318 | 1 | 1986-08-01 | Removed From Ground | Gas | 6000 | Bare Steel | Bare Steel | Not Marked
601318 | 2 | 1986-08-01 | Removed From Ground | Gas | 6000 | Bare Steel | Bare Steel | Not Marked
601318 | 3 | 1986-08-01 | Removed From Ground | Gas | 6000 | Bare Steel | Bare Steel | Not Marked
601318 | 4 | 1986-08-01 | Removed From Ground | Gas | 10000 | Bare Steel | Bare Steel | Not Marked
601318 | 5 | 1986-08-01 | Removed From Ground | Empty | 6000 | Bare Steel | Bare Steel | Not Marked
601318 | 6 | 1986-08-01 | Removed From Ground | Used Oil | 550 | Bare Steel | Galvanized Steel | Not Marked | Y |  | Y
601319 | 1 |  | Removed From Ground Date Unknown | Empty | 6000 | Bare Steel | Galvanized Steel | Not Marked
601319 | 2 |  | Removed From Ground Date Unknown | Empty | 6000 | Bare Steel | Galvanized Steel | Not Marked
601319 | 3 |  | Removed From Ground Date Unknown | Empty | 4000 | Bare Steel | Galvanized Steel | Not Marked
601319 | 4 |  | Removed From Ground Date Unknown | Empty | 500 | Bare Steel | Galvanized Steel | Not Marked
601319 | 5 | 2003-08-22 | Currently In Use | Gas | 10000 | Cathodically Protected Steel | Cathodically Protected | Pressure |  | 1998-09-22 |  | 1998-09-22
601319 | 6 | 2003-08-22 | Currently In Use | Gas | 10000 | Cathodically Protected Steel | Cathodically Protected | Pressure |  | 1998-09-22 |  | 1998-09-22
601319 | 7 | 2003-08-22 | Currently In Use | Diesel | 10000 | Cathodically Protected Steel | Cathodically Protected | Pressure |  | 1998-09-22 |  | 1998-09-22
601321 | 1 | 1985-05-07 | Currently In Use | Diesel | 8000 | Steel-Impressed Current | Galvanic | Pressure |  | 1998-10-01 |  | 1985-05-07
601321 | 2 | 1986-01-01 | Currently In Use | Gas | 8000 | Steel-Impressed Current | Galvanic | Pressure |  | 1998-10-01 |  | 1986-01-01
601321 | 3 | 1985-05-07 | Currently In Use | Gas | 8000 | Steel-Impressed Current | Galvanic | Pressure |  | 1998-10-01 |  | 1985-05-07
601323 | 1 | 1989-03-15 | Removed From Ground | Diesel | 1000 | Bare Steel | Bare Steel | Suction: No Valve At The Tank
601323 | 2 | 1989-03-15 | Removed From Ground | Gas | 2000 | Bare Steel | Bare Steel | Suction: No Valve At The Tank
601324 | 1 | 1998-11-01 | Closed In Ground | Other | 12000 | Bare Steel | Bare Steel | Suction: Valve At The Tank
601324 | 2 | 1998-11-01 | Closed In Ground | Other | 10000 | Bare Steel | Bare Steel | Suction: Valve At The Tank
601324 | 3 | 2012-10-23 | Removed From Ground | Diesel | 8000 | Steel-Impressed Current | Fiberglass Reinforced Plastic | Pressure |  | 1998-11-01 |  | 1998-11-01
601324 | 4 | 2012-10-23 | Removed From Ground | Gas | 2000 | Steel-Impressed Current | Fiberglass Reinforced Plastic | Suction: Valve At The Tank |  | 1998-11-01 |  | 1998-11-01
601325 | 1 | 1999-09-01 | Currently In Use | Gas | 12000 | Composite | Fiberglass Reinforced Plastic | Pressure |  | 1999-09-01 |  | 1999-09-01
601325 | 2 | 1999-09-01 | Currently In Use | Gas | 10000 | Composite | Fiberglass Reinforced Plastic | Pressure |  | 1999-09-01 |  | 1999-09-01
601325 | A | 1997-05-01 | Removed From Ground | Gas | 8000 | Cathodically Protected Steel | Galvanized Steel | Pressure
601325 | B | 1997-05-01 | Removed From Ground | Gas | 8000 | Cathodically Protected Steel | Galvanized Steel | Pressure
601325 | C | 1997-05-01 | Removed From Ground | Gas | 8000 | Cathodically Protected Steel | Galvanized Steel | Pressure
601325 | D | 1997-04-01 | Removed From Ground | Kerosene | 4000 | Epoxy | Fiberglass Reinforced Plastic | Suction: No Valve At The Tank
601328 | 1 | 1995-06-01 | Removed From Ground | Gas | 6000 | Bare Steel | Galvanized Steel | Pressure
601328 | 2 | 1995-06-01 | Removed From Ground | Gas | 6000 | Bare Steel | Galvanized Steel | Pressure
601328 | 3 | 1995-06-01 | Removed From Ground | Gas | 3000 | Bare Steel | Galvanized Steel | Pressure
601328 | 4 | 1995-06-01 | Removed From Ground | Gas | 6000 | Bare Steel | Galvanized Steel | Pressure
601328 | 5 | 1995-06-01 | Removed From Ground | Empty | 550 | Bare Steel | Galvanized Steel | Suction: Valve At The Tank | Y |  | Y
601329 | 1 |  | Currently In Use | Gas | 6000 | Bare Steel | Galvanized Steel | Not Marked
601329 | 2 |  | Currently In Use | Gas | 6000 | Bare Steel | Galvanized Steel | Not Marked
601329 | 3 |  | Currently In Use | Gas | 3000 | Bare Steel | Galvanized Steel | Not Marked
601329 | 4 |  | Permanently Out Of Use | Empty | 550 | Bare Steel | Galvanized Steel | Not Marked
601330 | 1 | 1990-03-26 | Removed From Ground | Diesel | 2000 | Bare Steel | Fiberglass Reinforced Plastic | Not Marked
601332 | 1 | 1974-09-15 | Permanently Out Of Use | Used Oil | 550 | Marked Unknown | Unknown | Not Marked | Y |  | Y
601332 | 2 | 1974-09-15 | Permanently Out Of Use | Gas | 3000 | Marked Unknown | Unknown | Not Marked
601332 | 3 | 1974-09-15 | Permanently Out Of Use | Gas | 3000 | Marked Unknown | Unknown | Not Marked
601332 | 4 | 1974-09-15 | Permanently Out Of Use | Gas | 4000 | Marked Unknown | Unknown | Not Marked
601332 | 5 | 1974-09-15 | Permanently Out Of Use | Gas | 4000 | Marked Unknown | Unknown | Not Marked
601335 | 1 | 1999-03-23 | Removed From Ground | Gas | 10000 | Fiberglass | Fiberglass Reinforced Plastic | Not Marked
601335 | 2 | 2005-07-21 | Removed From Ground | Used Oil | 550 | Fiberglass | Fiberglass Reinforced Plastic | Not Marked | Y |  | Y
601337 | 1 | 1990-07-31 | Removed From Ground | Gas | 4000 | Bare Steel | Galvanized Steel | Not Marked
601337 | 2 | 1990-07-31 | Removed From Ground | Gas | 3000 | Bare Steel | Galvanized Steel | Not Marked
601337 | 3 | 1990-07-31 | Removed From Ground | Gas | 5000 | Bare Steel | Galvanized Steel | Not Marked
601337 | 4 | 1990-07-31 | Removed From Ground | Used Oil | 500 | Bare Steel | Galvanized Steel | Not Marked | Y |  | Y
601340 | 1 | 1984-05-08 | Currently In Use | Gas | 8000 | Steel-Impressed Current | Fiberglass Reinforced Plastic | Pressure |  | 1989-11-01 |  | 1989-11-01
601340 | 2 | 1984-05-08 | Currently In Use | Gas | 8000 | Steel-Impressed Current | Fiberglass Reinforced Plastic | Pressure |  | 1989-11-01 |  | 1989-11-01
601340 | 3 | 1984-05-08 | Currently In Use | Gas | 10000 | Steel-Impressed Current | Fiberglass Reinforced Plastic | Pressure |  | 1989-11-01 |  | 1989-11-01
601340 | 4 | 1984-05-08 | Currently In Use | Diesel | 10000 | Steel-Impressed Current | Fiberglass Reinforced Plastic | Pressure |  | 1989-11-01 |  | 1989-11-01
601340 | 5 |  | Removed From Ground Date Unknown | Used Oil | 500 | Bare Steel | Unknown | Not Marked | Y |  | Y
601341 | 1 | 1992-04-02 | Removed From Ground | Used Oil | 275 | Cathodically Protected Steel | Not Marked | Not Marked | Y |  | Y
601342 | 1 | 1993-06-01 | Removed From Ground | Gas | 2000 | Bare Steel | Unknown | Not Marked
601342 | 2 | 1993-06-01 | Removed From Ground | Used Oil | 500 | Bare Steel | Unknown | Not Marked | Y |  | Y
601342 | 3 | 1993-06-01 | Removed From Ground | Used Oil | 500 | Bare Steel | Unknown | Not Marked | Y |  | Y
601342 | 4 | 1993-06-01 | Removed From Ground | Used Oil | 500 | Bare Steel | Unknown | Not Marked | Y |  | Y
601344 | 1 | 2004-12-02 | Removed From Ground | Diesel | 10000 | Cathodically Protected Steel | Cathodically Protected | Pressure |  | 1989-10-01 |  | 1989-10-01
601344 | 2 | 1998-12-22 | Closed In Ground | Used Oil | 550 | Cathodically Protected Steel | Cathodically Protected | Not Marked | Y |  | Y | 1989-10-31
601344 | 3 | 2004-12-02 | Removed From Ground | Gas | 550 | Bare Steel |  |  | N |  | N
601347 | 1 | 1989-07-01 | Removed From Ground | Gas |  | Bare Steel | Galvanized Steel | Not Marked
601348 | 1 | 1998-10-01 | Removed From Ground | Diesel | 8000 | Bare Steel | Fiberglass Reinforced Plastic | Pressure |  | 1988-02-25 |  | 1988-02-25
601348 | 2 | 1998-10-01 | Removed From Ground | Diesel | 8000 | Bare Steel | Fiberglass Reinforced Plastic | Pressure |  | 1988-02-25 |  | 1988-02-25
601348 | 3 | 1998-10-01 | Removed From Ground | Diesel | 4000 | Bare Steel | Fiberglass Reinforced Plastic | Pressure
601348 | 4 | 1998-10-01 | Removed From Ground | Diesel | 4000 | Bare Steel | Fiberglass Reinforced Plastic | Pressure
601348 | 5 | 1998-10-01 | Removed From Ground | Used Oil | 500 | Fiberglass | Galvanized Steel | Gravity Fed | Y |  | Y
601348 | 6 | 2004-09-10 | Temporarily Out Of Use | Diesel | 20000 | Fiberglass | Fiberglass Reinforced Plastic | Pressure |  | 1998-10-12 |  | 1998-10-12
601351 | 1 | 1998-10-01 | Currently In Use | Gas | 5000 | Steel-Impressed Current | Fiberglass Reinforced Plastic | Pressure |  | 1986-10-01 |  | 1998-10-01
601351 | 2 | 1998-10-01 | Currently In Use | Gas | 5000 | Steel-Impressed Current | Galvanized Steel | Pressure |  | 1986-10-01 |  | 1998-10-01
601351 | 3 | 1987-01-01 | Currently In Use | Gas | 5000 | Steel-Impressed Current | Fiberglass Reinforced Plastic | Pressure |  | 1986-10-01 |  | 1998-10-01
601351 | 4 | 2010-06-11 | Temporarily Out Of Use | Diesel | 5000 | Steel-Impressed Current | Fiberglass Reinforced Plastic | Pressure |  | 1986-10-01 |  | 1998-10-01
601351 | 5 | 1987-01-01 | Currently In Use | Diesel | 8000 | STIP-3 | Fiberglass Reinforced Plastic | Pressure |  | 1986-10-01 |  | 1998-10-01
601352 | 1 | 1992-05-19 | Removed From Ground | Diesel | 1000 | Bare Steel | Galvanized Steel | Not Marked
601353 | 1 | 1998-11-19 | Removed From Ground | Gas | 12000 | Fiberglass | Galvanized Steel | Pressure
601359 | 1 |  | Removed From Ground Date Unknown | Gas | 1000 | Marked Unknown | Unknown | Not Marked
601359 | 2 |  | Removed From Ground Date Unknown | Other | 1000 | Bare Steel | Unknown | Not Marked
601359 | 3 |  | Removed From Ground Date Unknown | Gas | 1000 | Bare Steel | Unknown | Not Marked
601359 | 4 |  | Removed From Ground Date Unknown | Other | 1000 | Bare Steel | Unknown | Not Marked
601359 | 5 |  | Removed From Ground Date Unknown | Other | 5000 | Bare Steel | Unknown | Not Marked
601360 | 1 |  | Currently In Use | Heating Oil | 15000 | Bare Steel | Bare Steel | Not Marked
601360 | 2 |  | Removed From Ground Date Unknown | Gas | 7000 | Bare Steel | Not Marked | Not Marked
601378 | 1 | 1996-05-30 | Removed From Ground | Diesel | 1000 | Bare Steel | Galvanized Steel | Not Marked
601381 | 1 | 1991-03-01 | Removed From Ground | Gas | 10000 | Bare Steel | Unknown | Not Marked
601381 | 2 | 1991-03-01 | Removed From Ground | Used Oil | 500 | Bare Steel | Unknown | Not Marked | Y |  | Y
601381 | 3 | 1991-03-01 | Removed From Ground | Empty | 10000 | Bare Steel | Unknown | Not Marked
601381 | 4 | 1991-03-01 | Removed From Ground | Other | 500 | Bare Steel | Unknown | Not Marked
601381 | 5 | 1997-12-22 | Currently In Use | Gas | 12000 | Fiberglass Double Walled | Fiberglass/Double Walled | Pressure |  | 1997-12-22 |  | 1997-12-22
601385 | 1 |  | Removed From Ground Date Unknown | Gas | 550 | Bare Steel | Galvanized Steel | Suction: Valve At The Tank
601385 | 2 |  | Removed From Ground Date Unknown | Diesel | 1000 | Bare Steel | Galvanized Steel | Suction: Valve At The Tank
601385 | 3 |  | Removed From Ground Date Unknown | Diesel | 1000 | Bare Steel | Galvanized Steel | Suction: Valve At The Tank
601387 | 1 | 2008-07-30 | Removed From Ground | Gas | 10000 | Fiberglass | Fiberglass Reinforced Plastic | Pressure |  | 1994-10-01 |  | 1994-10-01
601387 | 2 | 2006-07-30 | Removed From Ground | Gas | 10000 | Fiberglass | Fiberglass Reinforced Plastic | Pressure |  | 1994-10-01 |  | 1994-10-01
601387 | 3 | 2008-08-27 | Removed From Ground | Diesel | 2500 | Fiberglass | Fiberglass Reinforced Plastic | Pressure |  | 1994-10-01 |  | 1994-10-01
601387 | 4 | 1998-08-20 | Removed From Ground | Used Oil | 550 | Fiberglass | Bare Steel | Not Marked | Y |  | Y | 1994-10-01
601387 | 5 | 1987-01-15 | Removed From Ground | Gas | 10000 | Marked Unknown | Unknown | Not Marked
601387 | 6 | 1987-01-15 | Removed From Ground | Gas | 10000 | Marked Unknown | Unknown | Not Marked
601390 | 1 | 1988-12-21 | Removed From Ground | Gas | 1000 | Bare Steel | Galvanized Steel | Not Marked
601390 | 2 | 1988-12-21 | Removed From Ground | Diesel | 3000 | Bare Steel | Galvanized Steel | Not Marked
601390 | 3 | 1988-12-21 | Removed From Ground | Diesel | 3000 | Bare Steel | Galvanized Steel | Not Marked
601390 | 4 | 1988-12-21 | Removed From Ground | Used Oil | 560 | Bare Steel | Galvanized Steel | Not Marked | Y |  | Y
601390 | 5 | 1988-12-21 | Removed From Ground | Kerosene | 280 | Bare Steel | Galvanized Steel | Not Marked
601391 | 1 | 1989-10-01 | Removed From Ground | Gas | 2000 | Bare Steel | Galvanized Steel | Not Marked
601392 | 1 | 1991-06-01 | Removed From Ground | Gas | 550 | Bare Steel | Galvanized Steel | Not Marked
601392 | 2 | 1991-04-01 | Currently In Use | Gas | 1000 | Tank Jacket | Fiberglass Reinforced Plastic | Suction: No Valve At The Tank |  | 1991-04-01 |  | 1991-04-01
601392 | 3 | 1991-04-01 | Currently In Use | Diesel | 1000 | Tank Jacket | Fiberglass Reinforced Plastic | Suction: No Valve At The Tank |  | 1991-04-01 |  | 1991-04-01
601393 | 1 |  | Currently In Use | Diesel |  | Bare Steel | Galvanized Steel | Not Marked
601393 | 1 |  | Removed From Ground Date Unknown | Diesel |  | Bare Steel | Galvanized Steel | Not Marked
601393 | 2 |  | Currently In Use | Gas |  | Bare Steel | Galvanized Steel | Not Marked
601393 | 2 |  | Removed From Ground Date Unknown | Gas |  | Bare Steel | Galvanized Steel | Not Marked
601395 | 1 | 1987-01-01 | Currently In Use | Gas | 10000 | Fiberglass | Fiberglass/Double Walled | Pressure |  | 1994-01-15 12:00 | Y | 1994-01-15 12:00
601395 | 2 | 1987-01-01 | Currently In Use | Gas | 10000 | Fiberglass | Fiberglass/Double Walled | Pressure |  | 1994-01-15 12:00 | Y | 1994-01-15 12:00
601395 | 3 | 1987-01-01 | Currently In Use | Gas | 10000 | Fiberglass | Fiberglass/Double Walled | Pressure |  | 1994-01-15 12:00 | Y | 1994-01-15 12:00
601395 | 4 | 1987-01-01 | Currently In Use | Diesel | 10000 | Fiberglass | Fiberglass/Double Walled | Pressure |  | 1994-01-15 12:00 | Y | 1994-01-15 12:00
601396 | 1 |  | Removed From Ground Date Unknown | Gas | 6000 | Bare Steel | Galvanized Steel | Not Marked
601396 | 10 | 1987-01-01 | Currently In Use | Kerosene | 6000 | Composite | Fiberglass Reinforced Plastic | Pressure |  | 2012-11-12 12:00 |  | 2012-11-12 12:00
601396 | 2 |  | Removed From Ground Date Unknown | Gas | 6000 | Bare Steel | Galvanized Steel | Not Marked
601396 | 3 |  | Removed From Ground Date Unknown | Gas | 8000 | Bare Steel | Galvanized Steel | Not Marked
601396 | 4 |  | Removed From Ground Date Unknown | Gas | 10000 | Bare Steel | Galvanized Steel | Not Marked
601396 | 5 |  | Removed From Ground Date Unknown | Used Oil | 550 | Bare Steel | Galvanized Steel | Not Marked | Y |  | Y
601396 | 6 | 1987-01-01 | Currently In Use | Gas | 10000 | Composite | Fiberglass Reinforced Plastic | Pressure |  | 2012-11-12 12:00 |  | 2012-11-12 12:00
601396 | 7 | 1987-01-01 | Currently In Use | Gas | 8000 | Composite | Fiberglass Reinforced Plastic | Pressure |  | 2012-11-12 12:00 |  | 2012-11-12 12:00
601396 | 8 | 1987-01-01 | Currently In Use | Gas | 8000 | Composite | Fiberglass Reinforced Plastic | Pressure |  | 2012-11-12 12:00 |  | 2012-11-12 12:00
601396 | 9 | 1987-01-01 | Currently In Use | Diesel | 6000 | Composite | Fiberglass Reinforced Plastic | Pressure |  | 2012-11-12 12:00 |  | 2012-11-12 12:00
601397 | 368170 | 2000-02-28 | Closed In Ground | Other | 550 | Cathodically Protected Steel | Bare Steel | Suction: Valve At The Tank |  |  |  | 1993-09-20
601397 | 368171 | 2000-02-28 | Closed In Ground | Used Oil | 550 | Cathodically Protected Steel | Bare Steel | Gravity Fed | Y |  | Y | 1993-09-20
601397 | 368172 | 2000-02-28 | Closed In Ground | Other | 550 | Cathodically Protected Steel | Bare Steel | Suction: Valve At The Tank |  |  |  | 1993-09-20
601397 | 368176 | 2000-02-28 | Closed In Ground | Other | 1000 | Cathodically Protected Steel | Bare Steel | Suction: Valve At The Tank |  |  |  | 1993-09-20
601401 | 1 | 1991-05-01 | Removed From Ground | Hazardous Substance | 1000 | Bare Steel | Unknown | Not Marked
601401 | 2 | 1991-05-01 | Removed From Ground | Hazardous Substance | 1000 | Bare Steel | Unknown | Not Marked
601401 | 3 | 1991-05-01 | Removed From Ground | Hazardous Substance | 1000 | Bare Steel | Unknown | Not Marked
601404 | 1 | 1987-11-04 | Currently In Use | Gas | 10000 | STIP-3 | Fiberglass/Double Walled | Pressure |  | 1998-09-01 |  | 1998-09-01
601404 | 2 | 1987-11-04 | Currently In Use | Gas | 10000 | STIP-3 | Fiberglass/Double Walled | Pressure |  | 1998-09-01 |  | 1998-09-01
601404 | 3 | 1987-11-04 | Currently In Use | Gas | 10000 | STIP-3 | Fiberglass/Double Walled | Pressure |  | 1998-09-01 |  | 1998-09-01
601404 | 4 | 1987-11-04 | Currently In Use | Diesel | 5000 | STIP-3 | Fiberglass/Double Walled | Pressure |  | 1998-09-01 |  | 1998-09-01
601404 | 5 | 2004-11-04 | Temporarily Out Of Use | Kerosene | 1000 | Cathodically Protected Steel | Fiberglass/Double Walled | Pressure |  | 1998-09-01 |  | 1998-09-01
601405 | 1 | 2000-09-12 | Removed From Ground | Used Oil | 550 | Double Walled | Bare Steel | Not Marked | Y |  | Y
601405 | 2 | 2000-09-12 | Removed From Ground | Used Oil | 550 | Double Walled | Bare Steel | Not Marked | Y |  | Y
601406 | 1 | 1999-06-19 | Removed From Ground | Gas | 10000 | Fiberglass | Fiberglass Reinforced Plastic | Not Marked
601406 | 2 | 2000-05-08 | Removed From Ground | Used Oil | 550 | Cathodically Protected Steel | Galvanized Steel | Not Marked | Y |  | Y
601407 | 1 | 2001-12-17 | Currently In Use | Diesel | 2000 | STIP-3 | Single Wall Flex | Not Marked |  | 1998-11-01 |  | 1998-11-01
602001 | 1 |  | Removed From Ground Date Unknown | Other | 2000 | Bare Steel | Galvanized Steel | Suction: Valve At The Tank
602001 | 2 |  | Removed From Ground Date Unknown | Other | 2000 | Bare Steel | Galvanized Steel | Suction: Valve At The Tank
602001 | 3 |  | Removed From Ground Date Unknown | Other | 2000 | Bare Steel | Galvanized Steel | Suction: Valve At The Tank
602001 | 4 |  | Removed From Ground Date Unknown | Other | 2000 | Bare Steel | Galvanized Steel | Suction: Valve At The Tank
602001 | 5 |  | Removed From Ground Date Unknown | Used Oil | 4000 | Bare Steel | Galvanized Steel | Suction: No Valve At The Tank | Y |  | Y
602001 | 6 |  | Removed From Ground Date Unknown | Kerosene | 500 | Bare Steel | Galvanized Steel | Suction: No Valve At The Tank
602001 | 7 |  | Removed From Ground Date Unknown | Diesel | 6000 | Bare Steel | Galvanized Steel | Suction: No Valve At The Tank
602001 | 8 |  | Removed From Ground Date Unknown | Gas | 5000 | Bare Steel | Galvanized Steel | Suction: No Valve At The Tank
602002 | 1 |  | Removed From Ground Date Unknown | Used Oil | 200 | Marked Unknown | Unknown | Pressure | Y |  | Y
602002 | 5 | 1987-01-01 | Removed From Ground | Gas | 10000 | Fiberglass | Fiberglass Reinforced Plastic | Pressure
602004 | 1 | 1998-03-01 | Removed From Ground | Used Oil | 1000 | Fiberglass | Galvanized Steel | Suction: Valve At The Tank | Y |  | Y
602004 | 2 | 1998-03-01 | Removed From Ground | Other | 2000 | Fiberglass | Galvanized Steel | Suction: Valve At The Tank
602004 | 3 | 1998-03-01 | Removed From Ground | Other | 3000 | Fiberglass | Galvanized Steel | Suction: Valve At The Tank
602006 | 1 | 1998-10-30 | Removed From Ground | Gas | 500 | Epoxy | Galvanized Steel | Suction: Valve At The Tank
602007 | 1 | 1997-01-31 | Removed From Ground | Diesel | 10000 | Cathodically Protected Steel | Galvanized Steel | Not Marked
602007 | 2 | 1997-01-31 | Removed From Ground | Gas | 1000 | Not Marked/Unknown | Not Marked | Not Marked
602009 | 1 | 1987-11-04 | Currently In Use | Diesel | 10000 | Composite | Double Walled Flex | Suction: Valve At The Tank |  | 1997-01-20 |  | 1997-01-20
602009 | 2 | 1987-11-04 | Currently In Use | Diesel | 10000 | Composite | Double Walled Flex | Suction: Valve At The Tank |  | 1997-01-20 |  | 1997-01-20
602011 | 1 | 1998-09-01 | Removed From Ground | Used Oil | 1000 | Fiberglass | Galvanized Steel | Suction: Valve At The Tank | Y |  | Y
602011 | 2 | 1998-09-01 | Removed From Ground | Other | 2000 | Fiberglass | Galvanized Steel | Suction: Valve At The Tank
602011 | 3 | 1998-09-01 | Removed From Ground | Other | 3000 | Fiberglass | Galvanized Steel | Suction: Valve At The Tank
602012 | 1 | 1987-11-04 | Currently In Use | Gas | 10000 | Steel-Impressed Current | Impressed Current | Pressure |  | 1987-11-04 |  | 1987-11-04
602012 | 2 | 1987-11-04 | Currently In Use | Gas | 10000 | Steel-Impressed Current | Impressed Current | Pressure |  | 1987-11-04 |  | 1987-11-04
602012 | 3 | 2016-01-14 | Closed In Ground | Gas | 10000 | Steel-Impressed Current | Impressed Current | Pressure |  | 1987-11-04 |  | 1987-11-04
602012 | 4 | 1987-11-04 | Currently In Use | Gas | 10000 | Steel-Impressed Current | Impressed Current | Pressure |  | 1987-11-04 |  | 1987-11-04
602016 | 1 | 1987-11-04 | Currently In Use | Diesel | 10000 | Fiberglass Double Walled | Steel/Secondary Containment | Pressure |  | 1992-01-01 |  | 1992-01-01
602016 | 2 | 1987-11-04 | Currently In Use | Diesel | 10000 | Fiberglass Double Walled | Steel/Secondary Containment | Pressure |  | 1992-01-01 |  | 1992-01-01
602017 | 001#1988U | 1995-02-14 | Removed From Ground | Gas | 10000 | Double Walled | Bare Steel | Pressure
602017 | 002#1988D | 1995-02-14 | Removed From Ground | Diesel | 10000 | Double Walled | Bare Steel | Pressure
602017 | 1 | 1995-10-01 | Currently In Use | Used Oil | 1000 | Fiberglass Double Walled | Fiberglass Reinforced Plastic | Gravity Fed | Y | 2005-10-01 12:00 | Y | 1995-10-01 12:00
602017 | 2 | 1995-10-01 | Currently In Use | Other | 1000 | Fiberglass Double Walled | Fiberglass/Double Walled | Gravity Fed |  | 2005-10-01 12:00 |  | 1995-10-01 12:00
602017 | 3 | 2010-05-27 | Temporarily Out Of Use | Other | 1000 | Fiberglass Double Walled | Fiberglass/Double Walled | Gravity Fed |  | 2005-10-01 12:00 |  | 1995-10-01 12:00
602017 | 5 | 1996-05-01 | Currently In Use | Used Oil | 1000 | Fiberglass Double Walled | Fiberglass Reinforced Plastic | Gravity Fed | Y | 1996-05-01 12:00 | Y | 1996-05-01 12:00
602018 | 1 |  | Permanently Out Of Use | Gas | 1000 | Bare Steel | Unknown | Not Marked
602018 | 2 |  | Permanently Out Of Use | Empty |  | Marked Unknown | Unknown | Not Marked
602018 | 3 |  | Permanently Out Of Use | Empty |  | Marked Unknown | Unknown | Not Marked
602018 | 4 |  | Permanently Out Of Use | Empty |  | Marked Unknown | Unknown | Not Marked
602019 | 1 |  | Permanently Out Of Use | Gas | 10000 | Bare Steel | Galvanized Steel | Not Marked
602019 | 2 |  | Permanently Out Of Use | Diesel | 10000 | Bare Steel | Galvanized Steel | Not Marked
602019 | 3 |  | Permanently Out Of Use | Diesel | 6000 | Fiberglass | Not Marked | Not Marked
602022 | 1 | 1982-01-03 | Currently In Use | Gas | 9300 | Fiberglass | Fiberglass/Double Walled | Pressure |  | 1993-06-12 |  | 1993-06-12
602022 | 2 | 1982-01-03 | Currently In Use | Gas | 9300 | Fiberglass | Fiberglass/Double Walled | Pressure |  | 1993-06-12 |  | 1993-06-12
602022 | 3 | 1982-01-03 | Currently In Use | Diesel | 9300 | Fiberglass | Fiberglass/Double Walled | Pressure |  | 1993-06-12 |  | 1993-06-12
602022 | 4 | 1987-01-01 | Removed From Ground | Diesel | 10000 | Fiberglass | Fiberglass/Double Walled | Pressure
630077 | 1 |  | Permanently Out Of Use | Gas | 3006 | Bare Steel | Galvanized Steel | Not Marked
630077 | 2 |  | Permanently Out Of Use | Gas | 3006 | Bare Steel | Galvanized Steel | Not Marked
630077 | 3 |  | Permanently Out Of Use | Gas | 3006 | Bare Steel | Galvanized Steel | Not Marked
630077 | 4 | 1985-09-30 | Currently In Use | Gas | 3000 | Steel-Galvanic | Cathodically Protected | Suction: No Valve At The Tank |  | 1998-05-29 |  | 1998-05-29
630077 | 5 | 1985-09-30 | Currently In Use | Gas | 3000 | Steel-Galvanic | Cathodically Protected | Suction: Valve At The Tank |  | 1998-05-29 |  | 1998-05-29
630077 | 6 | 1985-09-30 | Currently In Use | Diesel | 3000 | Steel-Galvanic | Cathodically Protected | Suction: Valve At The Tank |  | 1998-05-29 |  | 1998-05-29
632000 | 1 | 2006-06-26 | Removed From Ground | Gas | 10000 | Steel-Impressed Current | Cathodically Protected | Pressure |  | 1995-10-01 |  | 1995-10-01
632000 | 2 | 2006-06-26 | Removed From Ground | Gas | 10000 | Steel-Impressed Current | Cathodically Protected | Pressure |  | 1995-10-01 |  | 1995-10-01
632000 | 3 | 2006-06-26 | Removed From Ground | Gas | 10000 | Steel-Impressed Current | Cathodically Protected | Pressure |  | 1995-10-01 |  | 1995-10-01
632000 | 4 | 2006-06-26 | Removed From Ground | Diesel | 10000 | Steel-Impressed Current | Cathodically Protected | Pressure |  | 1995-10-01 |  | 1995-10-01
632000 | 5 | 2006-06-26 | Removed From Ground | Diesel | 10000 | Steel-Impressed Current | Cathodically Protected | Pressure |  | 1995-10-01 |  | 1995-10-01
640088 | 1 | 1991-01-01 | Removed From Ground | Diesel | 3000 | Bare Steel | Galvanized Steel | Not Marked
640088 | 2 | 1991-01-01 | Removed From Ground | Diesel | 3000 | Bare Steel | Galvanized Steel | Not Marked
640088 | 3 | 1991-01-01 | Removed From Ground | Diesel | 3000 | Bare Steel | Galvanized Steel | Not Marked
670057 | 1 | 1983-04-01 | Currently In Use | Diesel | 4009 | Steel-Impressed Current | Impressed Current | Pressure |  | 1994-06-22 |  | 1994-06-22
670057 | 2 | 1995-04-01 | Currently In Use | Gas | 10000 | Steel-Impressed Current | Impressed Current | Pressure |  | 1994-06-22 |  | 1994-06-22
670057 | 3 | 1983-04-01 | Currently In Use | Gas | 10000 | Steel-Impressed Current | Impressed Current | Pressure |  | 1994-06-22 |  | 1994-06-22
670057 | 4 | 1983-04-01 | Currently In Use | Gas | 10000 | Steel-Impressed Current | Impressed Current | Pressure |  | 1994-06-22 |  | 1994-06-22
670118 | 1 | 1985-05-06 | Temporarily Out Of Use | Gas | 12000 | Fiberglass | Fiberglass Reinforced Plastic | Pressure |  | 1985-01-01 |  | 1985-01-01
670118 | 2 | 2010-10-08 | Temporarily Out Of Use | Gas | 10000 | Fiberglass | Fiberglass Reinforced Plastic | Pressure |  | 1985-01-01 |  | 1985-01-01
670118 | 3 | 2010-10-08 | Temporarily Out Of Use | Gas | 10000 | Fiberglass | Fiberglass Reinforced Plastic | Pressure |  | 1985-01-01 |  | 1985-01-01
670118 | 4 | 2010-10-08 | Temporarily Out Of Use | Diesel | 8000 | Fiberglass | Fiberglass Reinforced Plastic | Pressure |  | 1985-01-01 |  | 1985-01-01
670243 | 1 | 1989-11-01 | Removed From Ground | Gas | 2000 | Bare Steel | Galvanized Steel | Not Marked
670279 | 1 | 1993-11-01 | Removed From Ground | Diesel | 4000 | Bare Steel | Galvanized Steel | Suction: Valve At The Tank
670279 | 2 | 1993-11-01 | Removed From Ground | Gas | 4000 | Bare Steel | Galvanized Steel | Suction: Valve At The Tank
670279 | 3 | 1993-11-01 | Removed From Ground | Gas | 4000 | Bare Steel | Galvanized Steel | Suction: Valve At The Tank
670279 | 4 | 1993-11-01 | Removed From Ground | Gas | 6000 | Bare Steel | Galvanized Steel | Suction: Valve At The Tank
670279 | 5 | 1993-11-01 | Removed From Ground | Kerosene | 550 | Bare Steel | Galvanized Steel | Not Marked
670279 | 6 | 1993-11-01 | Removed From Ground | Gas | 550 | Bare Steel | Galvanized Steel | Not Marked
670284 | 1 | 1998-12-01 | Removed From Ground | Gas | 2000 | Bare Steel | Galvanized Steel | Suction: Valve At The Tank
670284 | 2 | 1998-12-01 | Removed From Ground | Diesel | 8000 | Bare Steel | Galvanized Steel | Suction: Valve At The Tank
670284 | 3 | 1998-12-01 | Removed From Ground | Diesel | 6000 | Bare Steel | Galvanized Steel | Suction: Valve At The Tank
670284 | 4 | 1998-09-01 | Removed From Ground | Used Oil | 500 | Bare Steel | Galvanized Steel | Suction: No Valve At The Tank | Y |  | Y
670400 | 1 | 1982-05-14 | Currently In Use | Gas | 6000 | Steel-Impressed Current | Cathodically Protected | Pressure |  | 1995-04-01 |  | 1995-04-01
670400 | 2 | 1982-05-14 | Currently In Use | Gas | 4000 | Steel-Impressed Current | Cathodically Protected | Pressure |  | 1995-04-01 |  | 1995-04-01
670400 | 3 | 2012-08-27 | Temporarily Out Of Use | Gas | 4000 | Steel-Impressed Current | Cathodically Protected | Pressure |  | 1998-04-01 |  | 1995-04-01
670423 | 1 | 1990-02-14 | Removed From Ground | Gas | 5000 | Bare Steel | Galvanized Steel | Not Marked
670426 | 1 | 2000-05-03 | Removed From Ground | Gas | 10000 | Cathodically Protected Steel | Cathodically Protected | Pressure |  | 1995-02-01 |  | 1995-01-01
670426 | 2 | 2000-05-03 | Removed From Ground | Gas | 10000 | Cathodically Protected Steel | Cathodically Protected | Pressure |  | 1995-02-01 |  | 1995-01-01
670426 | 3 | 2000-05-04 | Removed From Ground | Gas | 10000 | Cathodically Protected Steel | Cathodically Protected | Pressure |  | 1995-02-01 |  | 1995-01-01
670426 | 4 | 2003-05-21 | Currently In Use | Gas | 20000 | Composite | Double Walled | Pressure | Y | 2000-06-01 12:00 |  | 2000-06-01 12:00
670426 | 5 | 2003-05-21 | Currently In Use | Gas | 12000 | Composite | Double Walled | Pressure | Y | 2000-06-01 12:00 |  | 2000-06-01 12:00
670427 | 1 | 2002-03-26 | Removed From Ground | Gas | 8000 | Steel-Impressed Current | Fiberglass Reinforced Plastic | Pressure |  | 1998-07-26 |  | 1998-07-26
670427 | 2 | 2002-03-26 | Removed From Ground | Gas | 6000 | Steel-Impressed Current | Fiberglass Reinforced Plastic | Pressure |  | 1998-07-26 |  | 1998-07-26
670427 | 3 | 2002-03-26 | Removed From Ground | Gas | 5000 | Steel-Impressed Current | Fiberglass Reinforced Plastic | Pressure |  | 1998-07-26 |  | 1998-07-26
670427 | 4 | 2002-03-26 | Removed From Ground | Gas | 550 | Steel-Impressed Current | Cathodically Protected | Pressure |  | 1998-07-26 |  | 1998-07-26
670427 | 4 |  | Permanently Out Of Use | Gas | 550 | Steel-Impressed Current | Cathodically Protected | Pressure |  | 1998-07-26 |  | 1998-07-26
670429 | 1 |  | Removed From Ground Date Unknown | Gas | 8000 | Bare Steel | Galvanized Steel | Not Marked
670429 | 2 |  | Removed From Ground Date Unknown | Gas | 8000 | Bare Steel | Galvanized Steel | Not Marked
670475 | 1AST |  | Permanently Out Of Use | Diesel | 8000 | Bare Steel | Galvanized Steel | Not Marked
670475 | 2 |  | Currently In Use | Diesel | 5000 | Bare Steel | Galvanized Steel | Not Marked
670475 | 2AST |  | Permanently Out Of Use | Diesel | 5000 | Bare Steel | Galvanized Steel | Not Marked
670502 | 1 | 1992-10-18 | Removed From Ground | Diesel | 1000 | Bare Steel | Copper | Suction: Valve At The Tank
670502 | 2 | 1992-08-15 | Currently In Use | Diesel | 2500 | Fiberglass | Copper | Suction: Valve At The Tank |  | 1997-05-12 |  | 1997-05-12
670528 | 1 | 1988-12-09 | Removed From Ground | Other | 15000 | Cathodically Protected Steel | Bare Steel | Not Marked
670528 | 2 | 1988-12-09 | Removed From Ground | Other | 6000 | Cathodically Protected Steel | Galvanized Steel | Not Marked
670529 | 1 | 1988-11-30 | Removed From Ground | Other | 12000 | Cathodically Protected Steel | Bare Steel | Not Marked
670530 | 1 | 1992-07-01 | Removed From Ground | Diesel | 12000 | Bare Steel | Galvanized Steel | Not Marked
670530 | 2 | 1992-07-01 | Removed From Ground | Diesel | 12000 | Bare Steel | Galvanized Steel | Not Marked
670530 | 3 | 2007-03-20 | Removed From Ground | Used Oil | 1000 | Bare Steel |  |  | N |  | N
690082 | 1 | 1999-01-25 | Removed From Ground | Gas | 2000 | Bare Steel | Unknown | Not Marked
710016 | 1 | 1992-03-27 | Removed From Ground | Diesel | 10000 | Cathodically Protected Steel | Copper | Not Marked
710016 | 2 | 1992-03-27 | Removed From Ground | Diesel | 6000 | Cathodically Protected Steel | Unknown | Not Marked
710016 | 3 | 1992-04-30 | Currently In Use | Diesel | 2000 | Fiberglass | Copper | Suction: No Valve At The Tank |  | 1992-06-30 |  | 1992-06-30
720028 | 1 | 1988-12-01 | Removed From Ground | Gas | 1000 | Bare Steel | Unknown | Not Marked
720028 | 2 | 1988-12-01 | Removed From Ground | Diesel | 1000 | Bare Steel | Unknown | Not Marked
730080 | 2 | 2014-09-18 | Temporarily Out Of Use | Gas | 2000 | Composite | Fiberglass Reinforced Plastic | Suction: No Valve At The Tank |  | 1996-01-01 |  | 1996-01-01
730080 | WO-001 | 1995-12-01 | Removed From Ground | Used Oil | 500 | Bare Steel | Galvanized Steel | Not Marked | Y |  | Y
730088 | 1 | 1988-02-17 | Removed From Ground | Gas | 4000 | Composite | Galvanized Steel | Pressure |  | 1988-02-01 |  | 1988-02-01
730088 | 10 | 2004-08-19 | Removed From Ground | Diesel | 6000 | Composite | Cathodically Protected | Pressure |  | 1988-02-01 |  | 1988-02-01
730088 | 11 | 2004-08-19 | Removed From Ground | Kerosene | 6000 | Composite | Cathodically Protected | Pressure |  | 1988-02-01 |  | 1988-02-01
730088 | 2 | 1988-02-17 | Removed From Ground | Gas | 6000 | Composite | Galvanized Steel | Pressure |  | 1988-02-01 |  | 1988-02-01
730088 | 3 | 1988-02-17 | Removed From Ground | Gas | 3000 | Composite | Galvanized Steel | Pressure |  | 1988-02-01 |  | 1988-02-01
730088 | 4 | 1988-02-17 | Removed From Ground | Diesel | 3000 | Composite | Galvanized Steel | Pressure |  | 1988-02-01 |  | 1988-02-01
730088 | 5 | 1988-02-17 | Removed From Ground | Kerosene | 3000 | Composite | Galvanized Steel | Pressure |  | 1988-02-01 |  | 1988-02-01
730088 | 6 | 1988-02-17 | Removed From Ground | Gas | 6000 | Bare Steel | Galvanized Steel | Not Marked |  | 1988-02-01 |  | 1988-02-01
730088 | 7 | 2004-08-19 | Removed From Ground | Gas | 10000 | Composite | Cathodically Protected | Pressure |  | 1988-02-01 |  | 1988-02-01
730088 | 8 | 2004-08-19 | Removed From Ground | Gas | 10000 | Composite | Cathodically Protected | Pressure |  | 1988-02-01 |  | 1988-02-01
730088 | 9 | 2004-08-19 | Removed From Ground | Gas | 10000 | Composite | Cathodically Protected | Pressure |  | 1988-02-01 |  | 1988-02-01
750014 | 1 | 1990-01-02 | Removed From Ground | Gas | 12000 | Bare Steel | Galvanized Steel | Not Marked
750014 | 2 | 1990-01-02 | Removed From Ground | Gas | 12000 | Bare Steel | Galvanized Steel | Not Marked
750014 | 3 | 1990-01-01 | Currently In Use | Gas | 10000 | Composite | Fiberglass Reinforced Plastic | Not Marked |  | 1993-09-01 |  | 1993-09-01
750014 | 4 | 1990-01-01 | Currently In Use | Gas | 10000 | Composite | Fiberglass Reinforced Plastic | Not Marked |  | 1993-09-01 |  | 1993-09-01
750014 | 5 | 2011-10-04 | Temporarily Out Of Use | Gas | 10000 | Composite | Fiberglass Reinforced Plastic | Not Marked |  | 1993-09-01 |  | 1993-09-01
750028 | 1 | 1997-10-21 | Removed From Ground | Gas | 6000 | Cathodically Protected Steel | Galvanized Steel | Pressure
750028 | 2 | 1997-10-21 | Removed From Ground | Gas | 6000 | Cathodically Protected Steel | Fiberglass Reinforced Plastic | Pressure
750028 | 3 | 1997-10-21 | Removed From Ground | Gas | 8000 | Cathodically Protected Steel | Galvanized Steel | Pressure
752001 | 1 | 2010-07-27 | Removed From Ground | Gas | 10000 | Fiberglass | Fiberglass Reinforced Plastic | Pressure |  | 1993-09-27 |  | 1993-09-27
752001 | 2 | 2010-07-27 | Removed From Ground | Gas | 10000 | Fiberglass | Fiberglass Reinforced Plastic | Pressure |  | 1993-09-27 |  | 1993-09-27
752001 | 3 | 2010-07-27 | Removed From Ground | Gas | 10000 | Fiberglass | Fiberglass Reinforced Plastic | Pressure |  | 1993-09-27 |  | 1993-09-27
760007 | 1 | 1997-10-22 | Removed From Ground | Empty | 500 | Bare Steel | Unknown | Not Marked
780004 | 1 | 1989-10-01 | Removed From Ground | Gas | 5000 | Cathodically Protected Steel | Galvanized Steel | Not Marked
780004 | 2 | 1989-10-01 | Removed From Ground | Gas | 10000 | Cathodically Protected Steel | Galvanized Steel | Not Marked
780004 | 3 | 1989-10-01 | Removed From Ground | Gas | 10000 | Cathodically Protected Steel | Galvanized Steel | Not Marked
780004 | 4 | 1989-10-01 | Removed From Ground | Used Oil | 550 | Cathodically Protected Steel | Galvanized Steel | Not Marked | Y |  | Y
780004 | 5 | 2005-03-03 | Removed From Ground | Gas | 10000 | Cathodically Protected Steel | Fiberglass Reinforced Plastic | Pressure |  | 1989-12-01 |  | 1989-12-01
780004 | 6 | 2005-03-03 | Removed From Ground | Gas | 10000 | Cathodically Protected Steel | Fiberglass Reinforced Plastic | Pressure |  | 1989-12-01 |  | 1989-12-01
780004 | 7 | 2005-03-03 | Removed From Ground | Gas | 10000 | Cathodically Protected Steel | Fiberglass Reinforced Plastic | Pressure |  | 1989-12-01 |  | 1989-12-01
780006 | 1 | 1995-03-01 | Removed From Ground | Empty | 550 | Bare Steel | Galvanized Steel | Not Marked
780058 | 1 | 1988-01-01 | Currently In Use | Diesel | 20000 | Fiberglass | Fiberglass Reinforced Plastic | Pressure |  | 1988-01-01 |  | 1988-01-01
780058 | 2 | 1988-01-01 | Currently In Use | Diesel | 20000 | Fiberglass | Fiberglass Reinforced Plastic | Pressure |  | 1988-01-01 |  | 1988-01-01
780058 | 3 | 1988-01-01 | Currently In Use | Diesel | 12000 | Fiberglass | Fiberglass Reinforced Plastic | Pressure |  | 1988-01-01 |  | 1988-01-01
780058 | 4 | 1988-01-01 | Currently In Use | Gas | 12000 | Fiberglass | Fiberglass Reinforced Plastic | Pressure |  | 1988-01-01 |  | 1988-01-01
780058 | 5 | 1988-01-01 | Currently In Use | Gas | 12000 | Fiberglass | Fiberglass Reinforced Plastic | Pressure |  | 1988-01-01 |  | 1988-01-01
780058 | 6 | 1988-01-01 | Currently In Use | Used Oil | 1000 | Fiberglass | Fiberglass Reinforced Plastic | Gravity Fed | Y | 1988-01-01 12:00 | Y | 1988-01-01 12:00
782000 | 1 | 1993-08-01 | Removed From Ground | Gas | 8000 | Cathodically Protected Steel | Galvanized Steel | Not Marked
782000 | 2 | 1993-08-01 | Removed From Ground | Gas | 8000 | Cathodically Protected Steel | Galvanized Steel | Not Marked
782000 | 3 | 1993-08-01 | Removed From Ground | Gas | 6000 | Cathodically Protected Steel | Galvanized Steel | Not Marked
782000 | 4 | 1993-08-01 | Removed From Ground | Kerosene | 1000 | Cathodically Protected Steel | Galvanized Steel | Not Marked
782000 | 5 | 1993-08-01 | Removed From Ground | Diesel | 1000 | Cathodically Protected Steel | Galvanized Steel | Not Marked
830022 | 1 | 2011-11-29 | Removed From Ground | Gas | 8000 | Steel-Impressed Current | Fiberglass Reinforced Plastic | Pressure |  | 1983-05-01 |  | 1983-05-01
830022 | 2 | 2011-11-29 | Removed From Ground | Gas | 8000 | Steel-Impressed Current | Fiberglass Reinforced Plastic | Pressure |  | 1983-05-01 |  | 1983-05-01
830022 | 3 | 2011-11-29 | Removed From Ground | Gas | 8000 | Steel-Impressed Current | Fiberglass Reinforced Plastic | Pressure |  | 1983-02-01 |  | 1983-02-01
830022 | 4 | 2011-11-29 | Removed From Ground | Diesel | 8000 | Steel-Impressed Current | Fiberglass Reinforced Plastic | Pressure |  | 1983-02-01 |  | 1983-02-01
830022 | 5A | 2012-01-10 | Currently In Use | Gas | 12000 | Composite Double Walled | Fiberglass/Double Walled | Pressure | N | 2012-02-01 | N | 2012-02-01
830022 | 5B | 2012-01-10 | Currently In Use | Gas | 4000 | Composite Double Walled | Fiberglass/Double Walled | Pressure | N | 2012-02-01 | N | 2012-02-01
830022 | 5C | 2012-01-10 | Currently In Use | Diesel | 4000 | Composite Double Walled | Fiberglass/Double Walled | Pressure | N | 2012-02-01 | N | 2012-02-01
902304 | 1 | 1996-09-04 | Currently In Use | Gas | 10218 | Composite | Single Wall Flex | Pressure |  | 1996-09-06 |  | 1996-09-06
902304 | 2 | 1996-09-04 | Currently In Use | Gas | 10207 | Composite | Single Wall Flex | Pressure |  | 1996-09-06 |  | 1996-09-06
902304 | 3 | 1996-09-04 | Currently In Use | Gas | 10305 | Composite | Single Wall Flex | Pressure |  | 1996-09-06 |  | 1996-09-06
1010017 | 1 | 1990-01-01 | Removed From Ground | Gas | 6000 | Bare Steel | Galvanized Steel | Not Marked
1010017 | 2 | 1990-01-01 | Currently In Use | Gas | 10000 | Composite | Fiberglass Reinforced Plastic | Pressure |  | 1990-01-01 |  | 1990-01-01
1010017 | 3 | 1990-01-01 | Currently In Use | Diesel | 10000 | Composite | Fiberglass Reinforced Plastic | Pressure |  | 1990-01-01 |  | 1990-01-01
1020003 | 1 | 1997-09-11 | Removed From Ground | Diesel | 10000 | Bare Steel | Galvanized Steel | Suction: Valve At The Tank
1020003 | 2 | 1988-01-01 | Removed From Ground | Used Oil | 600 | Bare Steel | Unknown | Not Marked | Y |  | Y
1020003 | 3 | 1988-05-01 | Closed In Ground | Other | 10000 | Bare Steel | Unknown | Not Marked
1020003 | 4 | 1988-05-01 | Closed In Ground | Other | 10000 | Bare Steel | Unknown | Not Marked
1020003 | 5 | 1989-01-21 | Removed From Ground | Used Oil | 500 | Bare Steel | Galvanized Steel | Not Marked | Y |  | Y
1060407 | 1 | 1991-07-10 | Removed From Ground | Gas | 1000 | Bare Steel | Galvanized Steel | Not Marked
1060407 | 2 | 1991-07-10 | Removed From Ground | Diesel | 250 | Bare Steel | Galvanized Steel | Not Marked
1060407 | 3 | 1991-07-10 | Removed From Ground | Diesel | 250 | Bare Steel | Galvanized Steel | Not Marked
1080016 | 1 | 1997-09-01 | Removed From Ground | Gas | 10134 | Bare Steel | Galvanized Steel | Pressure
1080016 | 2 | 1997-09-01 | Removed From Ground | Gas | 10134 | Bare Steel | Galvanized Steel | Pressure
1080016 | 3 | 1997-09-01 | Removed From Ground | Gas | 10000 | Cathodically Protected Steel | Galvanized Steel | Pressure
1080016 | 4 | 1997-09-01 | Removed From Ground | Kerosene | 2000 | Cathodically Protected Steel | Galvanized Steel | Pressure
1110011 | 1 |  | Permanently Out Of Use | Gas | 5000 | Bare Steel | Galvanized Steel | Not Marked
1110011 | 2 |  | Permanently Out Of Use | Gas | 4000 | Bare Steel | Galvanized Steel | Not Marked
1110011 | 3 |  | Permanently Out Of Use | Gas | 4000 | Bare Steel | Galvanized Steel | Not Marked
1110011 | 4 |  | Permanently Out Of Use | Gas | 3000 | Bare Steel | Galvanized Steel | Not Marked
1110011 | 5 |  | Permanently Out Of Use | Used Oil | 550 | Bare Steel | Galvanized Steel | Not Marked | Y |  | Y
1110011 | 6 |  | Permanently Out Of Use | Gas | 10000 | Bare Steel | Galvanized Steel | Not Marked
1110011 | 7 |  | Permanently Out Of Use | Gas | 10000 | Bare Steel | Galvanized Steel | Not Marked
1110031 | 1 | 1966-05-04 | Currently In Use | Gas | 10000 | Steel-Impressed Current | Double Walled | Pressure |  | 1997-03-01 |  | 1997-03-01
1110031 | 10 | 2004-11-30 | Currently In Use | Diesel | 6000 | Fiberglass | Fiberglass Reinforced Plastic | Pressure | N | 2004-11-30 | N | 2004-11-30
1110031 | 2 | 1974-05-02 | Currently In Use | Gas | 15000 | Steel-Impressed Current | Double Walled | Pressure |  | 1997-03-01 |  | 1997-03-01
1110031 | 3 | 1997-02-01 | Removed From Ground | Gas | 2000 | Bare Steel | Galvanized Steel | Not Marked
1110031 | 4 | 1997-01-01 | Removed From Ground | Diesel | 10000 | Bare Steel | Galvanized Steel | Not Marked |  | 1997-02-01 |  | 1997-02-01
1110031 | 5 | 1974-05-02 | Currently In Use | Diesel | 15000 | Steel-Impressed Current | Double Walled | Pressure |  | 1997-03-01 |  | 1997-03-01
1110031 | 6 | 1974-05-02 | Currently In Use | Diesel | 15000 | Steel-Impressed Current | Double Walled | Pressure |  | 1997-03-01 |  | 1997-03-01
1110031 | 7 | 1974-05-02 | Currently In Use | Diesel | 15000 | Steel-Impressed Current | Double Walled | Pressure |  | 1997-03-01 |  | 1997-03-01
1110031 | 8 | 1974-05-02 | Currently In Use | Diesel | 15000 | Steel-Impressed Current | Double Walled | Pressure |  | 1998-03-01 |  | 1998-03-01
1110031 | 9 | 1997-02-01 | Removed From Ground | Diesel | 2000 | Bare Steel | Galvanized Steel | Not Marked
1120049 | 1 | 1990-05-09 | Removed From Ground | Gas | 1000 | Cathodically Protected Steel | Bare Steel | Not Marked
1120049 | 2 | 1990-05-09 | Removed From Ground | Empty | 1000 | Cathodically Protected Steel | Bare Steel | Not Marked
1120049 | 3 | 1990-05-09 | Removed From Ground | Diesel | 500 | Cathodically Protected Steel | Bare Steel | Not Marked
1120049 | 4 | 1990-05-09 | Removed From Ground | Diesel | 1000 | Cathodically Protected Steel | Bare Steel | Not Marked
1120049 | 5 | 1990-05-09 | Removed From Ground | Kerosene | 1000 | Cathodically Protected Steel | Bare Steel | Not Marked
1150038 | 1 |  | Permanently Out Of Use | Diesel | 1 | Bare Steel | Bare Steel | Not Marked
1150060 | 1 | 2013-05-29 | Removed From Ground | Gas | 3000 | STIP-3 | Galvanic | Pressure |  | 1998-07-14 |  | 1998-07-14
1150060 | 2 | 2013-05-29 | Removed From Ground | Gas | 2000 | STIP-3 | Galvanic | Pressure |  | 1998-07-14 |  | 1998-07-14
1150060 | 3 | 2013-05-29 | Removed From Ground | Gas | 6000 | STIP-3 | Galvanic | Pressure |  | 1998-07-14 |  | 1998-07-14
1150060 | 4 | 2013-05-29 | Removed From Ground | Gas | 6000 | STIP-3 | Galvanic | Pressure |  | 1998-07-14 |  | 1998-07-14
1150060 | 5 | 2013-05-29 | Removed From Ground | Diesel | 3000 | STIP-3 | Galvanic | Pressure |  | 1998-07-14 |  | 1998-07-14
1150060 | 6 | 2013-05-29 | Closed In Ground | Kerosene | 550 | STIP-3 | Galvanic | Suction: Valve At The Tank |  | 1998-07-14 |  | 1998-07-14
1210148 | 262G1 | 2000-12-01 | Removed From Ground | Gas | 1000 | Bare Steel | Galvanized Steel | Suction: Valve At The Tank
1210148 | 262G2 | 2000-12-01 | Removed From Ground | Gas | 1000 | Bare Steel | Galvanized Steel | Suction: Valve At The Tank
1210174 | 1 | 1989-01-01 | Removed From Ground | Gas | 6000 | Cathodically Protected Steel | Galvanized Steel | Not Marked
1210174 | 10 | 1992-09-10 | Removed From Ground | Used Oil | 1000 | Fiberglass | Fiberglass Reinforced Plastic | Pressure | Y |  | Y
1210174 | 11 | 1992-09-10 | Removed From Ground | Heating Oil | 1000 | Fiberglass | Fiberglass Reinforced Plastic | Pressure
1210174 | 12 | 2014-05-22 | Removed From Ground | Gas | 12000 | Unknown | Fiberglass Reinforced Plastic | Pressure |  | 1994-02-17 |  | 1994-02-17
1210174 | 13 | 2014-05-21 | Removed From Ground | Gas | 12000 | Unknown | Fiberglass Reinforced Plastic | Pressure |  | 1994-02-17 |  | 1994-02-17
1210174 | 14 | 2014-05-21 | Removed From Ground | Gas | 12000 | Unknown | Fiberglass Reinforced Plastic | Pressure |  | 1994-02-17 |  | 1994-02-17
1210174 | 15 | 2014-05-21 | Removed From Ground | Diesel | 10000 | Unknown | Fiberglass Reinforced Plastic | Pressure |  | 1994-02-17 |  | 1994-02-17
1210174 | 2 | 1989-01-01 | Removed From Ground | Gas | 6000 | Cathodically Protected Steel | Galvanized Steel | Not Marked
1210174 | 3 | 1989-01-01 | Removed From Ground | Gas | 4000 | Cathodically Protected Steel | Galvanized Steel | Not Marked
1210174 | 4 | 1989-01-01 | Removed From Ground | Gas | 4000 | Cathodically Protected Steel | Galvanized Steel | Not Marked
1210174 | 5 | 1989-01-01 | Removed From Ground | Kerosene | 550 | Fiberglass | Fiberglass Reinforced Plastic | Pressure
1210174 | 6 | 1989-01-01 | Removed From Ground | Used Oil | 550 | Bare Steel | Galvanized Steel | Not Marked | Y |  | Y
1210174 | 7 | 1992-09-10 | Removed From Ground | Gas | 12000 | Fiberglass | Fiberglass Reinforced Plastic | Pressure
1210174 | 8 | 1992-09-10 | Removed From Ground | Gas | 12000 | Fiberglass | Fiberglass Reinforced Plastic | Pressure
1210174 | 9 | 1992-09-10 | Removed From Ground | Gas | 12000 | Fiberglass | Fiberglass Reinforced Plastic | Pressure
1210190 | 1 | 1992-12-10 | Closed In Ground | Gas | 6000 | Bare Steel | Galvanized Steel | Suction: Valve At The Tank
1210190 | 2 | 1992-12-10 | Closed In Ground | Gas | 6000 | Bare Steel | Galvanized Steel | Suction: Valve At The Tank
1210190 | 3 | 1992-12-10 | Closed In Ground | Gas | 6000 | Bare Steel | Galvanized Steel | Suction: Valve At The Tank
1210190 | 4 | 1992-12-17 | Currently In Use | Gas | 6000 | Steel-Galvanic | Fiberglass Reinforced Plastic | Pressure |  | 1992-12-17 |  | 1992-12-17
1210190 | 5 | 1992-12-17 | Currently In Use | Gas | 6000 | Steel-Galvanic | Fiberglass Reinforced Plastic | Pressure |  | 1992-12-17 |  | 1992-12-17
1210190 | 6 | 1992-12-17 | Currently In Use | Gas | 8000 | Steel-Galvanic | Fiberglass Reinforced Plastic | Pressure |  | 1992-12-17 |  | 1992-12-17
1210238 | 1 | 1997-01-20 | Removed From Ground | Gas | 10000 | Bare Steel | Galvanized Steel | Pressure
1210238 | 2 | 1997-01-20 | Removed From Ground | Gas | 10000 | Bare Steel | Galvanized Steel | Pressure
1210238 | 3 | 1997-01-20 | Removed From Ground | Gas | 10000 | Bare Steel | Galvanized Steel | Pressure
1210302 | 1 | 2007-01-25 | Removed From Ground | Gas | 12000 | Fiberglass Double Walled | Fiberglass Reinforced Plastic | Pressure |  | 1989-01-01 |  | 1989-01-01
1210302 | 2 | 2007-01-25 | Removed From Ground | Gas | 12000 | Fiberglass Double Walled | Fiberglass Reinforced Plastic | Pressure |  | 1989-01-01 |  | 1989-01-01
1210302 | 3 | 2007-01-25 | Removed From Ground | Gas | 12000 | Fiberglass Double Walled | Fiberglass Reinforced Plastic | Pressure | N | 1989-01-01 | N | 1989-01-01
1210302 | 4 | 1998-05-22 | Closed In Ground | Gas | 11300 | Fiberglass | Fiberglass Reinforced Plastic | Pressure |  | 1989-01-01 |  | 1989-01-01
1210326 | 1 |  | Removed From Ground Date Unknown | Diesel | 1000 | Bare Steel | Galvanized Steel | Not Marked
1210326 | 2 |  | Removed From Ground Date Unknown | Gas | 10000 | Bare Steel | Galvanized Steel | Not Marked
1210409 | 1 | 1988-12-01 | Removed From Ground | Gas | 10000 | Bare Steel | Galvanized Steel | Not Marked
1210409 | 2 | 1988-12-01 | Removed From Ground | Diesel | 10000 | Bare Steel | Galvanized Steel | Not Marked
1210409 | 3 | 1988-12-01 | Removed From Ground | Gas | 6000 | Bare Steel | Galvanized Steel | Not Marked
1260015 | 1 | 1999-03-08 | Removed From Ground | Diesel | 560 | Bare Steel | Bare Steel | Suction: Valve At The Tank
1260015 | 2 | 1999-03-08 | Removed From Ground | Gas | 1000 | Bare Steel | Bare Steel | Suction: Valve At The Tank
1260015 | 3 | 1999-03-08 | Removed From Ground | Gas | 2000 | Cathodically Protected Steel | Galvanized Steel | Suction: Valve At The Tank
1270022 | 1 | 1997-11-17 | Removed From Ground | Gas | 1000 | Bare Steel | Galvanized Steel | Suction: Valve At The Tank
1270022 | 2 | 1997-11-17 | Removed From Ground | Gas | 1000 | Bare Steel | Galvanized Steel | Suction: Valve At The Tank
1370079 | 1 |  | Closed In Ground Date Unknown | Gas |  | Bare Steel | Galvanized Steel | Not Marked
1370079 | 2 |  | Closed In Ground Date Unknown | Gas |  | Bare Steel | Galvanized Steel | Not Marked
1440025 | 1 | 1990-03-20 | Removed From Ground | Gas | 3000 | Bare Steel | Bare Steel | Suction: Valve At The Tank
1440025 | 10 | 2004-10-01 | Currently In Use | Kerosene | 1000 | Fiberglass | Double Walled | Pressure | N | 2004-10-01 | N | 2004-10-01
1440025 | 2 | 1990-03-01 | Removed From Ground | Gas | 3000 | Bare Steel | Bare Steel | Suction: Valve At The Tank
1440025 | 3 | 1990-03-01 | Removed From Ground | Gas | 3000 | Bare Steel | Galvanized Steel | Suction: Valve At The Tank |  | 1993-06-07 |  | 1993-06-09
1440025 | 4 | 2007-11-01 | Removed From Ground | Gas | 3000 | STIP-3 | Cathodically Protected | Suction: No Valve At The Tank |  | 1993-06-06 |  | 1993-06-06
1440025 | 5 | 2007-11-01 | Removed From Ground | Gas | 3000 | STIP-3 | Cathodically Protected | Suction: No Valve At The Tank |  | 1993-06-06 |  | 1993-06-06
1440025 | 6 | 2007-11-01 | Removed From Ground | Gas | 3000 | STIP-3 | Cathodically Protected | Suction: No Valve At The Tank |  | 1993-06-06 |  | 1993-06-06
1440025 | 7 | 2004-10-01 | Currently In Use | Gas | 10000 | Fiberglass | Double Walled | Pressure | N | 2004-10-01 | N | 2004-10-01
1440025 | 8 | 2004-10-01 | Currently In Use | Gas | 5000 | Fiberglass | Double Walled | Pressure | N | 2004-10-01 | N | 2004-10-01
1440025 | 9 | 2004-10-01 | Currently In Use | Diesel | 2000 | Fiberglass | Double Walled | Pressure | N | 2004-10-01 | N | 2004-10-01
1440027 | 1 | 1996-12-03 | Removed From Ground | Gas | 6000 | Bare Steel | Galvanized Steel | Not Marked
1440027 | 2 | 1996-12-03 | Removed From Ground | Gas | 6000 | Bare Steel | Galvanized Steel | Not Marked
1440027 | 3 | 1996-12-03 | Removed From Ground | Gas | 12000 | Bare Steel | Galvanized Steel | Not Marked
1440027 | 4 | 1996-12-03 | Removed From Ground | Diesel | 500 | Bare Steel | Galvanized Steel | Not Marked
1460100 | 1 | 2014-09-16 | Removed From Ground | Gas | 3000 | Cathodically Protected Steel | Cathodically Protected | Suction: Valve At The Tank |  | 1988-08-04 |  | 1988-08-04
1460100 | 2 | 2014-09-16 | Removed From Ground | Diesel | 3000 | Cathodically Protected Steel | Cathodically Protected | Suction: Valve At The Tank |  | 1988-08-04 |  | 1988-08-04
1460100 | 3 | 2014-09-16 | Removed From Ground | Gas | 3000 | Cathodically Protected Steel | Cathodically Protected | Suction: Valve At The Tank |  | 1988-08-04 |  | 1988-08-04
1580042 | 1 | 2002-03-27 | Currently In Use | Gas | 10000 | Steel-Impressed Current | Cathodically Protected | Pressure |  | 1999-01-29 |  | 1999-01-29
1580042 | 2 | 2002-03-27 | Currently In Use | Gas | 10000 | Steel-Impressed Current | Cathodically Protected | Pressure |  | 1999-01-29 |  | 1999-01-29
1580042 | 3 | 2002-03-27 | Currently In Use | Gas | 6000 | Steel-Impressed Current | Cathodically Protected | Pressure |  | 1999-01-29 |  | 1999-01-29
1580042 | 4 | 2002-03-27 | Currently In Use | Diesel | 4000 | Steel-Impressed Current | Cathodically Protected | Pressure |  | 1999-01-29 |  | 1999-01-29
1590020 | 1 | 1991-02-18 | Currently In Use | Gas | 3000 | Cathodically Protected Steel | Fiberglass Reinforced Plastic | Pressure |  | 1998-12-01 |  | 1998-12-01
1590020 | 2 | 1998-12-18 | Removed From Ground | Gas | 3000 | Bare Steel | Galvanized Steel | Pressure
3025000 | 0 | 1985-03-01 | Removed From Ground | Other |  | Not Marked/Unknown | Not Marked | Not Marked
3039000 | 1 | 1993-12-02 | Removed From Ground | Gas | 1000 | Not Marked/Unknown | Not Marked | Not Marked
3039000 | 2 | 1993-12-02 | Removed From Ground | Gas | 1000 | Not Marked/Unknown | Not Marked | Not Marked
3044001 | 1 | 1993-09-02 | Removed From Ground | Diesel | 6000 | Not Marked/Unknown | Not Marked | Not Marked
3044001 | 2 | 1993-09-02 | Removed From Ground | Gas | 3000 | Not Marked/Unknown | Not Marked | Not Marked
3044001 | 3 | 1993-09-02 | Removed From Ground | Gas | 3000 | Not Marked/Unknown | Not Marked | Not Marked
3044001 | 4 | 1993-09-02 | Removed From Ground | Gas | 3000 | Not Marked/Unknown | Not Marked | Not Marked
3044001 | 5 | 1993-09-02 | Removed From Ground | Used Oil | 550 | Not Marked/Unknown | Not Marked | Not Marked | Y |  | Y
3045000 | 0 | 1993-10-01 | Removed From Ground | Other | 1 | Not Marked/Unknown | Not Marked | Not Marked
3045000 | 1 | 1993-10-01 | Removed From Ground | Other | 1 | Not Marked/Unknown | Not Marked | Not Marked
3053005 | DUMMY |  | Currently In Use | Other | 1 | Not Marked/Unknown | Not Marked | Not Marked
4010002 | 1 |  | Removed From Ground Date Unknown | Other | 12000 | Bare Steel | Galvanized Steel | Suction: Valve At The Tank
4010002 | 2 |  | Removed From Ground Date Unknown | Diesel | 2000 | Bare Steel | Galvanized Steel | Not Marked
4010002 | 3 |  | Removed From Ground Date Unknown | Gas | 4000 | Bare Steel | Galvanized Steel | Not Marked
4010002 | 4 |  | Removed From Ground Date Unknown | Gas | 2000 | Bare Steel | Galvanized Steel | Not Marked
4010003 | 1 | 1988-05-30 | Removed From Ground | Gas | 4000 | Bare Steel | Galvanized Steel | Not Marked
4010003 | 10 | 1989-05-26 | Currently In Use | Gas | 4000 | Bare Steel | Cathodically Protected | Suction: No Valve At The Tank |  | 1989-05-26 |  | 1989-05-26
4010003 | 2 | 1988-05-30 | Removed From Ground | Gas | 2000 | Bare Steel | Galvanized Steel | Not Marked
4010003 | 3 | 1988-05-30 | Removed From Ground | Diesel | 2000 | Bare Steel | Bare Steel | Not Marked
4010003 | 4 | 1989-05-26 | Removed From Ground | Diesel | 1000 | Bare Steel | Galvanized Steel | Not Marked
4010003 | 5 | 1989-05-26 | Removed From Ground | Gas | 4000 | Bare Steel | Galvanized Steel | Not Marked
4010003 | 6 | 1989-05-26 | Removed From Ground | Diesel | 1000 | Bare Steel | Galvanized Steel | Not Marked
4010003 | 7 | 1988-05-30 | Currently In Use | Gas | 4000 | Bare Steel | Cathodically Protected | Suction: No Valve At The Tank
4010003 | 8 | 1988-05-30 | Currently In Use | Diesel | 4000 | Bare Steel | Cathodically Protected | Pressure
4010003 | 9 | 1989-05-26 | Currently In Use | Gas | 4000 | Bare Steel | Cathodically Protected | Suction: No Valve At The Tank |  | 1989-05-26 |  | 1989-05-26
4010004 | 1 |  | Removed From Ground Date Unknown | Other | 2000 | Bare Steel | Unknown | Not Marked
4010004 | 2 |  | Permanently Out Of Use | Gas | 500 | Bare Steel | Unknown | Not Marked
4010004 | 3 |  | Removed From Ground Date Unknown | Gas | 1000 | Bare Steel | Unknown | Not Marked
4010004 | 4 |  | Removed From Ground Date Unknown | Diesel | 3000 | Bare Steel | Unknown | Not Marked
4010004 | 5 |  | Permanently Out Of Use | Propane | 250 | Bare Steel | Unknown | Not Marked
4010005 | 1 | 2009-11-11 | Removed From Ground | Gas | 6000 | Steel-Impressed Current | Impressed Current | Suction: Valve At The Tank |  | 1998-02-01 |  | 1998-02-01
4010005 | 2 | 2009-11-11 | Removed From Ground | Gas | 6000 | Steel-Impressed Current | Impressed Current | Suction: Valve At The Tank |  | 1998-02-01 |  | 1998-02-01
4010005 | 3 | 2009-11-11 | Removed From Ground | Gas | 6000 | Steel-Impressed Current | Impressed Current | Suction: Valve At The Tank |  | 1998-01-01 |  | 1998-01-01
4010007 | 1 | 1998-09-01 | Removed From Ground | Other |  | Marked Unknown | Unknown | Not Marked
4010008 | 1 | 1993-05-28 | Removed From Ground | Other | 1000 | Bare Steel | Unknown | Not Marked
4010008 | 2 | 1993-05-28 | Removed From Ground | Gas | 2000 | Bare Steel | Galvanized Steel | Not Marked
4010008 | 210780 | 2008-09-29 | Removed From Ground | Diesel | 1000 | Steel-Galvanic | Cathodically Protected | Suction: No Valve At The Tank |  | 1993-05-12 |  | 1993-05-12
4010008 | 210781 | 2008-03-13 | Removed From Ground | Gas | 1000 | Steel-Galvanic | Cathodically Protected | Suction: No Valve At The Tank |  | 1993-05-12 |  | 1993-05-12
4010008 | 3 | 1993-05-28 | Removed From Ground | Diesel | 560 | Bare Steel | Galvanized Steel | Not Marked
4010008 | 4 | 1993-05-28 | Removed From Ground | Diesel | 560 | Bare Steel | Galvanized Steel | Not Marked
4010009 | 1 |  | Removed From Ground Date Unknown | Diesel | 4000 | Bare Steel | Galvanized Steel | Suction: Valve At The Tank
4010009 | 10 | 1998-01-26 | Currently In Use | Diesel | 10000 | Composite | Double Walled Flex | Pressure |  | 1998-01-01 |  | 1998-01-01
4010009 | 11 | 1998-01-26 | Currently In Use | Diesel | 10000 | Composite | Double Walled Flex | Pressure |  | 1998-01-01 |  | 1998-01-01
4010009 | 12 | 1998-01-26 | Currently In Use | Diesel | 4000 | Composite | Double Walled Flex | Pressure |  | 1998-01-01 |  | 1998-01-01
4010009 | 2 |  | Removed From Ground Date Unknown | Diesel | 4000 | Bare Steel | Galvanized Steel | Suction: Valve At The Tank
4010009 | 3 | 1998-05-01 | Closed In Ground | Gas | 3000 | Bare Steel | Galvanized Steel | Suction: Valve At The Tank
4010009 | 4 | 1998-05-01 | Closed In Ground | Gas | 3000 | Bare Steel | Galvanized Steel | Suction: Valve At The Tank
4010009 | 5 | 1998-05-01 | Closed In Ground | Gas | 3000 | Bare Steel | Galvanized Steel | Suction: Valve At The Tank
4010009 | 6 | 1998-05-01 | Removed From Ground | Diesel | 10000 | Cathodically Protected Steel | Galvanized Steel | Suction: Valve At The Tank
4010009 | 7 | 1998-01-29 | Currently In Use | Gas | 10000 | Composite | Double Walled Flex | Pressure |  | 1998-01-01 |  | 1998-01-01
4010009 | 8 | 1998-01-26 | Currently In Use | Gas | 10000 | Composite | Double Walled Flex | Pressure |  | 1998-01-01 |  | 1998-01-01
4010009 | 9 | 1998-01-26 | Currently In Use | Gas | 10000 | Composite | Double Walled Flex | Pressure |  | 1998-01-01 |  | 1998-01-01
4010013 | 1 | 1988-02-01 | Removed From Ground | Diesel | 10000 | Bare Steel | Unknown | Not Marked
4010013 | 2 | 1988-02-01 | Removed From Ground | Gas | 3000 | Bare Steel | Unknown | Not Marked
4010014 | 1 | 1995-11-01 | Removed From Ground | Gas | 4000 | Cathodically Protected Steel | Galvanized Steel | Suction: No Valve At The Tank |  |  |  | 1995-01-20
4010014 | 2 | 1995-11-01 | Removed From Ground | Gas | 4000 | Cathodically Protected Steel | Galvanized Steel | Suction: No Valve At The Tank |  |  |  | 1995-01-20
4010014 | 3 | 1995-11-01 | Removed From Ground | Gas | 4000 | Cathodically Protected Steel | Galvanized Steel | Suction: No Valve At The Tank |  |  |  | 1995-01-20
4010014 | 4 | 1995-11-01 | Removed From Ground | Kerosene | 6000 | Cathodically Protected Steel | Galvanized Steel | Suction: No Valve At The Tank |  |  |  | 1995-01-20
4010015 | 1 | 1982-04-28 | Currently In Use | Gas | 8000 | Steel-Impressed Current | Cathodically Protected | Pressure |  | 1995-02-09 |  | 1995-02-09
4010015 | 2 | 1982-04-28 | Currently In Use | Gas | 8000 | Steel-Impressed Current | Cathodically Protected | Pressure |  | 1995-02-09 |  | 1995-02-09
4010015 | 3 | 1982-04-28 | Currently In Use | Gas | 8000 | Steel-Impressed Current | Cathodically Protected | Pressure |  | 1995-02-09 |  | 1995-02-09
4010015 | 4 | 1982-04-28 | Currently In Use | Diesel | 8000 | Steel-Impressed Current | Cathodically Protected | Pressure |  | 1995-02-09 |  | 1995-02-09
4010016 | 1 | 1982-04-28 | Currently In Use | Gas | 6000 | Steel-Impressed Current | Cathodically Protected | Suction: No Valve At The Tank | Y | 1997-06-10 12:00 |  | 1997-06-10 12:00
4010016 | 2 | 1982-04-28 | Currently In Use | Gas | 6000 | Steel-Impressed Current | Secondary Containment | Suction: No Valve At The Tank | Y | 1997-06-10 12:00 |  | 1997-06-10 12:00
4010016 | 3 | 1982-04-28 | Currently In Use | Gas | 6000 | Steel-Impressed Current | Cathodically Protected | Suction: No Valve At The Tank | Y | 1997-06-10 12:00 |  | 1997-06-10 12:00
4010018 | 1 | 1996-11-01 | Removed From Ground | Gas | 8000 | Bare Steel | Galvanized Steel | Pressure
4010018 | 2 | 1996-11-01 | Removed From Ground | Gas | 8000 | Bare Steel | Galvanized Steel | Pressure
4010018 | 3 | 1996-11-01 | Removed From Ground | Gas | 4000 | Bare Steel | Galvanized Steel | Pressure
4010018 | 4 | 1996-11-01 | Removed From Ground | Gas | 3000 | Bare Steel | Galvanized Steel | Pressure
4010018 | 5 | 1995-09-12 | Removed From Ground | Heating Oil | 560 | Bare Steel | Galvanized Steel | Pressure
4010018 | 6 | 1995-09-12 | Removed From Ground | Used Oil | 560 | Bare Steel | Galvanized Steel | Pressure | Y |  | Y
4010018 | 7 | 1996-10-02 | Currently In Use | Gas | 8000 | Composite | Fiberglass Reinforced Plastic | Pressure |  | 1996-10-02 |  | 1996-10-02
4010018 | 8 | 1996-10-02 | Currently In Use | Gas | 8000 | Composite | Fiberglass Reinforced Plastic | Pressure |  | 1996-10-02 |  | 1996-10-02
4010018 | 9 | 1996-10-02 | Currently In Use | Diesel | 3000 | Composite | Fiberglass Reinforced Plastic | Suction: No Valve At The Tank |  | 1996-10-02 |  | 1996-10-02
4010019 | 1 |  | Removed From Ground Date Unknown | Used Oil | 3000 | Bare Steel | Galvanized Steel | Not Marked | Y |  | Y
4010019 | 2 |  | Removed From Ground Date Unknown | Gas | 3000 | Bare Steel | Galvanized Steel | Not Marked
4010019 | 3 |  | Removed From Ground Date Unknown | Gas | 3000 | Bare Steel | Galvanized Steel | Not Marked
4010019 | 4 | 1994-05-15 | Currently In Use | Gas | 6000 | Composite | Fiberglass Reinforced Plastic | Pressure |  | 1996-05-05 |  | 1996-05-05
4010019 | 5A | 1994-05-15 | Currently In Use | Gas | 3000 | Composite | Fiberglass Reinforced Plastic | Pressure |  | 1996-05-05 |  | 1996-05-05
4010019 | 5B | 1994-05-15 | Currently In Use | Gas | 3000 | Composite | Fiberglass Reinforced Plastic | Pressure |  | 1996-05-05 |  | 1996-05-05
4010020 | 1 | 1997-09-01 | Removed From Ground | Gas | 3000 | Bare Steel | Galvanized Steel | Pressure
4010020 | 2 | 1997-09-01 | Removed From Ground | Gas | 3000 | Bare Steel | Galvanized Steel | Pressure
4010020 | 3 | 1997-09-01 | Removed From Ground | Gas | 3000 | Bare Steel | Galvanized Steel | Pressure
4010020 | 4 | 1997-09-01 | Removed From Ground | Gas | 3000 | Bare Steel | Galvanized Steel | Pressure
4010020 | 5 | 1997-09-01 | Removed From Ground | Gas | 3000 | Bare Steel | Galvanized Steel | Pressure
4010020 | 6 | 1995-06-27 | Removed From Ground | Used Oil | 560 | Bare Steel | Galvanized Steel | Gravity Fed | Y |  | Y
4010021 | 1 | 1988-06-10 | Currently In Use | Gas | 4000 | Steel-Impressed Current | Cathodically Protected | Pressure |  | 1998-08-20 |  | 1989-06-10
4010021 | 2 | 1988-06-10 | Currently In Use | Gas | 4000 | Steel-Impressed Current | Cathodically Protected | Pressure |  | 1998-08-20 |  | 1989-06-10
4010021 | 3 | 1988-06-10 | Currently In Use | Gas | 4000 | Steel-Impressed Current | Cathodically Protected | Pressure |  | 1998-08-20 |  | 1989-06-20
4010021 | 4 | 1988-06-10 | Currently In Use | Diesel | 4000 | Steel-Impressed Current | Cathodically Protected | Pressure |  | 1998-08-20 |  | 1989-06-10
4010022 | 1 | 1976-05-05 | Currently In Use | Gas | 3000 | Steel-Impressed Current | Cathodically Protected | Suction: Valve At The Tank |  | 1998-11-09 |  | 1998-11-09
4010022 | 2 | 1976-05-05 | Currently In Use | Gas | 3000 | Steel-Impressed Current | Cathodically Protected | Suction: Valve At The Tank |  | 1998-11-09 |  | 1998-11-09
4010022 | 3 | 1976-05-05 | Currently In Use | Diesel | 3000 | Steel-Impressed Current | Cathodically Protected | Suction: Valve At The Tank |  | 1998-11-09 |  | 1998-11-09
4010022 | 4 | 1976-05-05 | Currently In Use | Gas | 4000 | Steel-Impressed Current | Cathodically Protected | Suction: Valve At The Tank |  | 1998-11-09 |  | 1998-11-09
4010022 | 5 | 1976-05-05 | Currently In Use | Gas | 4000 | Steel-Impressed Current | Cathodically Protected | Suction: Valve At The Tank |  | 1998-11-09 |  | 1998-11-09
4010023 | 1 | 1988-01-01 | Removed From Ground | Diesel | 8000 | Bare Steel | Galvanized Steel | Suction: No Valve At The Tank
4010024 | 1 | 1988-06-15 | Removed From Ground | Gas | 2000 | Bare Steel | Galvanized Steel | Suction: No Valve At The Tank
4010025 | 1 | 1995-06-27 | Removed From Ground | Gas | 560 | Bare Steel | Galvanized Steel | Not Marked
4010026 | 1 | 1987-09-10 | Removed From Ground | Gas | 2000 | Bare Steel | Galvanized Steel | Suction: No Valve At The Tank
4010027 | 1 | 1988-07-20 | Removed From Ground | Gas | 10000 | Bare Steel | Galvanized Steel | Suction: No Valve At The Tank
4010038 | 1 | 1992-08-27 | Removed From Ground | Diesel | 10000 | Marked Unknown | Unknown | Not Marked
4010038 | 16762 | 1994-03-17 | Currently In Use | Diesel | 10000 | Fiberglass | Fiberglass Reinforced Plastic | Pressure |  | 1994-03-17 |  | 1994-03-17
4010038 | 2 | 1992-08-27 | Removed From Ground | Gas | 10000 | Marked Unknown | Unknown | Not Marked
4010038 | 338040 | 2005-09-20 | Removed From Ground | Gas | 5000 | Composite | Fiberglass Reinforced Plastic | Pressure |  | 1992-09-11 |  | 1992-09-11
4010038 | 338040 |  | Currently In Use | Gas | 5000 | Composite | Fiberglass Reinforced Plastic | Pressure |  | 1992-09-11 |  | 1992-09-11
4010039 | 1 |  | Currently In Use | Diesel | 40000 | Bare Steel | Unknown | Not Marked
4010039 | 10C2 | 1988-03-01 | Removed From Ground | Gas | 1000 | Bare Steel | Bare Steel | Not Marked
4010039 | 2 | 1988-03-01 | Removed From Ground | Gas | 40000 | Bare Steel | Unknown | Not Marked
4010039 | 3 | 1974-01-01 | Removed From Ground | Gas | 1000 | Bare Steel | Unknown | Not Marked
4010039 | 4 |  | Currently In Use | Diesel | 40000 | Bare Steel | Bare Steel | Not Marked
4010039 | 5 |  | Currently In Use | Diesel | 40000 | Bare Steel | Bare Steel | Pressure
4010039 | 6 |  | Currently In Use | Diesel | 400000 | Bare Steel | Unknown | Not Marked
4010039 | 6A | 1988-03-01 | Removed From Ground | Gas | 10000 | Bare Steel | Bare Steel | Not Marked
4010039 | 7 |  | Permanently Out Of Use | Gas | 10000 | Bare Steel | Unknown | Not Marked
4010039 | 7B | 1988-03-01 | Removed From Ground | Diesel | 2000 | Bare Steel | Bare Steel | Not Marked
4010039 | 8 |  | Currently In Use | Diesel | 2000 | Bare Steel | Bare Steel | Not Marked
4010039 | 9 |  | Currently In Use | Diesel | 40000 | Bare Steel | Bare Steel | Not Marked
4010039 | 9C1 | 1988-03-01 | Removed From Ground | Diesel | 2000 | Bare Steel | Bare Steel | Not Marked
4010040 | 1 | 1978-05-05 | Currently In Use | Gas | 12000 | Steel-Impressed Current | Cathodically Protected | Pressure |  | 1995-12-13 |  | 1995-12-13
4010040 | 2 | 1978-05-05 | Currently In Use | Gas | 12000 | Steel-Impressed Current | Cathodically Protected | Pressure |  | 1995-12-13 |  | 1995-12-13
4010040 | 3 | 1978-05-05 | Currently In Use | Gas | 12000 | Steel-Impressed Current | Cathodically Protected | Pressure |  | 1995-12-13 |  | 1995-12-13
4010040 | 4 | 1978-05-05 | Currently In Use | Diesel | 12000 | Steel-Impressed Current | Cathodically Protected | Pressure |  | 1995-12-13 |  | 1995-12-13
4010042 | 1 |  | Permanently Out Of Use | Gas | 6000 | Bare Steel | Galvanized Steel | Not Marked
4010042 | 2 |  | Permanently Out Of Use | Gas | 6000 | Bare Steel | Galvanized Steel | Not Marked
4010042 | 3 |  | Permanently Out Of Use | Gas | 6000 | Bare Steel | Galvanized Steel | Not Marked
4010043 | 1 | 1995-08-01 | Closed In Ground | Gas | 4000 | Bare Steel | Galvanized Steel | Not Marked
4010043 | 2 | 2000-01-01 | Closed In Ground | Gas | 3000 | Bare Steel | Galvanized Steel | Suction: Valve At The Tank
4010043 | 3 | 1995-08-01 | Closed In Ground | Gas | 3000 | Bare Steel | Galvanized Steel | Not Marked
4010043 | 4A | 1999-10-01 | Currently In Use | Gas | 2000 | Composite | Fiberglass Reinforced Plastic | Suction: No Valve At The Tank |  | 1999-10-01 |  | 1999-10-01
4010043 | 4A |  | Removed From Ground Date Unknown | Gas | 2000 | Composite | Fiberglass Reinforced Plastic | Suction: No Valve At The Tank |  | 1999-10-01 |  | 1999-10-01
4010043 | 4B | 1999-10-01 | Currently In Use | Gas | 2000 | Composite | Fiberglass Reinforced Plastic | Suction: No Valve At The Tank |  | 1999-10-01 |  | 1999-10-01
4010043 | 4B |  | Removed From Ground Date Unknown | Gas | 2000 | Composite | Fiberglass Reinforced Plastic | Suction: No Valve At The Tank |  | 1999-10-01 |  | 1999-10-01
4010044 | 1 | 1987-06-01 | Removed From Ground | Gas | 550 | Bare Steel | Galvanized Steel | Not Marked
4010044 | 2 | 1987-06-01 | Removed From Ground | Diesel | 2000 | Bare Steel | Galvanized Steel | Not Marked
4010045 | 1 | 1990-05-24 | Removed From Ground | Gas | 500 | Bare Steel | Galvanized Steel | Not Marked
4010047 | 1 | 2001-11-01 | Removed From Ground | Empty | 500 | Bare Steel | Galvanized Steel | Not Marked
4010047 | 1 |  | Permanently Out Of Use | Empty | 500 | Bare Steel | Galvanized Steel | Not Marked
4010047 | 1A | 2001-11-01 | Removed From Ground | Empty | 1000 | Bare Steel | Galvanized Steel | Suction: No Valve At The Tank
4010047 | 1A |  | Permanently Out Of Use | Empty | 1000 | Bare Steel | Galvanized Steel | Suction: No Valve At The Tank
4010047 | 2 | 1991-08-20 | Currently In Use | Gas | 8000 | Steel-Galvanic | Galvanic | Suction: No Valve At The Tank |  | 1991-08-20 |  | 1991-08-20
4010047 | 3 | 1991-08-20 | Currently In Use | Diesel | 4000 | Steel-Galvanic | Galvanic | Suction: No Valve At The Tank |  | 1991-08-20 |  | 1991-08-20
4010047 | 4 | 1991-08-20 | Currently In Use | Gas | 3000 | Steel-Galvanic | Galvanic | Suction: No Valve At The Tank |  | 1991-08-20 |  | 1991-08-20
4010047 | 5 | 2001-11-01 | Removed From Ground | Gas | 1000 | Bare Steel | Not Marked | Not Marked |  | 1991-08-20 |  | 1991-08-20
4010047 | 5 |  | Permanently Out Of Use | Gas | 1000 | Bare Steel | Not Marked | Not Marked |  | 1991-08-20 |  | 1991-08-20
4010050 | 1 |  | Permanently Out Of Use | Gas | 4000 | Marked Unknown | Galvanized Steel | Not Marked
4010050 | 2 |  | Permanently Out Of Use | Gas | 4000 | Bare Steel | Galvanized Steel | Not Marked
4010050 | 3 |  | Permanently Out Of Use | Gas | 4000 | Bare Steel | Galvanized Steel | Not Marked
4010051 | 1 |  | Permanently Out Of Use | Gas | 4000 | Bare Steel | Galvanized Steel | Not Marked
4010051 | 2 |  | Permanently Out Of Use | Gas | 4000 | Bare Steel | Galvanized Steel | Not Marked
4010096 | 016 | 2006-12-06 | Removed From Ground | Gas | 4970 | Steel-Impressed Current | Fiberglass Reinforced Plastic | Pressure |  | 1996-07-06 |  | 1996-07-06
4010096 | 017 | 2006-12-06 | Removed From Ground | Diesel | 4970 | Steel-Impressed Current | Fiberglass Reinforced Plastic | Suction: Valve At The Tank |  | 1996-07-06 |  | 1996-07-06
4010096 | 018 | 2006-12-06 | Removed From Ground | Gas | 4970 | Steel-Impressed Current | Fiberglass Reinforced Plastic | Pressure |  | 1996-07-06 |  | 1996-07-06
4010096 | 019 | 2006-12-06 | Removed From Ground | Gas | 4970 | Steel-Impressed Current | Cathodically Protected | Pressure |  | 1996-07-06 |  | 1996-07-06
4010096 | 6 | 2006-12-06 | Removed From Ground | Used Oil | 1000 | Not Marked/Unknown | Not Marked | Not Marked | Y |  | Y
4020001 | 1 |  | Removed From Ground Date Unknown | Diesel | 10000 | Bare Steel | Galvanized Steel | Suction: No Valve At The Tank
4020001 | 2 |  | Permanently Out Of Use | Other | 250 | Bare Steel | Galvanized Steel | Not Marked
4020001 | 3 |  | Permanently Out Of Use | Other | 500 | Bare Steel | Galvanized Steel | Not Marked
4020003 | 1 | 2000-07-06 | Removed From Ground | Gas | 5500 | Bare Steel | Galvanized Steel | Not Marked
4020003 | 2 | 2000-07-06 | Removed From Ground | Gas | 5000 | Bare Steel | Galvanized Steel | Not Marked
4020003 | 3 | 2000-07-06 | Removed From Ground | Gas | 5500 | Bare Steel | Galvanized Steel | Not Marked
4020003 | 4 | 2000-07-06 | Removed From Ground | Diesel | 5500 | Bare Steel | Galvanized Steel | Not Marked
4020003 | 5 | 2000-07-06 | Removed From Ground | Kerosene | 300 | Bare Steel | Galvanized Steel | Not Marked
4020004 | 1 | 1985-03-21 | Currently In Use | Gas | 10000 | Steel-Impressed Current | Fiberglass Reinforced Plastic | Pressure |  | 1997-12-01 |  | 1997-12-01
4020004 | 2 | 1985-03-21 | Currently In Use | Gas | 8000 | Steel-Impressed Current | Fiberglass Reinforced Plastic | Pressure |  | 1997-12-01 |  | 1997-12-01
4020004 | 3 | 1985-03-21 | Currently In Use | Gas | 6000 | Steel-Impressed Current | Fiberglass Reinforced Plastic | Pressure |  | 1997-12-01 |  | 1997-12-01
4020005 | 1 | 1994-05-31 | Removed From Ground | Gas | 1000 | Bare Steel | Galvanized Steel | Suction: No Valve At The Tank
4020005 | 2 | 1994-05-31 | Removed From Ground | Diesel | 560 | Bare Steel | Galvanized Steel | Suction: No Valve At The Tank
4020005 | 3 | 2008-03-12 | Removed From Ground | Gas | 1000 | Steel-Galvanic | Cathodically Protected | Suction: No Valve At The Tank |  | 1994-06-03 |  | 1994-06-03
4020005 | 4 | 2008-03-12 | Removed From Ground | Diesel | 1000 | Steel-Galvanic | Cathodically Protected | Suction: No Valve At The Tank |  | 1994-06-03 |  | 1994-06-03
4020007 | 10403-3 | 1993-04-20 | Removed From Ground | Gas | 1000 | Bare Steel | Galvanized Steel | Not Marked
4020007 | 10403-4 | 1993-04-20 | Removed From Ground | Gas | 550 | Bare Steel | Galvanized Steel | Not Marked
4020007 | 403D1 | 2004-03-09 | Removed From Ground | Diesel | 1030 | Cathodically Protected Steel | Galvanized Steel | Suction: Valve At The Tank |  | 1993-02-26 |  | 1993-02-26
4020007 | 403G1 | 2004-03-06 | Removed From Ground | Gas | 1060 | Cathodically Protected Steel | Galvanized Steel | Suction: Valve At The Tank |  | 1993-02-26 |  | 1993-02-26
4020008 | 1 | 1988-01-01 | Removed From Ground | Empty | 500 | Bare Steel | Unknown | Not Marked
4020009 | 1 | 1994-09-13 | Removed From Ground | Gas | 6000 | Bare Steel | Galvanized Steel | Not Marked
4020009 | 10 | 2008-02-06 | Currently In Use | Diesel | 8000 | Composite Double Walled | Double Walled Flex | Pressure | N | 2008-02-06 | N | 2008-02-06
4020009 | 11 | 2008-02-06 | Currently In Use | Kerosene | 4000 | Composite Double Walled | Double Walled Flex | Pressure | N | 2008-02-06 | N | 2008-02-06
4020009 | 2 | 1994-09-13 | Removed From Ground | Gas | 4000 | Bare Steel | Galvanized Steel | Not Marked
4020009 | 3 | 1994-09-13 | Removed From Ground | Diesel | 4000 | Bare Steel | Galvanized Steel | Not Marked
4020009 | 4 | 2008-01-21 | Removed From Ground | Diesel | 6000 | Composite | Cathodically Protected | Pressure |  | 1994-09-28 |  | 1994-09-28
4020009 | 5 | 2008-01-21 | Removed From Ground | Gas | 10000 | Composite | Cathodically Protected | Pressure |  | 1994-09-28 |  | 1994-09-28
4020009 | 6 | 2008-01-21 | Removed From Ground | Gas | 8000 | Composite | Cathodically Protected | Pressure |  | 1994-09-28 |  | 1994-09-28
4020009 | 7 | 2008-01-21 | Removed From Ground | Gas | 8000 | Composite | Cathodically Protected | Pressure |  | 1994-09-28 |  | 1994-09-28
4020009 | 8 | 2008-02-06 | Currently In Use | Gas | 15000 | Composite Double Walled | Double Walled Flex | Pressure | N | 2008-02-06 | N | 2008-02-06
4020009 | 9 | 2008-02-06 | Currently In Use | Gas | 8000 | Composite Double Walled | Double Walled Flex | Pressure | N | 2008-02-06 | N | 2008-02-06
4020010 | 1 | 1989-09-01 | Removed From Ground | Gas | 560 | Bare Steel | Galvanized Steel | Suction: No Valve At The Tank
4020010 | 2 | 1989-09-01 | Removed From Ground | Gas | 560 | Bare Steel | Galvanized Steel | Suction: No Valve At The Tank
4020010 | 3 | 1989-09-01 | Removed From Ground | Gas | 560 | Bare Steel | Galvanized Steel | Suction: No Valve At The Tank
4020010 | 4 | 1989-09-01 | Removed From Ground | Gas | 1000 | Bare Steel | Galvanized Steel | Suction: No Valve At The Tank
4020010 | 5 | 1989-09-01 | Removed From Ground | Gas | 1000 | Bare Steel | Galvanized Steel | Suction: No Valve At The Tank
4020010 | 6 | 1989-10-01 | Currently In Use | Gas | 8000 | STIP-3 | Fiberglass Reinforced Plastic | Pressure |  | 1989-10-01 |  | 1989-10-01
4020010 | 7 | 1989-10-01 | Currently In Use | Gas | 8000 | STIP-3 | Fiberglass Reinforced Plastic | Pressure |  | 1989-10-01 |  | 1989-10-01
4020010 | 8 | 1989-01-10 | Currently In Use | Gas | 8000 | STIP-3 | Fiberglass Reinforced Plastic | Pressure |  | 1989-10-01 |  | 1989-10-01
4020010 | 9 | 1989-10-01 | Currently In Use | Diesel | 8000 | STIP-3 | Fiberglass Reinforced Plastic | Pressure |  | 1989-10-01 |  | 1989-10-01
4020012 | 1 | 1989-09-01 | Removed From Ground | Gas | 4000 | Bare Steel | Galvanized Steel | Not Marked
4020012 | 2 | 1989-09-01 | Removed From Ground | Gas | 3000 | Bare Steel | Galvanized Steel | Not Marked
4020012 | 3 | 1989-09-01 | Removed From Ground | Gas | 3000 | Bare Steel | Galvanized Steel | Not Marked
4020013 | 1 | 1997-12-04 | Removed From Ground | Gas | 3000 | Bare Steel | Galvanized Steel | Not Marked
4020013 | 2 | 1997-12-04 | Removed From Ground | Gas | 3000 | Bare Steel | Galvanized Steel | Not Marked
4020013 | 3 | 1997-12-04 | Removed From Ground | Gas | 1000 | Bare Steel | Galvanized Steel | Not Marked
4020013 | 4 | 1997-12-04 | Removed From Ground | Diesel | 1000 | Bare Steel | Galvanized Steel | Not Marked
4020013 | LSF | 1988-03-01 | Currently In Use | Diesel | 10000 | Fiberglass | Impressed Current | Pressure |  | 1997-03-01 |  | 1997-03-01
4020013 | PLUS | 1988-03-01 | Currently In Use | Gas | 10000 | Fiberglass | Impressed Current | Pressure |  | 1997-03-01 |  | 1997-03-01
4020013 | PREM | 1988-03-01 | Currently In Use | Gas | 10000 | Fiberglass | Impressed Current | Pressure |  | 1997-03-01 |  | 1997-03-01
4020013 | UNL | 1988-03-01 | Currently In Use | Gas | 10000 | Fiberglass | Impressed Current | Pressure |  | 1997-03-01 |  | 1997-03-01
4020014 | 1 | 1998-11-30 | Removed From Ground | Gas | 2000 | Bare Steel | Galvanized Steel | Suction: No Valve At The Tank
4020014 | 2 | 1998-11-30 | Removed From Ground | Gas | 2000 | Bare Steel | Galvanized Steel | Suction: No Valve At The Tank
4020014 | 3 | 1998-11-30 | Removed From Ground | Gas | 2000 | Bare Steel | Galvanized Steel | Suction: No Valve At The Tank
4020014 | 4 | 1998-11-30 | Removed From Ground | Used Oil | 560 | Bare Steel | Not Marked | Not Marked | Y |  | Y
4020014 | 5 | 1999-12-08 | Removed From Ground | Kerosene | 550 | Bare Steel | Bare Steel | Not Marked
4030001 | 1 | 1995-04-25 | Removed From Ground | Gas | 10000 | Bare Steel | Galvanized Steel | Not Marked
4030001 | 2 | 1995-04-25 | Removed From Ground | Diesel | 3500 | Bare Steel | Galvanized Steel | Not Marked
4030001 | 3 | 1995-04-25 | Removed From Ground | Gas | 500 | Marked Unknown | Unknown | Not Marked
4030001 | 4 | 1995-05-30 | Currently In Use | Gas | 12000 | Composite | Double Walled | Pressure |  | 1995-05-30 |  | 1995-05-30
4030001 | 5 | 1995-05-30 | Currently In Use | Diesel | 12000 | Composite | Double Walled | Pressure |  | 1995-05-30 |  | 1995-05-30
4030002 | 1 | 1981-02-21 | Currently In Use | Gas | 12000 | Steel-Impressed Current | Cathodically Protected | Suction: Valve At The Tank |  | 1999-01-20 |  | 1999-01-20
4030002 | 2 |  | Closed In Ground Date Unknown | Gas | 5000 | Bare Steel | Unknown | Not Marked
4030002 | 3 | 2001-12-11 | Currently In Use | Jet Fuel | 10000 | Composite | Fiberglass/Double Walled | Suction: No Valve At The Tank | N | 2001-12-11 | N | 2001-12-11
4030003 | 1 | 1989-06-28 | Currently In Use | Gas | 4000 | Steel-Galvanic | Galvanic | Suction: No Valve At The Tank |  | 1989-06-28 |  | 1989-06-28
4030004 | 1 | 1998-07-01 | Removed From Ground | Gas | 8000 | Bare Steel | Galvanized Steel | Suction: No Valve At The Tank
4030004 | 3 |  | Permanently Out Of Use | Empty | 250 | Bare Steel | Not Marked | Not Marked
4030006 | 1A | 2014-04-29 | Currently In Use | Gas | 3000 | Fiberglass | Fiberglass Reinforced Plastic | Suction: Valve At The Tank |  | 1998-12-08 12:00 |  | 1998-12-08 12:00
4030006 | 1B | 2014-04-29 | Currently In Use | Gas | 3000 | Fiberglass | Fiberglass Reinforced Plastic | Suction: Valve At The Tank | N | 2014-05-15 12:00 | N | 2014-05-15 12:00
4030006 | A | 1998-12-01 | Removed From Ground | Gas | 1000 | Bare Steel | Galvanized Steel | Not Marked
4030006 | B | 1998-12-01 | Removed From Ground | Diesel | 1000 | Bare Steel | Galvanized Steel | Not Marked
4030006 | C | 1998-12-01 | Removed From Ground | Diesel | 1000 | Bare Steel | Galvanized Steel | Not Marked
4030006 | D | 1998-12-01 | Removed From Ground | Gas | 1000 | Bare Steel | Galvanized Steel | Not Marked
4030008 | 1 | 1993-07-15 | Removed From Ground | Diesel | 2000 | Bare Steel | Galvanized Steel | Suction: No Valve At The Tank
4030008 | 2 | 1993-07-15 | Removed From Ground | Gas | 1500 | Bare Steel | Galvanized Steel | Suction: No Valve At The Tank
4030008 | 3 | 1993-07-15 | Removed From Ground | Gas | 2000 | Bare Steel | Galvanized Steel | Suction: No Valve At The Tank
4030008 | 4 | 1993-07-15 | Removed From Ground | Gas | 1500 | Bare Steel | Galvanized Steel | Suction: No Valve At The Tank
4030008 | 5 | 1993-07-15 | Removed From Ground | Kerosene | 250 | Bare Steel | Galvanized Steel | Suction: No Valve At The Tank
4030008 | 6 | 2006-08-22 | Removed From Ground | Gas | 6000 | Composite | Galvanized Steel | Suction: Valve At The Tank |  | 1993-09-01 |  | 1993-09-01
4030008 | 7 | 2006-08-22 | Removed From Ground | Diesel | 6000 | Composite | Galvanized Steel | Suction: Valve At The Tank |  | 1993-09-01 |  | 1993-09-01
4030009 | 1 | 1993-09-23 | Removed From Ground | Diesel | 2000 | Bare Steel | Unknown | Not Marked
4030010 | 1 | 1998-11-01 | Removed From Ground | Gas | 2000 | Bare Steel | Bare Steel | Pressure | Y |  | Y
4030010 | 2 | 1998-11-01 | Removed From Ground | Gas | 6000 | Bare Steel | Bare Steel | Pressure
4030010 | 3 | 1998-11-01 | Removed From Ground | Gas | 8000 | Bare Steel | Bare Steel | Pressure
4030010 | 5 | 2015-12-08 | Temporarily Out Of Use | Gas | 3000 | Composite | Fiberglass/Double Walled | Suction: No Valve At The Tank |  | 1998-11-01 |  | 1998-11-01
4030010 | 6 | 2015-12-08 | Temporarily Out Of Use | Gas | 3000 | Composite | Fiberglass/Double Walled | Suction: No Valve At The Tank |  | 1998-11-01 |  | 1998-11-01
4030011 | 1 | 1991-07-01 | Removed From Ground | Diesel | 2000 | Bare Steel | Galvanized Steel | Not Marked
4030011 | 2 | 1991-07-01 | Removed From Ground | Gas | 560 | Bare Steel | Galvanized Steel | Not Marked
4030011 | 3 | 1991-07-01 | Removed From Ground | Gas | 560 | Bare Steel | Galvanized Steel | Not Marked
4030011 | 4 | 2008-03-13 | Removed From Ground | Gas | 1000 | Steel-Galvanic | Cathodically Protected | Not Marked |  | 1991-01-01 |  | 1991-01-01
4030011 | 5 | 2008-03-13 | Removed From Ground | Diesel | 1000 | Steel-Galvanic | Cathodically Protected | Not Marked |  | 1991-01-01 |  | 1991-01-01
4030015 | 1 | 2017-01-16 | Removed From Ground | Gas | 8000 | Fiberglass | Fiberglass Reinforced Plastic | Pressure |  | 1996-06-04 |  | 1996-06-04
4030015 | 2 | 2017-01-17 | Removed From Ground | Gas | 8000 | Fiberglass | Fiberglass Reinforced Plastic | Pressure |  | 1996-06-04 |  | 1996-06-04
4030015 | 3 | 2017-01-16 | Removed From Ground | Gas | 8000 | Fiberglass | Fiberglass Reinforced Plastic | Pressure |  | 1996-06-04 |  | 1996-06-04
4030015 | 4 | 2017-01-16 | Removed From Ground | Diesel | 4000 | Steel-Impressed Current | Fiberglass Reinforced Plastic | Pressure |  | 1996-06-04 |  | 1996-06-04
4030015 | 5 | 2017-01-18 | Currently In Use | Gas | 12000 | Composite Double Walled | Double Walled Flex | Pressure | N | 2017-01-18 | N | 2017-01-18
4030015 | 6A | 2017-01-18 | Currently In Use | Gas | 4000 | Composite Double Walled | Double Walled Flex | Pressure | N | 2017-01-18 | N | 2017-01-18
4030015 | 6B | 2017-01-18 | Currently In Use | Diesel | 8000 | Composite Double Walled | Double Walled Flex | Pressure | N | 2017-01-18 | N | 2017-01-18
4030016 | 1 | 1992-12-10 | Removed From Ground | Gas | 537 | Bare Steel | Galvanized Steel | Not Marked
4030017 | 1 | 1992-12-10 | Removed From Ground | Gas | 500 | Bare Steel | Copper | Suction: No Valve At The Tank
4030019 | 001 | 1990-04-09 | Removed From Ground | Diesel | 8000 | Bare Steel | Galvanized Steel | Not Marked
4030019 | 002 | 1990-04-09 | Removed From Ground | Gas | 500 | Bare Steel | Galvanized Steel | Not Marked
4030019 | 003 | 1998-08-17 | Removed From Ground | Diesel | 3000 | Bare Steel | Galvanized Steel | Not Marked
4030021 | 1 | 1982-01-01 | Currently In Use | Gas | 6000 | Steel-Impressed Current | Fiberglass Reinforced Plastic | Pressure |  | 1993-05-10 |  | 1993-05-10
4030021 | 2 | 1982-01-01 | Currently In Use | Gas | 6000 | Steel-Impressed Current | Fiberglass Reinforced Plastic | Pressure |  | 1993-05-10 |  | 1993-05-10
4030021 | 3 | 1982-01-01 | Currently In Use | Gas | 6000 | Steel-Impressed Current | Fiberglass Reinforced Plastic | Pressure |  | 1993-05-10 |  | 1993-05-10
4030022 | 1 | 1998-12-01 | Removed From Ground | Gas | 1000 | Bare Steel | Galvanized Steel | Suction: Valve At The Tank
4030022 | 2 | 1998-12-01 | Removed From Ground | Gas | 1000 | Bare Steel | Galvanized Steel | Suction: Valve At The Tank
4030022 | 3 | 1990-05-01 | Currently In Use | Gas | 2000 | Fiberglass | Fiberglass Reinforced Plastic | Suction: Valve At The Tank |  | 1990-05-01 |  | 1990-05-01
4030023 | 1 | 1974-03-10 | Currently In Use | Diesel | 4000 | Steel-Impressed Current | Cathodically Protected | Suction: Valve At The Tank |  | 1993-04-16 |  | 1993-04-16
4030023 | 2 | 1974-03-10 | Currently In Use | Gas | 4000 | Steel-Impressed Current | Fiberglass Reinforced Plastic | Pressure |  | 1993-04-16 |  | 1993-04-16
4030023 | 3 | 1974-03-10 | Currently In Use | Gas | 4000 | Steel-Impressed Current | Fiberglass Reinforced Plastic | Pressure |  | 1993-04-16 |  | 1993-04-16
4030023 | WHITE | 1993-03-01 | Removed From Ground | Gas | 6000 | Bare Steel | Galvanized Steel | Not Marked
4030024 | 1 | 1994-05-10 | Removed From Ground | Gas | 560 | Bare Steel | Bare Steel | Suction: No Valve At The Tank
4030024 | 2 | 1994-05-10 | Removed From Ground | Gas | 2000 | Bare Steel | Bare Steel | Suction: No Valve At The Tank
4030026 | 1 | 1987-01-01 | Currently In Use | Gas | 4008 | Cathodically Protected Steel | Fiberglass Reinforced Plastic | Pressure |  | 1993-06-01 |  | 1993-06-01
4030026 | 2 | 2003-05-12 | Removed From Ground Date Unknown | Gas | 6000 | Bare Steel | Galvanized Steel | Not Marked
4030026 | 3 | 2003-05-12 | Removed From Ground Date Unknown | Gas | 6000 | Bare Steel | Galvanized Steel | Not Marked
4030026 | 4A | 1993-06-14 | Currently In Use | Gas | 6000 | Cathodically Protected Steel | Fiberglass Reinforced Plastic | Pressure |  | 1993-06-01 |  | 1993-06-01
4030026 | 4B | 1993-06-14 | Currently In Use | Gas | 4000 | Cathodically Protected Steel | Fiberglass Reinforced Plastic | Pressure |  | 1993-06-01 |  | 1993-06-01
4030027 | 1 | 2004-06-02 | Removed From Ground | Gas | 4000 | Bare Steel | Unknown | Not Marked
4030027 | 1 |  | Permanently Out Of Use | Gas | 4000 | Bare Steel | Unknown | Not Marked
4030027 | 2 | 2004-06-02 | Removed From Ground | Gas | 4000 | Bare Steel | Unknown | Not Marked
4030027 | 2 |  | Permanently Out Of Use | Gas | 4000 | Bare Steel | Unknown | Not Marked
4030027 | 3 | 2004-06-02 | Removed From Ground | Gas | 4000 | Bare Steel | Unknown | Not Marked
4030027 | 3 |  | Permanently Out Of Use | Gas | 4000 | Bare Steel | Unknown | Not Marked
4030027 | 4 | 2004-06-02 | Removed From Ground | Gas | 4000 | Bare Steel | Unknown | Not Marked
4030027 | 4 |  | Permanently Out Of Use | Gas | 4000 | Bare Steel | Unknown | Not Marked
4040001 | 1 | 1994-03-01 | Removed From Ground | Diesel | 3000 | Bare Steel | Galvanized Steel | Not Marked
4040001 | 2 | 1994-03-01 | Removed From Ground | Diesel | 3000 | Bare Steel | Galvanized Steel | Not Marked
4040001 | 3 | 1994-03-01 | Removed From Ground | Diesel | 3000 | Bare Steel | Galvanized Steel | Not Marked
4040001 | 4 | 1994-03-01 | Removed From Ground | Diesel | 3000 | Bare Steel | Galvanized Steel | Not Marked
4040001 | 5 | 1994-03-01 | Removed From Ground | Diesel | 3000 | Bare Steel | Galvanized Steel | Not Marked
4040001 | 6 | 1994-03-01 | Removed From Ground | Diesel | 3000 | Bare Steel | Galvanized Steel | Not Marked
4040001 | 7A | 1994-03-01 | Currently In Use | Gas | 2000 | Composite | Fiberglass Reinforced Plastic | Pressure | N | 1994-03-01 | N | 1994-03-01
4040001 | 7B | 1994-03-01 | Currently In Use | Diesel | 1000 | Composite | Fiberglass Reinforced Plastic | Pressure | N | 1994-03-01 | N | 1994-03-01
4040001 | 7C | 1994-03-01 | Currently In Use | Diesel | 1000 | Composite | Fiberglass Reinforced Plastic | Pressure | N | 1994-03-01 | N | 1994-03-01
4040004 | 1 | 1972-02-25 | Currently In Use | Diesel | 3000 | Steel-Impressed Current | Cathodically Protected | Suction: No Valve At The Tank |  | 1997-07-05 |  | 1997-07-05
4040004 | 2 | 1972-02-25 | Currently In Use | Gas | 3000 | Steel-Impressed Current | Cathodically Protected | Suction: No Valve At The Tank |  | 1997-07-05 |  | 1997-07-05
4040004 | 3 | 1972-02-25 | Currently In Use | Gas | 3000 | Steel-Impressed Current | Cathodically Protected | Suction: No Valve At The Tank |  | 1997-07-05 |  | 1997-07-05
4040004 | 4 | 1978-02-24 | Currently In Use | Gas | 4000 | Steel-Impressed Current | Cathodically Protected | Suction: Valve At The Tank |  | 1997-07-05 |  | 1997-07-05
4040004 | 5 | 1990-06-14 | Currently In Use | Gas | 4000 | Steel-Impressed Current | Cathodically Protected | Suction: Valve At The Tank |  | 1997-07-05 |  | 1997-07-05
4040005 | 1 |  | Permanently Out Of Use | Gas | 4000 | Bare Steel | Galvanized Steel | Not Marked
4040005 | 2 |  | Permanently Out Of Use | Gas | 2000 | Bare Steel | Galvanized Steel | Not Marked
4040006 | 1 | 1981-03-04 | Currently In Use | Diesel | 10000 | Steel-Impressed Current | Double Walled | Pressure |  | 1997-08-14 |  | 1997-08-14
4040006 | 2 | 1981-03-04 | Currently In Use | Diesel | 10000 | Steel-Impressed Current | Double Walled | Pressure |  | 1997-08-14 |  | 1997-08-14
4040006 | 3 | 1981-03-04 | Currently In Use | Gas | 10000 | Steel-Impressed Current | Double Walled | Pressure |  | 1997-08-14 |  | 1997-08-14
4040006 | 4 | 1981-03-04 | Currently In Use | Gas | 10000 | Steel-Impressed Current | Double Walled | Pressure |  | 1997-08-14 |  | 1997-08-14
4040006 | 5 | 1981-03-04 | Currently In Use | Gas | 10000 | Steel-Impressed Current | Double Walled | Pressure |  | 1997-08-14 |  | 1997-08-14
4040006 | 6 | 2008-05-22 | Temporarily Out Of Use | Kerosene | 4000 | Steel-Impressed Current | Double Walled | Pressure |  | 1997-08-14 |  | 1997-08-14
4040007 | 1 | 1989-01-01 | Removed From Ground | Diesel | 4000 | Bare Steel | Galvanized Steel | Not Marked
4040009 | 10404-1 | 1993-08-04 | Removed From Ground | Gas | 550 | Bare Steel | Galvanized Steel | Not Marked
4040009 | 10404-2 | 1993-08-04 | Removed From Ground | Gas | 510 | Bare Steel | Galvanized Steel | Not Marked
4040009 | 404D2 | 2005-05-13 | Removed From Ground | Diesel | 1000 | Unknown | Not Marked | Pressure
4040009 | 404G3 | 2005-05-13 | Removed From Ground | Gas | 1000 | Unknown | Not Marked | Pressure
4040010 | 001 | 1997-07-05 | Removed From Ground | Diesel | 2000 | Bare Steel | Galvanized Steel | Not Marked
4040011 | 1 | 1993-03-01 | Removed From Ground | Gas | 1000 | Bare Steel | Galvanized Steel | Not Marked
4040011 | 2 | 1993-03-01 | Removed From Ground | Gas | 1000 | Bare Steel | Galvanized Steel | Not Marked
4040011 | 3 | 1993-03-01 | Removed From Ground | Gas | 560 | Bare Steel | Galvanized Steel | Not Marked
4040011 | 4A | 1993-03-01 | Temporarily Out Of Use | Gas | 2000 | Composite | Fiberglass Reinforced Plastic | Suction: No Valve At The Tank |  | 1993-03-01 |  | 1993-03-01
4040011 | 4B | 1993-03-01 | Temporarily Out Of Use | Gas | 1000 | Composite | Fiberglass Reinforced Plastic | Suction: No Valve At The Tank |  | 1993-03-01 |  | 1993-03-01
4040015 | 1 |  | Removed From Ground Date Unknown | Diesel | 6000 | Bare Steel | Galvanized Steel | Not Marked
4040016 | 1 | 1994-06-30 | Removed From Ground | Gas | 2000 | Bare Steel | Galvanized Steel | Not Marked
4040016 | 2 | 1994-06-30 | Removed From Ground | Diesel | 3000 | Bare Steel | Galvanized Steel | Not Marked
4040017 | 1 | 1997-09-17 | Removed From Ground | Gas | 3000 | Bare Steel | Galvanized Steel | Not Marked
4040017 | 2 | 1997-09-17 | Removed From Ground | Gas | 3000 | Bare Steel | Galvanized Steel | Not Marked
4040017 | 3 | 1997-09-17 | Removed From Ground | Gas | 3000 | Bare Steel | Galvanized Steel | Not Marked
4040018 | 1 |  | Removed From Ground Date Unknown | Gas | 1000 | Bare Steel | Galvanized Steel | Not Marked
4040018 | 2 |  | Removed From Ground Date Unknown | Gas | 1000 | Bare Steel | Galvanized Steel | Not Marked
4040610 | 1 |  | Removed From Ground Date Unknown | Gas | 10000 | Bare Steel | Galvanized Steel | Suction: Valve At The Tank
4040610 | 2 | 1997-01-30 | Removed From Ground | Diesel | 550 | Fiberglass |  |  | N |  | N
4040610 | M158065 | 2016-05-13 | Removed From Ground | Gas | 12111 | Tank Jacket | Fiberglass/Double Walled | Suction: No Valve At The Tank |  | 1997-05-21 |  | 1997-05-21
4050002 | 1 | 1996-10-31 | Removed From Ground | Gas | 10000 | Bare Steel | Galvanized Steel | Not Marked
4050002 | 2 | 1988-04-01 | Currently In Use | Gas | 10000 | Cathodically Protected Steel | Fiberglass Reinforced Plastic | Pressure |  | 1997-01-02 |  | 1997-01-02
4050002 | 3 | 1996-10-31 | Removed From Ground | Diesel | 12000 | Bare Steel | Bare Steel | Not Marked
4050002 | 4 | 1996-10-31 | Removed From Ground | Diesel | 10000 | Marked Unknown | Unknown | Suction: Valve At The Tank
4050002 | 5 | 1996-12-02 | Currently In Use | Diesel | 6000 | Double Walled | Fiberglass Reinforced Plastic | Pressure |  | 1997-01-01 |  | 1997-01-01
4050003 | 1 | 1987-07-21 | Removed From Ground | Diesel | 2000 | Bare Steel | Galvanized Steel | Not Marked
4050003 | 2 | 1987-07-21 | Removed From Ground | Gas | 1000 | Bare Steel | Galvanized Steel | Not Marked
4050003 | 3 | 1987-07-21 | Removed From Ground | Gas | 2000 | Bare Steel | Galvanized Steel | Not Marked
4050003 | 4 | 1987-07-21 | Removed From Ground | Used Oil | 500 | Bare Steel | Galvanized Steel | Not Marked | Y |  | Y
4050007 | 1 | 1999-12-17 | Removed From Ground | Gas | 2000 | Bare Steel | Galvanized Steel | Suction: Valve At The Tank
4050007 | 2 | 1999-12-17 | Removed From Ground | Gas | 2000 | Bare Steel | Galvanized Steel | Suction: Valve At The Tank
4050007 | 3A | 1988-01-01 | Currently In Use | Gas | 9000 | Epoxy | Double Walled | Pressure |  | 1999-01-10 |  | 1999-01-10
4050007 | 3B | 1999-01-01 | Currently In Use | Other | 3000 | Epoxy | Double Walled | Pressure |  | 1999-01-10 |  | 1999-01-10
4050008 | 1 | 1999-11-01 | Removed From Ground | Gas | 1000 | Bare Steel | Galvanized Steel | Suction: No Valve At The Tank
4050008 | 2 | 1999-11-01 | Removed From Ground | Gas | 2000 | Bare Steel | Galvanized Steel | Suction: No Valve At The Tank
4050008 | 3 | 1999-11-01 | Removed From Ground | Gas | 2000 | Bare Steel | Galvanized Steel | Suction: No Valve At The Tank
4050008 | 4 | 1999-11-01 | Removed From Ground | Gas | 1000 | Bare Steel | Galvanized Steel | Suction: No Valve At The Tank
4050008 | 5 | 1999-11-01 | Removed From Ground | Gas | 1000 | Not Marked/Unknown | Galvanized Steel | Suction: No Valve At The Tank
4050009 | 1 | 1981-01-23 | Currently In Use | Diesel | 20000 | Cathodically Protected Steel | Cathodically Protected | Pressure |  | 1997-04-02 |  | 1997-04-02
4050009 | 2 | 1981-01-23 | Currently In Use | Gas | 20000 | Cathodically Protected Steel | Cathodically Protected | Pressure |  | 1997-04-02 |  | 1997-04-02
4050009 | 3 | 1981-01-23 | Currently In Use | Gas | 20000 | Cathodically Protected Steel | Cathodically Protected | Pressure |  | 1997-04-02 |  | 1997-04-02
4050009 | 4 | 1981-01-23 | Currently In Use | Diesel | 20000 | Cathodically Protected Steel | Cathodically Protected | Pressure |  | 1997-04-02 |  | 1997-04-02
4050009 | 5 | 1981-01-23 | Currently In Use | Kerosene | 20000 | Cathodically Protected Steel | Cathodically Protected | Pressure |  | 1997-04-02 |  | 1997-04-02
4050011 | 1 | 2016-06-08 | Removed From Ground | Gas | 10000 | Cathodically Protected Steel | Fiberglass Reinforced Plastic | Pressure |  | 1994-10-12 |  | 1994-10-12
4050011 | 2 | 2016-06-08 | Removed From Ground | Gas | 10000 | Cathodically Protected Steel | Fiberglass Reinforced Plastic | Pressure |  | 1994-10-12 |  | 1994-10-12
4050011 | 3 | 2016-06-08 | Removed From Ground | Gas | 10000 | Cathodically Protected Steel | Fiberglass Reinforced Plastic | Pressure |  | 1994-10-12 |  | 1994-10-12
4050011 | 4 | 2016-06-08 | Removed From Ground | Diesel | 10000 | Cathodically Protected Steel | Fiberglass Reinforced Plastic | Pressure |  | 1994-10-12 |  | 1994-10-12
4050011 | 5 | 2016-06-08 | Removed From Ground | Kerosene | 1000 | Cathodically Protected Steel | Fiberglass Reinforced Plastic | Suction: No Valve At The Tank |  | 1994-10-12 |  | 1994-10-12
4050012 | 1 | 1995-04-28 | Removed From Ground | Empty | 2000 | Bare Steel | Unknown | Not Marked
4050012 | 2 | 1995-05-04 | Removed From Ground | Empty | 4000 | Bare Steel | Unknown | Not Marked
4050012 | 3 | 1995-04-25 | Permanently Out Of Use | Empty | 2000 | Bare Steel | Unknown | Not Marked
4050014 | 1 | 1979-01-24 | Currently In Use | Gas | 8000 | Steel-Impressed Current | Impressed Current | Suction: No Valve At The Tank |  | 1998-08-01 |  | 1998-08-01
4050014 | 2 | 1979-01-24 | Currently In Use | Gas | 8000 | Steel-Impressed Current | Impressed Current | Suction: No Valve At The Tank |  | 1998-08-01 |  | 1998-08-01
4050014 | 3 | 1979-01-24 | Currently In Use | Diesel | 6000 | Steel-Impressed Current | Impressed Current | Suction: No Valve At The Tank |  | 1998-08-01 |  | 1998-08-01
4050015 | 1 | 1983-01-24 | Currently In Use | Gas | 10000 | Cathodically Protected Steel | Fiberglass Reinforced Plastic | Pressure |  | 1986-04-01 |  | 1998-08-13
4050015 | 2 | 1983-01-24 | Currently In Use | Gas | 10000 | Cathodically Protected Steel | Fiberglass Reinforced Plastic | Pressure |  | 1986-04-01 |  | 1998-08-13
4050015 | 3 | 1983-01-24 | Currently In Use | Gas | 10000 | Cathodically Protected Steel | Fiberglass Reinforced Plastic | Pressure |  | 1986-04-01 |  | 1998-08-13
4050016 | 1 | 1981-01-23 | Currently In Use | Gas | 8000 | Steel-Impressed Current | Cathodically Protected | Pressure |  | 1997-04-02 |  | 1997-04-02
4050016 | 2 | 1981-01-23 | Currently In Use | Gas | 8000 | Steel-Impressed Current | Cathodically Protected | Pressure |  | 1997-04-02 |  | 1997-04-02
4050016 | 3 | 1981-01-23 | Currently In Use | Gas | 8000 | Steel-Impressed Current | Cathodically Protected | Pressure |  | 1997-04-02 |  | 1997-04-02
4050016 | 4 | 1981-01-23 | Currently In Use | Diesel | 10000 | Steel-Impressed Current | Cathodically Protected | Suction: Valve At The Tank |  | 1997-04-02 |  | 1997-04-02
4050017 | 1 | 2009-02-23 | Temporarily Out Of Use | Gas | 4000 | Bare Steel | Galvanized Steel | Pressure
4050017 | 2 | 2009-02-23 | Temporarily Out Of Use | Gas | 5000 | Bare Steel | Galvanized Steel | Pressure
4050017 | 3 | 2009-02-23 | Temporarily Out Of Use | Gas | 5000 | Bare Steel | Galvanized Steel | Pressure
4050018 | 1 | 1986-01-23 | Currently In Use | Gas | 4000 | Steel-Galvanic | Cathodically Protected | Pressure |  | 1997-04-01 |  | 1997-04-01
4050018 | 2 | 1986-01-23 | Currently In Use | Gas | 4000 | Steel-Galvanic | Cathodically Protected | Pressure |  | 1997-04-01 |  | 1997-04-01
4050018 | 3 | 1986-01-23 | Currently In Use | Gas | 4000 | Steel-Galvanic | Cathodically Protected | Pressure |  | 1997-04-01 |  | 1997-04-01
4050019 | 1 | 1986-01-23 | Currently In Use | Gas | 4000 | Cathodically Protected Steel | Cathodically Protected | Suction: No Valve At The Tank |  | 1985-06-01 |  | 1998-08-03
4050019 | 2 | 1986-01-23 | Currently In Use | Gas | 4000 | Cathodically Protected Steel | Cathodically Protected | Suction: No Valve At The Tank |  | 1985-06-01 |  | 1998-08-03
4050019 | 3 | 2015-02-27 | Temporarily Out Of Use | Gas | 4000 | Cathodically Protected Steel | Cathodically Protected | Suction: No Valve At The Tank |  | 1985-06-01 |  | 1998-08-03
4050021 | 1 | 1966-01-23 | Currently In Use | Gas | 1000 | Bare Steel | Galvanized Steel | Not Marked
4050021 | 2 | 1966-01-23 | Currently In Use | Gas | 550 | Bare Steel | Galvanized Steel | Not Marked
4050021 | 3 |  | Temporarily Out Of Use | Gas | 550 | Bare Steel | Galvanized Steel | Not Marked
4050022 | 1 | 1997-09-08 | Removed From Ground | Gas | 1000 | Bare Steel | Galvanized Steel | Suction: Valve At The Tank
4050023 | DIESEL | 1988-06-01 | Removed From Ground | Diesel | 10000 | Bare Steel | Galvanized Steel | Not Marked
4050023 | EMERGGEN | 1988-06-01 | Removed From Ground | Gas | 160 | Bare Steel | Galvanized Steel | Not Marked
4050023 | FIREPUMP | 1988-06-01 | Removed From Ground | Gas | 400 | Bare Steel | Galvanized Steel | Not Marked
4050023 | GASOLINE | 1988-06-01 | Removed From Ground | Gas | 550 | Bare Steel | Galvanized Steel | Not Marked
4050025 | 1 | 1997-09-01 | Removed From Ground | Gas | 2000 | Bare Steel | Galvanized Steel | Suction: No Valve At The Tank
4050025 | 2 | 1997-09-01 | Removed From Ground | Gas | 2000 | Bare Steel | Galvanized Steel | Suction: No Valve At The Tank
4050025 | 3 | 1997-09-01 | Removed From Ground | Gas | 1000 | Bare Steel | Galvanized Steel | Suction: No Valve At The Tank
4050025 | 4 | 2016-10-03 | Currently In Use | Gas | 2000 | Composite | Fiberglass Reinforced Plastic | Suction: No Valve At The Tank |  | 1997-09-03 |  | 1997-09-03
4050025 | 5 | 2013-04-02 | Temporarily Out Of Use | Gas | 1000 | Composite | Fiberglass Reinforced Plastic | Suction: No Valve At The Tank |  | 1997-09-03 |  | 1997-09-03
4050025 | 6 | 2016-10-03 | Currently In Use | Diesel | 1000 | Composite | Fiberglass Reinforced Plastic | Suction: No Valve At The Tank |  | 1997-09-03 |  | 1997-09-03
4050026 | 2 | 2012-05-31 | Removed From Ground | Not Marked/Tank Removed | 2000 | Cathodically Protected Steel | Fiberglass Reinforced Plastic | Pressure |  | 1992-03-01 |  | 1992-03-01
4050026 | 3 | 2012-05-31 | Removed From Ground | Not Marked/Tank Removed | 4000 | Cathodically Protected Steel | Fiberglass Reinforced Plastic | Pressure |  | 1992-03-01 |  | 1992-03-01
4050026 | 4 | 2012-05-30 | Currently In Use | Gas | 12000 | EPOXY/DOUBLE WALLED | Double Walled Flex | Pressure | N | 2012-05-30 | N | 2012-05-30
4050030 | 1 | 2008-03-19 | Removed From Ground | Diesel | 20000 | Steel-Impressed Current | Cathodically Protected | Suction: Valve At The Tank |  | 1997-08-21 |  | 1997-08-21
4050030 | 2 | 2008-03-19 | Removed From Ground | Diesel | 20000 | Steel-Impressed Current | Cathodically Protected | Suction: Valve At The Tank |  | 1997-08-21 |  | 1997-08-21
4050032 | 1 | 1997-10-31 | Closed In Ground | Gas | 550 | Marked Unknown | Unknown | Not Marked
4050032 | 2 | 1997-10-31 | Closed In Ground | Gas | 550 | Marked Unknown | Unknown | Not Marked
4050033 | 1 | 2014-01-27 | Currently In Use | Gas | 2000 | Cathodically Protected Steel | Cathodically Protected | Suction: No Valve At The Tank |  | 1980-01-01 |  | 1998-11-01
4050033 | 2 | 2011-08-17 | Temporarily Out Of Use | Gas | 2000 | Cathodically Protected Steel | Cathodically Protected | Suction: No Valve At The Tank |  | 1980-01-01 |  | 1998-11-01
4050033 | 3 | 2014-01-27 | Currently In Use | Gas | 2000 | Cathodically Protected Steel | Cathodically Protected | Suction: No Valve At The Tank |  | 1980-01-01 |  | 1998-11-01
4050036 | 1 | 1989-06-01 | Removed From Ground | Gas | 1000 | Bare Steel | Galvanized Steel | Not Marked
4050036 | 2 | 1989-06-01 | Removed From Ground | Gas | 1000 | Bare Steel | Galvanized Steel | Not Marked
4050036 | 3 | 1989-06-01 | Removed From Ground | Gas | 2000 | Bare Steel | Galvanized Steel | Not Marked
4050036 | 4 | 1989-06-01 | Removed From Ground | Gas | 1000 | Bare Steel | Galvanized Steel | Not Marked
4050038 | 1 | 1999-05-07 | Removed From Ground | Gas | 6000 | Bare Steel | Galvanized Steel | Not Marked
4050038 | 2 | 1999-05-07 | Removed From Ground | Gas | 6000 | Bare Steel | Galvanized Steel | Not Marked
4050038 | 3 | 1999-05-07 | Removed From Ground | Gas | 10000 | Bare Steel | Galvanized Steel | Not Marked
4050038 | 4 | 1999-05-07 | Removed From Ground | Diesel | 1000 | Bare Steel | Galvanized Steel | Not Marked
4050039 | 1 | 1999-12-04 | Removed From Ground | Gas | 2000 | Bare Steel | Galvanized Steel | Suction: No Valve At The Tank
4050039 | 2 | 1999-12-04 | Removed From Ground | Gas | 2000 | Bare Steel | Galvanized Steel | Suction: No Valve At The Tank
4050039 | 3 | 1999-12-04 | Removed From Ground | Gas | 2000 | Bare Steel | Galvanized Steel | Suction: No Valve At The Tank
4050041 | 1 | 1986-03-19 | Removed From Ground | Gas | 10000 | Bare Steel | Galvanized Steel | Not Marked
4050041 | 2 | 1986-03-19 | Removed From Ground | Gas | 10000 | Bare Steel | Galvanized Steel | Not Marked
4050041 | 3 | 1986-03-19 | Removed From Ground | Gas | 5000 | Bare Steel | Galvanized Steel | Not Marked
4050041 | 4 | 1986-03-19 | Removed From Ground | Used Oil | 550 | Bare Steel | Galvanized Steel | Not Marked | Y |  | Y
4050042 | 1 | 1990-04-01 | Removed From Ground | Diesel | 560 | Bare Steel | Bare Steel | Not Marked
4050042 | 2 | 1994-01-31 | Removed From Ground | Diesel | 1000 | Cathodically Protected Steel | Cathodically Protected | Suction: No Valve At The Tank
4050042 | 3 | 1994-01-31 | Removed From Ground | Gas | 2000 | Cathodically Protected Steel | Cathodically Protected | Suction: No Valve At The Tank
4050042 | 4 | 2006-01-18 | Removed From Ground | Diesel | 1000 | Steel-Galvanic | Cathodically Protected | Suction: No Valve At The Tank |  | 1994-02-03 |  | 1994-02-03
4050042 | 5 | 2006-01-18 | Removed From Ground | Gas | 1000 | Steel-Galvanic | Cathodically Protected | Suction: No Valve At The Tank |  | 1994-02-03 |  | 1994-02-03
4050042 | 6 | 2006-02-01 | Currently In Use | Gas | 2500 | Fiberglass Double Walled | Fiberglass Reinforced Plastic | Suction: No Valve At The Tank | N | 2006-02-01 | N | 2006-02-01
4050042 | 7 | 2006-02-01 | Currently In Use | Diesel | 2500 | Fiberglass Double Walled | Fiberglass Reinforced Plastic | Suction: No Valve At The Tank | N | 2006-02-01 | N | 2006-02-01
4050043 | 1 | 1990-04-01 | Removed From Ground | Gas | 560 | Bare Steel | Galvanized Steel | Not Marked
4050043 | 2 | 1990-04-01 | Removed From Ground | Diesel | 560 | Bare Steel | Galvanized Steel | Not Marked
4050043 | 3 | 2008-08-06 | Removed From Ground | Gas | 1000 | Steel-Galvanic | Cathodically Protected | Suction: No Valve At The Tank |  | 1990-04-01 |  | 1990-04-01
4050043 | 4 | 2008-08-06 | Removed From Ground | Gas | 1000 | Steel-Galvanic | Cathodically Protected | Suction: No Valve At The Tank |  | 1990-04-01 |  | 1990-04-01
4050044 | 1 | 1990-06-06 | Removed From Ground | Used Oil | 1000 | Bare Steel | Galvanized Steel | Not Marked | Y |  | Y
4050045 | 1 | 1995-05-05 | Removed From Ground | Gas | 1000 | Bare Steel | Galvanized Steel | Not Marked
4050050 | 202D1 | 1994-11-09 | Removed From Ground | Diesel | 1064 | Bare Steel | Galvanized Steel | Not Marked
4050050 | 202G1 | 1999-09-29 | Removed From Ground | Gas | 1060 | Bare Steel | Galvanized Steel | Not Marked
4050050 | 202G2 | 1999-09-29 | Removed From Ground | Gas | 1060 | Bare Steel | Galvanized Steel | Not Marked
4050051 | 1 | 1987-08-01 | Removed From Ground | Gas | 1000 | Composite | Unknown | Not Marked
4050051 | 2 | 1987-08-01 | Removed From Ground | Diesel | 1000 | Composite | Unknown | Not Marked
4050052 | 1 | 2011-04-19 | Removed From Ground | Gas | 10000 | Cathodically Protected Steel | Double Walled Flex | Pressure |  | 1997-07-30 |  | 1997-07-30
4050052 | 2 | 2011-01-25 | Removed From Ground | Gas | 5000 | Cathodically Protected Steel | Double Walled | Pressure |  | 1997-07-30 |  | 1997-07-30
4050052 | 3 | 2011-01-25 | Removed From Ground | Gas | 5000 | Cathodically Protected Steel | Double Walled | Pressure |  | 1997-07-30 |  | 1997-07-30
4050052 | 4A | 2011-01-26 | Currently In Use | Gas | 6000 | Composite Double Walled | Double Walled Flex | Pressure |  | 2011-01-26 |  | 2011-01-26
4050052 | 4B | 2011-01-26 | Currently In Use | Gas | 4000 | Composite Double Walled | Double Walled Flex | Pressure |  | 2011-01-26 |  | 2011-01-26
4050052 | 5 | 2011-04-13 | Currently In Use | Gas | 10000 | Composite Double Walled | Double Walled Flex | Pressure | N | 2011-04-13 | N | 2011-04-13
4050053 | 1 | 2001-03-01 | Removed From Ground | Gas | 6000 | Steel-Impressed Current | Cathodically Protected | Pressure |  | 1996-04-18 |  | 1996-04-18
4050053 | 2 | 2001-03-01 | Removed From Ground | Gas | 6000 | Steel-Impressed Current | Galvanized Steel | Pressure |  | 1996-04-18 |  | 1996-04-18
4050053 | 3 | 2001-03-01 | Removed From Ground | Gas | 3000 | Steel-Impressed Current | Galvanized Steel | Pressure |  | 1996-04-18 |  | 1996-04-18
4050053 | 4 | 2015-05-05 | Currently In Use | Gas | 12000 | Composite Double Walled | Double Walled Flex | Pressure |  | 1996-04-18 |  | 1996-04-18
4050053 | 5 | 2001-03-29 | Currently In Use | Gas | 10000 | Composite Double Walled | Double Walled Flex | Pressure |  | 1996-04-18 |  | 1996-04-18
4050054 | 1 | 1982-01-01 | Currently In Use | Gas | 10000 | Steel-Impressed Current | Double Walled Flex | Pressure |  | 1996-06-18 |  | 1996-06-18
4050054 | 2 | 1982-01-01 | Currently In Use | Gas | 8000 | Steel-Impressed Current | Double Walled Flex | Pressure |  | 1996-06-18 |  | 1996-06-18
4050054 | 3 | 1982-01-01 | Currently In Use | Gas | 4000 | Steel-Impressed Current | Double Walled Flex | Pressure |  | 1996-06-18 |  | 1996-06-18
4050054 | 4 | 1982-01-01 | Currently In Use | E85 | 4000 | Steel-Impressed Current | Double Walled Flex | Pressure |  | 1996-06-18 |  | 1996-06-18
4050055 | 1 | 2004-05-20 | Removed From Ground | Gas | 8000 | Bare Steel | Galvanized Steel | Pressure
4050055 | 2 | 2004-05-20 | Removed From Ground | Gas | 8000 | Bare Steel | Galvanized Steel | Pressure
4050055 | 3 | 2004-05-20 | Removed From Ground | Diesel | 1000 | Bare Steel | Galvanized Steel | Suction: No Valve At The Tank
4050055 | 4 | 1998-06-26 | Removed From Ground | Used Oil | 500 | Bare Steel | Galvanized Steel | Suction: No Valve At The Tank | Y |  | Y
4050056 | 1 | 2016-06-06 | Temporarily Out Of Use | Gas | 8000 | Cathodically Protected Steel | Fiberglass Reinforced Plastic | Pressure |  | 1998-12-17 |  | 1998-12-17
4050056 | 2 | 2016-06-16 | Temporarily Out Of Use | Gas | 4000 | Cathodically Protected Steel | Fiberglass Reinforced Plastic | Pressure |  | 1998-12-17 |  | 1998-12-17
4050056 | 3 | 2016-06-06 | Temporarily Out Of Use | Gas | 4000 | Cathodically Protected Steel | Fiberglass Reinforced Plastic | Pressure |  | 1998-12-17 |  | 1998-12-17
4050057 | 1 | 1983-04-26 | Currently In Use | Gas | 8000 | Steel-Impressed Current | Fiberglass Reinforced Plastic | Pressure |  | 1998-09-01 |  | 1998-09-01
4050057 | 2 | 1983-04-26 | Currently In Use | Gas | 6000 | Steel-Impressed Current | Fiberglass Reinforced Plastic | Pressure |  | 1998-09-01 |  | 1998-09-01
4050057 | 3 | 1983-04-26 | Currently In Use | Gas | 6000 | Steel-Impressed Current | Fiberglass Reinforced Plastic | Pressure |  | 1998-09-01 |  | 1998-09-01
4050060 | 1 | 1971-04-24 | Currently In Use | Gas | 10000 | Steel-Impressed Current | Cathodically Protected | Pressure |  | 1997-11-01 |  | 1997-11-01
4050060 | 2 | 2013-02-11 | Temporarily Out Of Use | Gas | 10000 | Steel-Impressed Current | Cathodically Protected | Pressure |  | 1997-11-01 |  | 1997-11-01
4050060 | 3 | 2013-02-11 | Temporarily Out Of Use | Gas | 10000 | Steel-Impressed Current | Cathodically Protected | Pressure |  | 1997-11-01 |  | 1997-11-01
4050060 | 4 | 1997-11-01 | Closed In Ground | Empty | 10000 | Bare Steel | Galvanized Steel | Not Marked
4050061 | 1 | 1970-04-23 | Currently In Use | Gas | 7500 | Not Marked/Unknown | Fiberglass Reinforced Plastic | Suction: No Valve At The Tank |  | 1994-10-15 12:00 | Y | 1994-10-15 12:00
4050061 | 2 | 1970-04-23 | Currently In Use | Gas | 7500 | Not Marked/Unknown | Fiberglass Reinforced Plastic | Suction: No Valve At The Tank |  | 1994-10-15 12:00 | Y | 1994-10-15 12:00
4050061 | 3 | 1978-04-23 | Currently In Use | Gas | 5000 | Not Marked/Unknown | Fiberglass Reinforced Plastic | Suction: No Valve At The Tank |  | 1994-10-15 12:00 | Y | 1994-10-15 12:00
4050062 | 1 | 1996-08-01 | Removed From Ground | Gas | 1000 | Bare Steel | Galvanized Steel | Suction: No Valve At The Tank
4050062 | 2 |  | Removed From Ground Date Unknown | Gas | 550 | Bare Steel | Galvanized Steel | Suction: No Valve At The Tank
4050062 | 3 |  | Removed From Ground Date Unknown | Diesel | 2000 | Not Marked/Unknown | Galvanized Steel | Suction: No Valve At The Tank
4050063 | 1 | 1964-04-23 | Currently In Use | Gas | 10000 | Steel-Impressed Current | Fiberglass Reinforced Plastic | Pressure |  | 1995-03-24 |  | 1990-04-15
4050063 | 2 | 1964-04-23 | Currently In Use | Gas | 10000 | Steel-Impressed Current | Fiberglass Reinforced Plastic | Pressure |  | 1995-03-24 |  | 1990-04-15
4050064 | 1 | 1997-01-16 | Removed From Ground | Gas | 1000 | Bare Steel | Galvanized Steel | Not Marked
4050064 | 2 | 1997-01-16 | Removed From Ground | Gas | 2000 | Bare Steel | Galvanized Steel | Not Marked
4050064 | 3 | 2010-08-14 | Removed From Ground | Gas | 2500 | Fiberglass Double Walled | Fiberglass Reinforced Plastic | Suction: Valve At The Tank |  | 1997-01-01 12:00 |  | 1997-01-01 12:00
4050065 | 1 | 1993-04-28 | Removed From Ground | Gas | 3000 | Bare Steel | Galvanized Steel | Not Marked
4050065 | 2 | 1993-04-28 | Removed From Ground | Gas | 3000 | Bare Steel | Galvanized Steel | Not Marked
4050065 | 3 | 1993-04-28 | Removed From Ground | Gas | 3000 | Bare Steel | Galvanized Steel | Not Marked
4050065 | 4 | 1993-05-19 | Removed From Ground | Gas | 3000 | Bare Steel | Galvanized Steel | Not Marked
4050067 | 1 | 1992-04-07 | Closed In Ground | Gas | 10000 | Bare Steel | Galvanized Steel | Pressure
4050067 | 3 | 1991-06-01 | Removed From Ground | Used Oil | 500 | Bare Steel | Unknown | Not Marked | Y |  | Y
4050067 | 618285 | 1991-06-06 | Currently In Use | Diesel | 6000 | Fiberglass | Fiberglass Reinforced Plastic | Pressure |  | 1991-06-06 |  | 1991-06-06
4050067 | 618440 | 2004-08-02 | Removed From Ground | Gas | 10000 | Fiberglass | Fiberglass Reinforced Plastic | Pressure |  | 1992-04-09 |  | 1992-04-09
4050067 | MV2 | 1991-06-04 | Removed From Ground | Diesel | 6000 | Bare Steel | Galvanized Steel | Pressure
4050069 | 1 | 1983-12-01 | Currently In Use | Gas | 10000 | Steel-Impressed Current | Cathodically Protected | Pressure |  | 1990-01-01 |  | 1990-01-01
4050069 | 2 | 1983-12-01 | Currently In Use | Gas | 10000 | Steel-Impressed Current | Cathodically Protected | Pressure |  | 1990-01-01 |  | 1990-01-01
4050069 | 3 | 1983-12-01 | Currently In Use | Gas | 10000 | Steel-Impressed Current | Cathodically Protected | Pressure |  | 1990-01-01 |  | 1990-01-01
4050069 | 4 | 1983-12-01 | Currently In Use | Diesel | 10000 | Steel-Impressed Current | Cathodically Protected | Suction: No Valve At The Tank |  | 1990-01-01 |  | 1990-01-01
4050069 | 5 | 1983-12-01 | Currently In Use | Kerosene | 4000 | Steel-Impressed Current | Cathodically Protected | Pressure |  | 1990-01-01 |  | 1990-01-01
4050089 | 1A | 2000-12-01 | Removed From Ground | Other | 2500 | Bare Steel | Bare Steel | Not Marked
4050089 | 1B | 2000-12-01 | Removed From Ground | Other | 2500 | Bare Steel | Bare Steel | Not Marked
4050089 | 3 | 2001-10-03 | Closed In Ground | Diesel | 10000 | Bare Steel | Not Marked | Not Marked
4050089 | 4 | 2001-10-03 | Closed In Ground | Diesel | 6000 | Bare Steel | Not Marked | Not Marked
4050090 | 1 | 1991-01-01 | Removed From Ground | Gas | 1000 | Cathodically Protected Steel | Unknown | Not Marked
4050090 | 2 | 1991-01-01 | Removed From Ground | Gas | 1000 | Cathodically Protected Steel | Unknown | Not Marked
4050090 | 3 | 2008-04-01 | Currently In Use | Gas | 10000 | Fiberglass Double Walled | Fiberglass/Double Walled | Pressure | N | 2008-06-02 | N | 2008-06-02
4050091 | 1 | 1989-03-01 | Removed From Ground | Diesel | 1000 | Bare Steel | Galvanized Steel | Not Marked
4050091 | 2 | 1989-03-01 | Removed From Ground | Diesel | 1000 | Bare Steel | Galvanized Steel | Not Marked
4050092 | 1 | 1996-03-25 | Removed From Ground | Gas | 500 | Bare Steel | Galvanized Steel | Suction: Valve At The Tank
4050092 | 2 | 1996-03-25 | Removed From Ground | Diesel | 3000 | Bare Steel | Galvanized Steel | Suction: Valve At The Tank
4050092 | 3 | 1996-03-25 | Removed From Ground | Other | 2000 | Bare Steel | Galvanized Steel | Suction: Valve At The Tank
4050092 | 4 | 1996-03-25 | Removed From Ground | Used Oil | 500 | Bare Steel | Galvanized Steel | Suction: No Valve At The Tank | Y |  | Y
4050092 | 5 | 1989-04-18 | Currently In Use | Diesel | 10000 | Cathodically Protected Steel | Fiberglass Reinforced Plastic | Pressure |  | 1989-04-01 |  | 1989-04-01
4050092 | 6 | 1989-04-18 | Currently In Use | Gas | 8000 | Cathodically Protected Steel | Fiberglass Reinforced Plastic | Pressure |  | 1989-04-01 |  | 1989-04-01
4050092 | 7 | 1989-04-18 | Currently In Use | Diesel | 6000 | Cathodically Protected Steel | Fiberglass Reinforced Plastic | Pressure |  | 1989-04-01 |  | 1989-04-01
4050092 | 8 | 2005-05-01 | Currently In Use | Diesel | 10000 | Double Walled | Double Walled | Pressure | N | 2005-05-01 | N | 2005-05-01
4050092 | 9A | 2005-05-01 | Currently In Use | Gas | 8000 | Double Walled | Double Walled | Pressure | N | 2005-05-01 | N | 2005-05-01
4050092 | 9B | 2005-05-01 | Currently In Use | Gas | 4000 | Double Walled | Double Walled | Pressure | N | 2005-05-01 | N | 2005-05-01
4050093 | 1 | 1982-03-24 | Currently In Use | Diesel | 10000 | Steel-Impressed Current | Cathodically Protected | Suction: No Valve At The Tank |  | 1997-07-14 |  | 1997-07-14
4050093 | 2 | 1983-01-01 | Closed In Ground | Empty | 500 | Bare Steel | Bare Steel | Not Marked
4050093 | 3 | 1983-01-01 | Closed In Ground | Empty | 1000 | Bare Steel | Bare Steel | Not Marked
4050095 | 1 | 1972-05-05 | Currently In Use | Gas | 6000 | Steel-Impressed Current | Fiberglass Reinforced Plastic | Pressure |  | 1996-07-23 |  | 1996-07-23
4050095 | 2 | 1972-05-05 | Currently In Use | Gas | 8000 | Steel-Impressed Current | Fiberglass Reinforced Plastic | Pressure |  | 1996-07-23 |  | 1996-07-23
4050095 | 3 | 1972-05-05 | Currently In Use | Gas | 4000 | Steel-Impressed Current | Fiberglass Reinforced Plastic | Pressure |  | 1996-07-23 |  | 1996-07-23
4050096 | 1 | 1995-01-02 | Removed From Ground | Gas | 1000 | Bare Steel | Galvanized Steel | Not Marked
4050096 | 2 | 1995-01-02 | Removed From Ground | Gas | 2000 | Bare Steel | Galvanized Steel | Not Marked
4050096 | 3 | 1989-12-15 | Currently In Use | Gas | 1000 | STIP-3 | Fiberglass Reinforced Plastic | Suction: No Valve At The Tank |  | 1990-01-01 |  | 1990-01-01
4050096 | 4 | 1989-12-15 | Currently In Use | Gas | 3000 | STIP-3 | Fiberglass Reinforced Plastic | Suction: No Valve At The Tank |  | 1990-01-01 |  | 1990-01-01
4050097 | 1 | 1995-11-28 | Removed From Ground | Diesel | 1000 | Bare Steel | Galvanized Steel | Suction: No Valve At The Tank
4050097 | 2 | 1995-11-28 | Removed From Ground | Gas | 1000 | Bare Steel | Galvanized Steel | Suction: No Valve At The Tank
4050097 | 3 | 1995-11-28 | Removed From Ground | Gas | 2000 | Bare Steel | Galvanized Steel | Suction: No Valve At The Tank
4050097 | 4 | 1995-11-28 | Removed From Ground | Gas | 2000 | Bare Steel | Galvanized Steel | Suction: No Valve At The Tank
4050097 | 5 | 1996-02-17 | Currently In Use | Gas | 6000 | Epoxy | Fiberglass Reinforced Plastic | Pressure |  | 1996-02-01 |  | 1996-02-01
4050097 | 6 | 1996-02-17 | Currently In Use | Gas | 10000 | Epoxy | Fiberglass Reinforced Plastic | Pressure |  | 1996-02-01 |  | 1996-02-01
4050098 | 1 | 1997-08-19 | Removed From Ground | Gas | 1000 | Bare Steel | Galvanized Steel | Suction: Valve At The Tank
4050098 | 2 | 1997-08-19 | Removed From Ground | Gas | 2000 | Bare Steel | Galvanized Steel | Suction: Valve At The Tank
4050098 | 3 | 1997-08-19 | Removed From Ground | Gas | 2000 | Bare Steel | Fiberglass Reinforced Plastic | Suction: Valve At The Tank
4050100 | 1 | 1999-07-01 | Removed From Ground | Gas | 1000 | Bare Steel | Galvanized Steel | Suction: Valve At The Tank
4050100 | 2 | 1970-01-01 | Permanently Out Of Use | Gas | 560 | Bare Steel | Galvanized Steel | Suction: Valve At The Tank
4050100 | 3 | 1970-01-01 | Permanently Out Of Use | Gas | 560 | Bare Steel | Galvanized Steel | Suction: Valve At The Tank
4050102 | 1 |  | Removed From Ground Date Unknown | Gas | 3000 | Bare Steel | Galvanized Steel | Not Marked
4050102 | 2 |  | Removed From Ground Date Unknown | Gas | 3000 | Bare Steel | Galvanized Steel | Not Marked
4050102 | 3 |  | Removed From Ground Date Unknown | Gas | 3000 | Bare Steel | Galvanized Steel | Not Marked
4050103 | 1 | 1987-06-01 | Closed In Ground | Diesel | 10000 | Bare Steel | Galvanized Steel | Not Marked
4050103 | 2 | 1987-06-01 | Closed In Ground | Gas | 10000 | Bare Steel | Galvanized Steel | Not Marked
4050104 | 1 | 1987-06-01 | Removed From Ground | Gas | 2000 | Cathodically Protected Steel | Galvanized Steel | Suction: No Valve At The Tank
4050104 | 2 | 1987-06-01 | Removed From Ground | Gas | 2000 | Cathodically Protected Steel | Galvanized Steel | Suction: No Valve At The Tank
4050104 | 3 | 1987-06-01 | Removed From Ground | Gas | 2000 | Cathodically Protected Steel | Galvanized Steel | Suction: No Valve At The Tank
4050104 | 4 | 1987-06-12 | Currently In Use | Gas | 8000 | STIP-3 | Double Walled Flex | Suction: No Valve At The Tank | N | 1998-07-01 | N | 1998-07-01
4050104 | 5 | 1987-06-12 | Currently In Use | Gas | 2000 | STIP-3 | Double Walled Flex | Suction: No Valve At The Tank |  | 1998-07-09 |  | 1998-07-09
4050104 | 6 | 1998-07-09 | Currently In Use | Diesel | 2000 | STIP-3 | Double Walled Flex | Suction: No Valve At The Tank |  | 1998-07-09 |  | 1998-07-09
4050104 | 7 | 2001-04-06 | Currently In Use | Other | 2000 | Composite | Double Walled Flex | Suction: No Valve At The Tank |  | 2001-04-06 |  | 2001-04-06
4050105 | 1 | 1999-06-08 | Removed From Ground | Gas | 550 | Bare Steel | Galvanized Steel | Not Marked
4050106 | 1 | 1988-12-01 | Removed From Ground | Gas | 1000 | Bare Steel | Galvanized Steel | Not Marked
4050106 | 2 | 1988-12-01 | Removed From Ground | Gas | 2000 | Bare Steel | Galvanized Steel | Not Marked
4050106 | 3 | 1988-12-01 | Removed From Ground | Gas | 2000 | Bare Steel | Galvanized Steel | Not Marked
4050106 | 4 | 2000-02-22 | Currently In Use | Gas | 12000 | Composite | Fiberglass Reinforced Plastic | Pressure |  | 2000-03-27 |  | 2000-03-27
4050106 | 5 | 2000-02-22 | Currently In Use | Gas | 8000 | Composite | Fiberglass Reinforced Plastic | Pressure |  | 2000-03-27 |  | 2000-03-27
4050106 | 6 | 2000-02-22 | Currently In Use | Diesel | 5000 | Composite | Fiberglass Reinforced Plastic | Pressure |  | 2000-03-27 |  | 2000-03-27
4050106 | 7 | 2000-02-22 | Currently In Use | Diesel | 3000 | Composite | Fiberglass Reinforced Plastic | Pressure |  | 2000-03-27 |  | 2000-03-27
4050107 | 1 | 1998-07-02 | Removed From Ground | Gas | 6000 | Bare Steel | Galvanized Steel | Not Marked
4050107 | 2 | 1998-07-02 | Removed From Ground | Gas | 4000 | Bare Steel | Galvanized Steel | Not Marked
4050107 | 3 | 1998-07-02 | Removed From Ground | Gas | 4000 | Bare Steel | Galvanized Steel | Not Marked
4050107 | 4 | 1998-07-02 | Removed From Ground | Used Oil | 550 | Bare Steel | Galvanized Steel | Not Marked | Y |  | Y
4050108 | 1 | 1990-03-01 | Removed From Ground | Gas | 15000 | Bare Steel | Galvanized Steel | Not Marked
4050108 | 2 | 1990-03-01 | Removed From Ground | Gas | 15000 | Bare Steel | Galvanized Steel | Not Marked
4050108 | 3 | 1990-03-01 | Removed From Ground | Diesel | 15000 | Bare Steel | Galvanized Steel | Not Marked
4050108 | 4 | 1990-03-01 | Removed From Ground | Gas | 6000 | Bare Steel | Galvanized Steel | Not Marked
4050108 | 5 | 1990-03-01 | Removed From Ground | Used Oil | 550 | Bare Steel | Galvanized Steel | Not Marked | Y |  | Y
4050110 | 1 | 1998-06-01 | Removed From Ground | Gas | 1000 | Bare Steel | Galvanized Steel | Not Marked
4050110 | 2 | 1998-06-01 | Removed From Ground | Gas | 1000 | Bare Steel | Galvanized Steel | Not Marked
4050111 | 1 | 1981-05-01 | Currently In Use | Gas | 8000 | Steel-Impressed Current | Fiberglass Reinforced Plastic | Pressure |  | 1997-04-22 |  | 1997-04-22
4050111 | 2 | 1981-05-01 | Currently In Use | Gas | 8000 | Steel-Impressed Current | Fiberglass Reinforced Plastic | Pressure |  | 1997-04-22 |  | 1997-04-22
4050111 | 3 | 1981-05-01 | Currently In Use | Gas | 8000 | Steel-Impressed Current | Fiberglass Reinforced Plastic | Pressure |  | 1997-04-22 |  | 1997-04-22
4050112 | 1 | 1980-05-05 | Currently In Use | Gas | 8000 | Steel-Impressed Current | Cathodically Protected | Pressure |  | 1992-01-01 |  | 1992-01-01
4050112 | 2 | 1980-05-05 | Currently In Use | Gas | 8000 | Steel-Impressed Current | Cathodically Protected | Pressure |  | 1992-01-01 |  | 1992-01-01
4050112 | 3 | 1980-05-05 | Currently In Use | Gas | 6000 | Steel-Impressed Current | Cathodically Protected | Pressure |  | 1992-01-01 |  | 1992-01-01
4050113 | 1 | 1988-11-30 | Removed From Ground | Heating Oil | 22000 | Bare Steel | Unknown | Not Marked
4050114 | 1 | 1998-08-05 | Removed From Ground | Diesel | 3000 | Bare Steel | Galvanized Steel | Suction: Valve At The Tank
4050115 | 1 | 1987-08-14 | Removed From Ground | Gas | 1000 | Bare Steel | Galvanized Steel | Not Marked
4050116 | 1 | 1983-05-08 | Currently In Use | Gas | 5000 | Cathodically Protected Steel | Cathodically Protected | Pressure |  | 1998-09-28 |  | 1998-09-28
4050116 | 2 | 1983-05-08 | Currently In Use | Diesel | 5000 | Cathodically Protected Steel | Cathodically Protected | Pressure |  | 1998-09-28 |  | 1998-09-28
4050116 | 3 | 1983-05-08 | Currently In Use | Gas | 4000 | Cathodically Protected Steel | Cathodically Protected | Pressure |  | 1998-09-28 |  | 1998-08-28
4050116 | 4 | 1983-05-08 | Currently In Use | Diesel | 1000 | Cathodically Protected Steel | Cathodically Protected | Suction: No Valve At The Tank |  | 1998-09-28 |  | 1998-09-28
4050116 | 5 | 1985-12-01 | Permanently Out Of Use | Empty | 2000 | Bare Steel | Galvanized Steel | Suction: No Valve At The Tank
4050131 | 1 | 1995-09-01 | Removed From Ground | Used Oil | 500 | Bare Steel | Bare Steel | Gravity Fed | Y |  | Y
4060001 | 1 | 1991-04-04 | Removed From Ground | Diesel | 3000 | Bare Steel | Bare Steel | Not Marked
4060001 | 2 | 1991-04-01 | Removed From Ground | Diesel | 3000 | Bare Steel | Bare Steel | Not Marked
4060001 | 3 |  | Currently In Use | Diesel | 3000 | Bare Steel | Bare Steel | Not Marked
4060002 | 1 | 1993-06-30 | Removed From Ground | Diesel | 3000 | Bare Steel | Bare Steel | Not Marked
4060003 | 1 | 1995-05-10 | Removed From Ground | Heating Oil | 1500 | Bare Steel | Unknown | Not Marked
4060004 | 1 | 1969-02-06 | Currently In Use | Gas | 10000 | Lined Interior | Fiberglass Reinforced Plastic | Pressure |  | 1993-10-01 |  | 1993-10-01
4060004 | 2 | 1969-02-06 | Currently In Use | Gas | 10000 | Lined Interior | Fiberglass Reinforced Plastic | Pressure |  | 1993-10-01 |  | 1993-10-01
4060004 | 3 | 1975-02-06 | Currently In Use | Diesel | 4000 | Lined Interior | Fiberglass Reinforced Plastic | Pressure |  | 1993-10-01 |  | 1993-10-01
4060004 | 4 |  | Removed From Ground Date Unknown | Diesel | 1000 | Marked Unknown | Unknown | Not Marked
4060004 | 5 |  | Removed From Ground Date Unknown | Used Oil | 1000 | Marked Unknown | Unknown | Not Marked | Y |  | Y
4060005 | 1 | 1994-10-15 | Removed From Ground | Kerosene | 20000 | Bare Steel | Bare Steel | Not Marked
4060005 | 2 | 1994-10-15 | Removed From Ground | Other | 20000 | Bare Steel | Bare Steel | Not Marked
4060005 | 3 | 1994-10-15 | Removed From Ground | Other | 20000 | Bare Steel | Bare Steel | Not Marked
4060006 | 1 |  | Removed From Ground Date Unknown | Gas | 500 | Bare Steel | Unknown | Not Marked
4060007 | 1 | 1998-11-24 | Closed In Ground | Gas | 2000 | Bare Steel | Galvanized Steel | Suction: Valve At The Tank
4060007 | 4 | 2008-01-14 | Removed From Ground | Gas | 6000 | Cathodically Protected Steel | Cathodically Protected | Suction: Valve At The Tank |  | 1998-06-01 |  | 1998-06-01
4060008 | 1 | 1981-02-18 | Currently In Use | Gas | 10000 | Steel-Impressed Current | Impressed Current | Pressure |  | 1998-11-11 |  | 1998-11-11
4060008 | 2 | 1981-02-18 | Currently In Use | Gas | 10000 | Steel-Impressed Current | Impressed Current | Pressure |  | 1998-11-11 |  | 1998-11-11
4060008 | 3 | 2013-04-26 | Temporarily Out Of Use | Diesel | 10000 | Steel-Impressed Current | Impressed Current | Pressure |  | 1998-11-11 |  | 1998-11-11
4060009 | 1 | 1981-02-18 | Currently In Use | Gas | 10000 | Steel-Impressed Current | Impressed Current | Pressure |  | 1998-11-03 |  | 1998-11-03
4060009 | 2 | 1981-02-18 | Currently In Use | Gas | 10000 | Steel-Impressed Current | Impressed Current | Pressure |  | 1998-11-03 |  | 1998-11-03
4060009 | 3 | 2003-02-04 | Currently In Use | Diesel | 10000 | Steel-Impressed Current | Impressed Current | Pressure |  | 1998-11-03 |  | 1998-11-03
4060009 | 4 | 2003-02-01 | Removed From Ground | Diesel | 10000 | Steel-Impressed Current | Cathodically Protected | Pressure |  | 1998-11-03 |  | 1998-11-03
4060010 | 1 | 2015-10-28 | Temporarily Out Of Use | Gas | 8000 | Steel-Impressed Current | Cathodically Protected | Not Marked |  | 1999-01-19 |  | 1999-01-19
4060010 | 2 | 2015-10-28 | Temporarily Out Of Use | Diesel | 4000 | Steel-Impressed Current | Cathodically Protected | Not Marked |  | 1999-01-19 |  | 1999-01-19
4060010 | 3 | 2015-10-28 | Temporarily Out Of Use | Gas | 4000 | Steel-Impressed Current | Cathodically Protected | Not Marked |  | 1999-01-19 |  | 1999-01-19
4060010 | 4 | 2015-10-28 | Temporarily Out Of Use | Diesel | 6000 | Steel-Impressed Current | Cathodically Protected | Not Marked |  | 1999-01-19 |  | 1999-01-19
4060011 | 1 | 2014-07-29 | Removed From Ground | Gas | 6000 | Steel-Impressed Current | Galvanized Steel | Pressure |  | 1966-04-30 |  | 1966-04-30
4060011 | 2 | 2014-07-29 | Removed From Ground | Gas | 6000 | Steel-Impressed Current | Galvanized Steel | Pressure |  | 1966-04-30 |  | 1966-04-30
4060011 | 3 | 2014-07-29 | Removed From Ground | Gas | 6000 | Steel-Impressed Current | Galvanized Steel | Pressure |  | 1966-04-30 |  | 1966-04-30
4060011 | 4 | 2014-07-29 | Removed From Ground | Gas | 6000 | Steel-Impressed Current | Galvanized Steel | Pressure |  | 1966-04-30 |  | 1966-04-30
4060011 | 5 | 2014-07-29 | Removed From Ground | Used Oil | 500 | Cathodically Protected Steel | Galvanized Steel | Pressure | Y | 2007-01-01 12:00 | Y | 1966-04-30 12:00
4060012 | 10102-1 | 1993-09-28 | Removed From Ground | Gas | 1000 | Bare Steel | Galvanized Steel | Suction: Valve At The Tank
4060012 | 10102-2 | 1989-12-14 | Removed From Ground | Diesel | 1000 | Bare Steel | Galvanized Steel | Not Marked
4060012 | 10102-3 | 1989-12-14 | Removed From Ground | Gas | 2000 | Cathodically Protected Steel | Galvanized Steel | Not Marked
4060012 | 102D1 | 2001-01-15 | Removed From Ground | Diesel | 2000 | Cathodically Protected Steel | Galvanized Steel | Suction: Valve At The Tank
4060013 | 1 |  | Removed From Ground Date Unknown | Empty | 1000 | Bare Steel | Galvanized Steel | Not Marked
4060013 | 2 |  | Removed From Ground Date Unknown | Empty | 1000 | Bare Steel | Galvanized Steel | Not Marked
4060013 | 3 |  | Removed From Ground Date Unknown | Empty | 1000 | Bare Steel | Galvanized Steel | Not Marked
4060013 | 4 |  | Removed From Ground Date Unknown | Gas | 4000 | Bare Steel | Galvanized Steel | Not Marked
4060014 | 1 | 1987-09-01 | Removed From Ground | Gas | 6000 | Bare Steel | Galvanized Steel | Pressure
4060014 | 2 | 1987-09-01 | Removed From Ground | Gas | 6000 | Bare Steel | Galvanized Steel | Pressure
4060014 | 3 | 1987-09-01 | Removed From Ground | Gas | 6000 | Bare Steel | Galvanized Steel | Pressure
4060014 | 4 | 1987-09-01 | Removed From Ground | Diesel | 6000 | Bare Steel | Galvanized Steel | Pressure
4060014 | 5 | 1987-10-01 | Currently In Use | Gas | 10000 | Fiberglass | Fiberglass Reinforced Plastic | Pressure |  | 1998-12-12 |  | 1998-12-12
4060014 | 6 | 1987-10-01 | Currently In Use | Gas | 10000 | Fiberglass | Fiberglass Reinforced Plastic | Pressure |  | 1998-12-12 |  | 1998-12-12
4060014 | 7 | 1987-10-01 | Currently In Use | Gas | 10000 | Fiberglass | Fiberglass Reinforced Plastic | Pressure |  | 1998-12-12 |  | 1998-12-12
4060014 | 8 | 1987-10-01 | Currently In Use | Diesel | 6000 | Fiberglass | Fiberglass Reinforced Plastic | Pressure |  | 1998-12-12 |  | 1998-12-12
4060014 | 9 | 1987-10-01 | Currently In Use | Kerosene | 4000 | Fiberglass | Fiberglass Reinforced Plastic | Pressure |  | 1998-12-12 |  | 1998-12-12
4060015 | 1 |  | Removed From Ground Date Unknown | Gas | 1020 | Bare Steel | Galvanized Steel | Suction: No Valve At The Tank
4060015 | 2 |  | Removed From Ground Date Unknown | Gas | 1020 | Bare Steel | Galvanized Steel | Suction: No Valve At The Tank
4060015 | 3 |  | Removed From Ground Date Unknown | Gas | 1020 | Bare Steel | Galvanized Steel | Suction: No Valve At The Tank
4060015 | 4 |  | Removed From Ground Date Unknown | Empty | 500 | Bare Steel | Galvanized Steel | Not Marked
4060015 | 5 |  | Removed From Ground Date Unknown | Empty | 500 | Bare Steel | Galvanized Steel | Not Marked
4060016 | 1 | 1998-10-22 | Removed From Ground | Gas | 6000 | Bare Steel | Galvanized Steel | Suction: Valve At The Tank
4060016 | 2 | 1998-10-22 | Removed From Ground | Gas | 560 | Bare Steel | Galvanized Steel | Suction: Valve At The Tank
4060016 | 3 | 1998-10-22 | Removed From Ground | Gas | 560 | Bare Steel | Galvanized Steel | Suction: Valve At The Tank
4060016 | 4 | 1998-10-22 | Removed From Ground | Diesel | 560 | Bare Steel | Bare Steel | Suction: Valve At The Tank
4060016 | 5A | 1998-10-22 | Currently In Use | Gas | 3000 | Composite | Fiberglass Reinforced Plastic | Suction: Valve At The Tank |  | 1998-10-22 |  | 1998-10-22
4060016 | 5B | 1998-10-22 | Currently In Use | Diesel | 1000 | Composite | Fiberglass Reinforced Plastic | Suction: Valve At The Tank | N | 1998-10-22 | N | 1998-10-22
4060016 | 6 | 1998-10-22 | Currently In Use | Diesel | 1000 | Composite | Fiberglass Reinforced Plastic | Suction: Valve At The Tank |  | 1998-10-22 |  | 1998-10-22
4060017 | 1 |  | Closed In Ground Date Unknown | Diesel | 1000 | Bare Steel | Galvanized Steel | Suction: Valve At The Tank
4060017 | 2 | 1994-12-01 | Closed In Ground | Gas | 1000 | Bare Steel | Galvanized Steel | Suction: Valve At The Tank
4060017 | 3 |  | Closed In Ground Date Unknown | Gas | 1000 | Bare Steel | Galvanized Steel | Suction: Valve At The Tank
4060017 | 4 |  | Closed In Ground Date Unknown | Gas | 1000 | Bare Steel | Galvanized Steel | Suction: Valve At The Tank
4060017 | 5 |  | Closed In Ground Date Unknown | Gas | 10000 | Bare Steel | Galvanized Steel | Pressure
4060018 | 1 | 1992-11-07 | Removed From Ground | Kerosene | 6000 | Bare Steel | Copper | Suction: Valve At The Tank
4060019 | 1 | 1989-01-01 | Removed From Ground | Gas | 550 | Bare Steel | Galvanized Steel | Not Marked
4060019 | 2 | 1989-01-01 | Removed From Ground | Diesel | 550 | Bare Steel | Galvanized Steel | Not Marked
4060020 | 1 | 1997-07-18 | Removed From Ground | Gas | 12000 | Bare Steel | Galvanized Steel | Pressure |  | 1988-01-01 |  | 1988-01-01
4060020 | 10 | 2014-07-29 | Currently In Use | Gas | 15000 | Fiberglass Double Walled | Fiberglass/Double Walled | Pressure | N | 2017-07-29 | N | 2014-07-29
4060020 | 2 | 1997-07-18 | Removed From Ground | Gas | 12000 | Bare Steel | Galvanized Steel | Pressure |  | 1988-01-01 |  | 1988-01-01
4060020 | 3 | 1997-07-18 | Removed From Ground | Gas | 12000 | Bare Steel | Galvanized Steel | Pressure |  | 1988-01-01 |  | 1988-01-01
4060020 | 4 | 1997-07-18 | Removed From Ground | Gas | 12000 | Bare Steel | Galvanized Steel | Pressure |  | 1988-01-01 |  | 1988-01-01
4060020 | 5 | 2014-10-19 | Removed From Ground | Gas | 15000 | Double Walled | Fiberglass Reinforced Plastic | Pressure |  | 1997-01-01 |  | 1997-01-01
4060020 | 6 | 2014-10-19 | Removed From Ground | Diesel | 12000 | Double Walled | Fiberglass Reinforced Plastic | Pressure |  | 1997-01-01 |  | 1997-01-01
4060020 | 7 | 2014-10-19 | Removed From Ground | Gas | 12000 | Double Walled | Fiberglass Reinforced Plastic | Pressure |  | 1997-01-01 |  | 1997-01-01
4060020 | 8 | 2014-07-29 | Currently In Use | Gas | 20000 | Fiberglass Double Walled | Fiberglass/Double Walled | Pressure | N | 2014-07-29 | N | 2014-07-29
4060020 | 9A | 2014-07-29 | Currently In Use | Gas | 10000 | Fiberglass Double Walled | Fiberglass/Double Walled | Pressure | N | 2014-07-29 | N | 2014-07-29
4060020 | 9B | 2014-07-29 | Currently In Use | Diesel | 10000 | Fiberglass Double Walled | Fiberglass/Double Walled | Pressure | N | 2014-07-29 | N | 2014-07-29
4060022 | 1 | 2000-03-01 | Closed In Ground | Gas | 500 | Bare Steel | Galvanized Steel | Not Marked
4060022 | 2 | 2000-03-01 | Closed In Ground | Gas | 1000 | Bare Steel | Galvanized Steel | Not Marked
4060022 | 3 | 2015-10-28 | Temporarily Out Of Use | Gas | 4000 | Steel-Impressed Current | Cathodically Protected | Suction: Valve At The Tank |  | 1998-12-01 |  | 1998-12-01
4060022 | 4 | 2015-10-28 | Temporarily Out Of Use | Gas | 6000 | Steel-Impressed Current | Cathodically Protected | Not Marked |  | 1998-12-01 |  | 1998-12-01
4060024 | 2 |  | Removed From Ground Date Unknown | Diesel | 1000 | Concrete | Not Marked | Not Marked
4070001 | 1 | 1985-12-01 | Removed From Ground | Gas | 2000 | Bare Steel | Galvanized Steel | Not Marked
4070001 | 2 | 1985-12-01 | Removed From Ground | Gas | 2000 | Bare Steel | Galvanized Steel | Not Marked
4070001 | 3 | 1985-12-01 | Removed From Ground | Gas | 3000 | Bare Steel | Galvanized Steel | Not Marked
4070001 | 4 | 1985-12-01 | Removed From Ground | Diesel | 287 | Bare Steel | Galvanized Steel | Not Marked
4070001 | 5 | 1986-01-01 | Currently In Use | Gas | 3000 | STIP-3 | Fiberglass Reinforced Plastic | Suction: No Valve At The Tank |  | 1998-06-17 |  | 1998-06-17
4070001 | 6 | 1986-01-01 | Currently In Use | Gas | 3000 | STIP-3 | Fiberglass Reinforced Plastic | Suction: No Valve At The Tank |  | 1998-06-17 |  | 1998-06-17
4070001 | 7 | 1986-01-01 | Currently In Use | Gas | 2000 | STIP-3 | Fiberglass Reinforced Plastic | Suction: No Valve At The Tank |  | 1998-06-17 |  | 1998-06-17
4070001 | 8 | 1986-01-01 | Currently In Use | Diesel | 1000 | STIP-3 | Fiberglass Reinforced Plastic | Suction: No Valve At The Tank |  | 1998-06-17 |  | 1998-06-17
4070001 | 9 | 1986-01-01 | Currently In Use | Kerosene | 550 | STIP-3 | Fiberglass Reinforced Plastic | Suction: No Valve At The Tank |  | 1998-06-17 |  | 1998-06-17
4070002 | 1 | 1987-01-01 | Removed From Ground | Gas | 500 | Bare Steel | Galvanized Steel | Not Marked
4070002 | 10 | 2016-04-25 | Removed From Ground | Kerosene | 1000 | Cathodically Protected Steel | Cathodically Protected | Not Marked |  | 1989-01-01 |  | 1989-01-01
4070002 | 2 | 1987-01-01 | Removed From Ground | Gas | 500 | Bare Steel | Galvanized Steel | Not Marked
4070002 | 3 | 1987-01-01 | Removed From Ground | Gas | 1000 | Bare Steel | Galvanized Steel | Not Marked
4070002 | 4 | 1987-01-01 | Removed From Ground | Gas | 100 | Bare Steel | Galvanized Steel | Not Marked
4070002 | 5 | 1987-01-01 | Removed From Ground | Diesel | 500 | Bare Steel | Galvanized Steel | Not Marked
4070002 | 6 | 2016-04-25 | Removed From Ground | Gas | 2000 | Cathodically Protected Steel | Cathodically Protected | Suction: No Valve At The Tank |  | 1989-01-01 |  | 1989-01-01
4070002 | 7 | 2016-04-25 | Removed From Ground | Gas | 2000 | Cathodically Protected Steel | Cathodically Protected | Suction: No Valve At The Tank |  | 1989-01-01 |  | 1989-01-01
4070002 | 8 | 2016-04-25 | Removed From Ground | Gas | 2000 | Cathodically Protected Steel | Cathodically Protected | Suction: No Valve At The Tank |  | 1989-01-01 |  | 1989-01-01
4070002 | 9 | 2016-04-25 | Removed From Ground | Diesel | 1000 | Cathodically Protected Steel | Cathodically Protected | Suction: No Valve At The Tank |  | 1989-01-01 |  | 1989-01-01
4070003 | 1 |  | Removed From Ground Date Unknown | Gas | 2000 | Bare Steel | Unknown | Not Marked
4070003 | 2 |  | Removed From Ground Date Unknown | Gas | 500 | Bare Steel | Unknown | Not Marked
4070004 | 1 |  | Removed From Ground Date Unknown | Other | 2000 | Bare Steel | Galvanized Steel | Not Marked
4070005 | 1 |  | Removed From Ground Date Unknown | Other | 3000 | Bare Steel | Galvanized Steel | Not Marked
4070006 | 1 | 1989-09-08 | Removed From Ground | Used Oil | 250 | Bare Steel | Unknown | Not Marked | Y |  | Y
4070007 | 1 | 1985-01-01 | Removed From Ground | Gas |  | Marked Unknown | Unknown | Not Marked
4070007 | 2 | 1985-01-01 | Removed From Ground | Gas |  | Marked Unknown | Unknown | Not Marked
4070008 | 1 | 1983-01-01 | Closed In Ground | Gas |  | Marked Unknown | Unknown | Not Marked
4070008 | 2 | 1983-01-01 | Closed In Ground | Gas |  | Marked Unknown | Unknown | Not Marked
4070009 | 352050-1 | 1991-03-01 | Removed From Ground | Diesel | 1000 | Bare Steel | Galvanized Steel | Not Marked
4070010 | 1 |  | Permanently Out Of Use | Diesel | 500 | Bare Steel | Copper | Not Marked
4070010 | 2 |  | Permanently Out Of Use | Other | 500 | Bare Steel | Unknown | Not Marked
4070010 | 3 |  | Permanently Out Of Use | Other | 500 | Bare Steel | Unknown | Not Marked
4070012 | 1 | 1993-08-17 | Removed From Ground | Gas | 8000 | Bare Steel | Galvanized Steel | Suction: No Valve At The Tank
4070012 | 2 | 1993-08-17 | Removed From Ground | Gas | 5000 | Bare Steel | Galvanized Steel | Suction: No Valve At The Tank
4070012 | 3 | 1993-08-17 | Removed From Ground | Gas | 8000 | Bare Steel | Galvanized Steel | Suction: No Valve At The Tank
4070012 | 4-P | 2003-10-16 | Currently In Use | Gas | 6000 | Epoxy | Fiberglass Reinforced Plastic | Suction: No Valve At The Tank |  | 1993-02-01 |  | 1993-02-01
4070012 | 5-S | 2003-10-16 | Currently In Use | Gas | 6000 | Epoxy | Fiberglass Reinforced Plastic | Suction: No Valve At The Tank |  | 1993-02-01 |  | 1993-02-01
4070012 | 6-B | 2003-10-16 | Currently In Use | Gas | 8000 | Epoxy | Fiberglass Reinforced Plastic | Pressure |  | 1993-02-01 |  | 1993-02-01
4070014 | 1 | 1995-10-01 | Removed From Ground | Empty | 15000 | Bare Steel | Bare Steel | Suction: Valve At The Tank
4070014 | 2 | 1997-12-01 | Removed From Ground | Other | 10000 | Bare Steel | Bare Steel | Suction: Valve At The Tank
4070014 | 3 | 1998-06-01 | Removed From Ground | Other | 10000 | Bare Steel | Bare Steel | Suction: Valve At The Tank
4070014 | 4 | 1995-10-01 | Removed From Ground | Gas | 1000 | Bare Steel | Bare Steel | Suction: Valve At The Tank
4070014 | 5 | 1984-06-01 | Closed In Ground | Empty | 1000 | Concrete | Bare Steel | Not Marked
4070017 | 1 | 2000-02-25 | Removed From Ground | Gas | 1000 | Bare Steel | Galvanized Steel | Suction: No Valve At The Tank
4070018 | 1 | 1998-11-01 | Removed From Ground | Diesel | 7000 | Bare Steel | Bare Steel | Suction: Valve At The Tank
4070018 | 2 | 1991-03-25 | Removed From Ground | Gas | 550 | Bare Steel | Bare Steel | Not Marked
4070018 | 3 | 1992-09-30 | Removed From Ground | Gas | 550 | Bare Steel | Bare Steel | Suction: Valve At The Tank
4070018 | 4 | 2011-10-05 | Temporarily Out Of Use | Diesel | 12000 | Composite | Fiberglass Reinforced Plastic | Pressure |  | 1998-11-20 |  | 1998-11-20
4070019 | 1 | 1983-03-01 | Currently In Use | Diesel | 5000 | Steel-Impressed Current | Impressed Current | Suction: No Valve At The Tank |  | 1997-08-15 |  | 1997-08-15
4070020 | 1 | 1983-03-18 | Currently In Use | Gas | 10000 | Steel-Impressed Current | Fiberglass Reinforced Plastic | Pressure |  | 1983-02-18 |  | 1983-02-18
4070020 | 2 | 1983-02-18 | Currently In Use | Gas | 10000 | Steel-Impressed Current | Fiberglass Reinforced Plastic | Pressure |  | 1983-02-18 |  | 1983-02-18
4070020 | 3 | 1983-02-18 | Currently In Use | Gas | 10000 | Steel-Impressed Current | Fiberglass Reinforced Plastic | Pressure |  | 1983-02-18 |  | 1983-02-18
4070021 | 1 | 2002-03-07 | Removed From Ground | Gas | 12000 | Steel-Impressed Current | Cathodically Protected | Not Marked |  | 1998-10-02 |  | 1998-10-02
4070021 | 2 | 2002-03-07 | Removed From Ground | Gas | 6110 | Steel-Impressed Current | Cathodically Protected | Not Marked |  | 1998-10-02 |  | 1998-10-02
4070021 | 3 | 2002-03-07 | Removed From Ground | Gas | 6000 | Steel-Impressed Current | Cathodically Protected | Not Marked |  | 1998-10-02 |  | 1998-10-02
4070021 | 4 | 2002-03-07 | Removed From Ground | Diesel | 6110 | Steel-Impressed Current | Cathodically Protected | Not Marked |  | 1998-10-02 |  | 1998-10-02
4070021 | 5 | 2004-05-01 | Currently In Use | Gas | 12000 | Composite | Double Walled Flex | Pressure | N | 2004-12-01 | N | 2004-12-01
4070021 | 6 | 2004-05-01 | Currently In Use | Gas | 10000 | Composite | Double Walled Flex | Pressure | N | 2004-05-01 | N | 2004-05-01
4070021 | 7A | 2004-05-01 | Currently In Use | Diesel | 8000 | Composite | Double Walled Flex | Pressure | N | 2004-05-01 | N | 2004-05-01
4070021 | 7B | 2004-05-01 | Currently In Use | Diesel | 4000 | Composite | Double Walled Flex | Pressure | N | 2004-05-01 | N | 2004-05-01
4070021 | 8 | 2004-05-01 | Currently In Use | Kerosene | 2000 | Composite | Double Walled Flex | Pressure | N | 2004-05-01 | N | 2004-05-01
4070022 | 1 | 1982-02-18 | Currently In Use | Gas | 10000 | Steel-Impressed Current | Fiberglass Reinforced Plastic | Pressure |  | 1991-03-01 |  | 1991-03-01
4070022 | 2 | 1982-02-18 | Currently In Use | Gas | 10000 | Steel-Impressed Current | Fiberglass Reinforced Plastic | Pressure |  | 1991-03-01 |  | 1991-03-01
4070022 | 3 | 1982-02-18 | Currently In Use | Gas | 10000 | Steel-Impressed Current | Fiberglass Reinforced Plastic | Pressure |  | 1991-03-01 |  | 1991-03-01
4070022 | 4 | 1982-02-18 | Currently In Use | Diesel | 10000 | Steel-Impressed Current | Fiberglass Reinforced Plastic | Pressure |  | 1991-03-01 |  | 1991-03-01
4070023 | 1 | 1995-01-01 | Removed From Ground | Gas | 4000 | Bare Steel | Galvanized Steel | Not Marked
4070023 | 2 | 1995-01-01 | Removed From Ground | Diesel | 6000 | Bare Steel | Galvanized Steel | Not Marked
4070024 | 1 | 1996-10-15 | Removed From Ground | Gas | 4000 | Bare Steel | Galvanized Steel | Not Marked
4070024 | 2 | 1996-10-15 | Removed From Ground | Gas | 4000 | Bare Steel | Galvanized Steel | Not Marked
4070024 | 3 | 1996-10-15 | Removed From Ground | Gas | 4000 | Bare Steel | Galvanized Steel | Not Marked
4070024 | 4 | 1996-10-15 | Removed From Ground | Diesel | 4000 | Bare Steel | Galvanized Steel | Not Marked
4070024 | 5 | 1996-10-15 | Removed From Ground | Used Oil | 1000 | Bare Steel | Galvanized Steel | Not Marked | Y |  | Y
4070026 | 5 |  | Removed From Ground Date Unknown | Diesel | 3000 | Bare Steel | Galvanized Steel | Not Marked
4070026 | BLOCKPLANT |  | Removed From Ground Date Unknown | Gas | 500 | Bare Steel | Galvanized Steel | Not Marked
4070026 | FUEL |  | Removed From Ground Date Unknown | Diesel | 5000 | Bare Steel | Galvanized Steel | Not Marked
4070026 | GAS |  | Removed From Ground Date Unknown | Gas | 1000 | Bare Steel | Galvanized Steel | Not Marked
4070026 | STORE |  | Removed From Ground Date Unknown | Gas | 500 | Bare Steel | Galvanized Steel | Not Marked
4070027 | 103D1 |  | Removed From Ground Date Unknown | Diesel | 1000 | Bare Steel | Galvanized Steel | Suction: Valve At The Tank
4070027 | 103G1 |  | Removed From Ground Date Unknown | Gas | 1000 | Bare Steel | Galvanized Steel | Suction: Valve At The Tank
4070028 | 1 |  | Removed From Ground Date Unknown | Gas | 10000 | Bare Steel | Galvanized Steel | Not Marked
4070028 | 2 | 1974-01-01 | Removed From Ground | Gas | 5000 | Bare Steel | Galvanized Steel | Not Marked
4070029 | 1 | 2001-02-08 | Removed From Ground | Gas | 2000 | Bare Steel | Galvanized Steel | Not Marked
4070029 | 2 | 2001-02-08 | Removed From Ground | Gas | 6000 | Bare Steel | Galvanized Steel | Not Marked
4070029 | 3 | 2001-02-08 | Removed From Ground | Gas | 6000 | Bare Steel | Galvanized Steel | Not Marked
4070030 | 1 |  | Removed From Ground Date Unknown | Gas | 10000 | Not Marked/Unknown | Not Marked | Not Marked
4070030 | 2 |  | Removed From Ground Date Unknown | Gas | 10000 | Not Marked/Unknown | Not Marked | Not Marked
4070030 | 3 |  | Removed From Ground Date Unknown | Gas | 3000 | Not Marked/Unknown | Not Marked | Not Marked
4070030 | 4 |  | Removed From Ground Date Unknown | Gas | 3000 | Not Marked/Unknown | Not Marked | Not Marked
4070031 | 002 |  | Removed From Ground Date Unknown | Gas | 500 | Bare Steel | Galvanized Steel | Not Marked
4070031 | 1 |  | Removed From Ground Date Unknown | Gas | 1000 | Bare Steel | Galvanized Steel | Not Marked
4070031 | 2 |  | Removed From Ground Date Unknown | Gas | 500 | Bare Steel | Galvanized Steel | Not Marked
4070033 | 1 | 1985-04-25 | Temporarily Out Of Use | Empty | 10000 | STIP-3 | Galvanic | Pressure |  | 1994-06-07 |  | 1994-06-07
4070033 | 2 | 1985-04-25 | Temporarily Out Of Use | Empty | 10000 | STIP-3 | Galvanic | Pressure |  | 1994-06-07 |  | 1994-06-07
4070033 | 3 | 1985-04-25 | Temporarily Out Of Use | Empty | 8000 | STIP-3 | Galvanic | Pressure |  | 1994-06-07 |  | 1994-06-07
4070033 | 4 | 1985-04-25 | Temporarily Out Of Use | Empty | 8000 | STIP-3 | Galvanic | Pressure |  | 1994-06-07 |  | 1994-06-07
4070033 | 5 | 1985-04-25 | Temporarily Out Of Use | Empty | 2000 | STIP-3 | Galvanic | Pressure |  | 1994-06-07 |  | 1994-06-07
4070033 | 6 | 1985-04-25 | Temporarily Out Of Use | Empty | 2000 | STIP-3 | Galvanic | Pressure |  | 1994-06-07 |  | 1994-06-07
4070034 | 1 | 1988-12-01 | Removed From Ground | Diesel | 6000 | Bare Steel | Galvanized Steel | Not Marked
4070034 | 2 | 1988-12-01 | Removed From Ground | Kerosene | 3000 | Bare Steel | Galvanized Steel | Not Marked
4070034 | 3 | 1988-12-01 | Removed From Ground | Gas | 1000 | Bare Steel | Galvanized Steel | Not Marked
4070034 | 4 | 1988-12-01 | Removed From Ground | Gas | 1000 | Bare Steel | Galvanized Steel | Not Marked
4070034 | 5 | 1988-12-01 | Removed From Ground | Gas | 1000 | Bare Steel | Galvanized Steel | Not Marked
4070035 | 1 | 1999-12-01 | Removed From Ground | Gas | 500 | Bare Steel | Galvanized Steel | Not Marked
4070035 | 2 | 1999-12-01 | Removed From Ground | Gas | 500 | Bare Steel | Galvanized Steel | Not Marked
4070035 | 3 | 1999-12-01 | Removed From Ground | Gas | 1500 | Bare Steel | Galvanized Steel | Not Marked
4070035 | 4 | 1999-12-01 | Removed From Ground | Diesel | 1000 | Bare Steel | Galvanized Steel | Not Marked
4070036 | 1 | 1998-10-01 | Removed From Ground | Gas | 1000 | Bare Steel | Galvanized Steel | Not Marked
4070038 | 1 | 2016-06-24 | Temporarily Out Of Use | Empty | 6000 | Steel-Impressed Current | Cathodically Protected | Suction: Valve At The Tank |  | 1998-03-25 |  | 1998-03-25
4070038 | 2 | 2016-06-24 | Temporarily Out Of Use | Empty | 6000 | Steel-Impressed Current | Cathodically Protected | Suction: Valve At The Tank |  | 1998-03-25 |  | 1998-03-25
4070038 | 3 | 2016-06-24 | Temporarily Out Of Use | Empty | 6000 | Steel-Impressed Current | Cathodically Protected | Suction: Valve At The Tank |  | 1998-03-25 |  | 1998-03-25
4070038 | 4 | 2016-06-24 | Temporarily Out Of Use | Empty | 1000 | Steel-Impressed Current | Cathodically Protected | Suction: Valve At The Tank |  | 1998-03-25 |  | 1998-03-25
4070038 | 5 | 2016-06-24 | Temporarily Out Of Use | Empty | 500 | Steel-Impressed Current | Cathodically Protected | Suction: Valve At The Tank |  | 1998-03-25 |  | 1998-03-25
4070040 | 1 | 1992-02-01 | Removed From Ground | Gas | 1000 | Bare Steel | Galvanized Steel | Not Marked
4070040 | 2 | 1992-02-01 | Removed From Ground | Gas | 1000 | Bare Steel | Galvanized Steel | Not Marked
4070040 | 3 | 1992-02-01 | Removed From Ground | Gas | 2000 | Bare Steel | Galvanized Steel | Not Marked
4070040 | 4 | 1992-03-18 | Currently In Use | Gas | 6032 | Steel-Impressed Current | Fiberglass Reinforced Plastic | Pressure |  | 1992-03-01 |  | 1992-03-01
4070040 | 5 | 1992-03-18 | Currently In Use | Gas | 8272 | Steel-Impressed Current | Fiberglass Reinforced Plastic | Pressure |  | 1992-03-01 |  | 1992-03-01
4070040 | 6 | 1992-03-18 | Currently In Use | Gas | 6032 | Steel-Impressed Current | Fiberglass Reinforced Plastic | Pressure |  | 1992-03-01 |  | 1992-03-01
4070040 | 7 | 1992-03-18 | Currently In Use | Diesel | 4014 | Steel-Impressed Current | Fiberglass Reinforced Plastic | Pressure |  | 1992-03-01 |  | 1992-03-01
4070040 | 8 | 1992-03-18 | Currently In Use | Kerosene | 2019 | Steel-Impressed Current | Fiberglass Reinforced Plastic | Pressure |  | 1992-03-01 |  | 1992-03-01
4070041 | 1 | 1995-03-01 | Removed From Ground | Gas | 2000 | Bare Steel | Galvanized Steel | Not Marked
4070041 | 10 | 2002-10-29 | Removed From Ground | Kerosene | 1000 | Fiberglass | Fiberglass Reinforced Plastic | Suction: No Valve At The Tank |  | 1995-04-18 |  | 1995-04-18
4070041 | 2 | 1995-03-01 | Removed From Ground | Gas | 1000 | Bare Steel | Galvanized Steel | Not Marked
4070041 | 3 | 1995-03-01 | Removed From Ground | Gas | 1000 | Bare Steel | Galvanized Steel | Not Marked
4070041 | 4 | 1995-03-01 | Removed From Ground | Diesel | 500 | Bare Steel | Galvanized Steel | Not Marked
4070041 | 5 | 1995-03-01 | Removed From Ground | Kerosene | 285 | Bare Steel | Galvanized Steel | Not Marked
4070041 | 6 | 2002-10-29 | Removed From Ground | Gas | 4000 | Fiberglass | Fiberglass Reinforced Plastic | Suction: No Valve At The Tank |  | 1995-04-18 |  | 1995-04-18
4070041 | 7 | 2002-10-29 | Removed From Ground | Gas | 4000 | Fiberglass | Fiberglass Reinforced Plastic | Suction: No Valve At The Tank |  | 1995-04-18 |  | 1995-04-18
4070041 | 8 | 2002-10-29 | Removed From Ground | Gas | 4000 | Fiberglass | Fiberglass Reinforced Plastic | Suction: No Valve At The Tank |  | 1995-04-18 |  | 1995-04-18
4070041 | 9 | 2002-10-29 | Removed From Ground | Gas | 1000 | Fiberglass | Fiberglass Reinforced Plastic | Suction: No Valve At The Tank |  | 1995-04-18 |  | 1995-04-18
4070042 | 1 | 1993-04-01 | Removed From Ground | Gas | 2000 | Bare Steel | Galvanized Steel | Not Marked
4070042 | 2 | 1993-04-01 | Removed From Ground | Gas | 1000 | Bare Steel | Galvanized Steel | Not Marked
4070042 | 3 | 1993-04-01 | Removed From Ground | Gas | 1000 | Bare Steel | Galvanized Steel | Not Marked
4070042 | 4 | 1993-04-01 | Removed From Ground | Diesel | 1000 | Bare Steel | Galvanized Steel | Not Marked
4070042 | 5 | 1998-05-01 | Removed From Ground | Gas | 3000 | Cathodically Protected Steel | Fiberglass Reinforced Plastic | Suction: No Valve At The Tank |  | 1993-05-20 |  | 1993-05-20
4070042 | 6 | 1998-05-01 | Removed From Ground | Gas | 2000 | Cathodically Protected Steel | Fiberglass Reinforced Plastic | Suction: No Valve At The Tank |  | 1993-05-20 |  | 1993-05-20
4070042 | 7 | 1998-05-01 | Removed From Ground | Gas | 2000 | Cathodically Protected Steel | Fiberglass Reinforced Plastic | Suction: No Valve At The Tank |  | 1993-05-20 |  | 1993-05-20
4070042 | 8 | 1998-05-01 | Removed From Ground | Diesel | 1000 | Cathodically Protected Steel | Fiberglass Reinforced Plastic | Suction: No Valve At The Tank |  | 1993-05-20 |  | 1993-05-20
4070042 | 9 | 1998-05-01 | Removed From Ground | Kerosene | 1000 | Cathodically Protected Steel | Fiberglass Reinforced Plastic | Suction: No Valve At The Tank
4070043 | 1 | 1996-06-01 | Removed From Ground | Gas | 1000 | Cathodically Protected Steel | Galvanized Steel | Suction: Valve At The Tank
4070043 | 2 | 1996-06-01 | Removed From Ground | Gas | 1000 | Cathodically Protected Steel | Galvanized Steel | Suction: Valve At The Tank
4070044 | 1 | 1995-09-27 | Removed From Ground | Diesel | 3000 | Bare Steel | Bare Steel | Not Marked
4070044 | 2 | 1995-09-27 | Removed From Ground | Gas | 3000 | Bare Steel | Bare Steel | Not Marked
4070044 | 3 | 1991-11-05 | Removed From Ground | Hazardous Substance | 2000 | Bare Steel | Bare Steel | Not Marked
4070044 | 4 | 1991-11-05 | Removed From Ground | Hazardous Substance | 2000 | Bare Steel | Bare Steel | Not Marked
4070044 | 5 | 1998-12-14 | Removed From Ground | Other | 30000 | Cathodically Protected Steel | Bare Steel | Suction: Valve At The Tank
4070044 | 6 | 1998-12-14 | Removed From Ground | Other | 30000 | Cathodically Protected Steel | Bare Steel | Not Marked
4070044 | 7 | 1995-09-27 | Removed From Ground | Other | 15000 | Bare Steel | Bare Steel | Not Marked
4070044 | 8 | 1995-09-27 | Removed From Ground | Other | 30000 | Bare Steel | Bare Steel | Not Marked
4070045 | 1 |  | Removed From Ground Date Unknown | Gas | 2000 | Cathodically Protected Steel | Cathodically Protected | Suction: No Valve At The Tank |  | 1990-01-01 |  | 1990-01-01
4070045 | 2 |  | Removed From Ground Date Unknown | Gas | 2000 | Cathodically Protected Steel | Cathodically Protected | Suction: No Valve At The Tank |  | 1990-01-01 |  | 1990-01-01
4070045 | 3 |  | Removed From Ground Date Unknown | Gas | 3000 | Cathodically Protected Steel | Cathodically Protected | Suction: No Valve At The Tank |  | 1990-01-01 |  | 1990-01-01
4070045 | 4 | 1984-04-25 | Currently In Use | Diesel | 1000 | Steel-Galvanic | Galvanic | Suction: No Valve At The Tank |  | 1990-01-01 |  | 1990-01-01
4070045 | 5 | 1984-04-25 | Temporarily Out Of Use | Kerosene | 1000 | Steel-Galvanic | Galvanic | Suction: No Valve At The Tank |  | 1990-01-01 |  | 1990-01-01
4070045 | 6 | 2001-09-25 | Currently In Use | Gas | 6000 | Epoxy | Double Walled/Sec. Containment | Pressure | N | 2001-09-25 | N | 2001-09-25
4070045 | 7 | 2001-09-25 | Currently In Use | Gas | 4000 | Epoxy | Double Walled/Sec. Containment | Pressure | N | 2001-09-25 | N | 2001-09-25
4070046 | 1 | 1999-09-01 | Removed From Ground | Used Oil | 1000 | Bare Steel | Galvanized Steel | Not Marked | Y |  | Y
4070047 | 1 | 1995-06-06 | Removed From Ground | Diesel | 1000 | Bare Steel | Galvanized Steel | Not Marked
4070047 | 2 | 1995-06-06 | Removed From Ground | Gas | 1000 | Bare Steel | Galvanized Steel | Not Marked
4070048 | 1 | 1984-04-28 | Currently In Use | Gas | 10000 | Steel-Galvanic | Fiberglass Reinforced Plastic | Pressure |  | 1998-06-01 |  | 1998-06-01
4070048 | 2 | 1984-04-28 | Currently In Use | Gas | 8000 | Steel-Galvanic | Fiberglass Reinforced Plastic | Pressure |  | 1998-06-01 |  | 1998-06-01
4070048 | 3 | 1984-04-28 | Currently In Use | Gas | 8000 | Steel-Galvanic | Fiberglass Reinforced Plastic | Pressure |  | 1998-06-01 |  | 1998-06-01
4070048 | 4 | 1984-04-28 | Currently In Use | Diesel | 6000 | Steel-Galvanic | Impressed Current | Suction: Valve At The Tank |  | 1998-06-01 |  | 1998-06-01
4070048 | 5 | 2014-04-28 | Currently In Use | Diesel | 1000 | Steel-Galvanic | Impressed Current | Suction: Valve At The Tank | N | 1998-06-01 | N | 1998-09-01
4070049 | 1 | 2005-01-20 | Removed From Ground | Gas | 4000 | Steel-Impressed Current | Cathodically Protected | Suction: Valve At The Tank |  | 1998-12-31 |  | 1998-12-31
4070049 | 1 |  | Currently In Use | Gas | 4000 | Steel-Impressed Current | Cathodically Protected | Suction: Valve At The Tank |  | 1998-12-31 |  | 1998-12-31
4070049 | 2 | 2005-01-20 | Removed From Ground | Gas | 2000 | Steel-Impressed Current | Cathodically Protected | Suction: Valve At The Tank |  | 1991-12-31 |  | 1991-12-31
4070049 | 2 |  | Currently In Use | Gas | 2000 | Steel-Impressed Current | Cathodically Protected | Suction: Valve At The Tank |  | 1991-12-31 |  | 1991-12-31
4070049 | 3 | 2005-01-20 | Removed From Ground | Gas | 2000 | Steel-Impressed Current | Cathodically Protected | Suction: Valve At The Tank |  | 1998-12-31 |  | 1998-12-31
4070049 | 3 |  | Currently In Use | Gas | 2000 | Steel-Impressed Current | Cathodically Protected | Suction: Valve At The Tank |  | 1998-12-31 |  | 1998-12-31
4070049 | 4 | 2005-01-20 | Removed From Ground | Diesel | 1000 | Steel-Impressed Current | Cathodically Protected | Suction: Valve At The Tank |  | 1998-12-31 |  | 1998-12-31
4070049 | 4 |  | Currently In Use | Diesel | 1000 | Steel-Impressed Current | Cathodically Protected | Suction: Valve At The Tank |  | 1998-12-31 |  | 1998-12-31
4070049 | 5 | 2005-01-20 | Removed From Ground | Kerosene | 500 | Steel-Impressed Current | Cathodically Protected | Suction: No Valve At The Tank |  | 1998-12-31 |  | 1998-12-31
4070049 | 5 |  | Currently In Use | Kerosene | 500 | Steel-Impressed Current | Cathodically Protected | Suction: No Valve At The Tank |  | 1998-12-31 |  | 1998-12-31
4070049 | 6 | 2005-01-20 | Removed From Ground | Gas | 10000 | Unknown | Unknown | Not Marked | N |  | N
4070049 | 7 | 2005-01-20 | Removed From Ground | Gas | 10000 | Unknown | Unknown | Not Marked | N |  | N
4070050 | 1 | 1993-04-01 | Removed From Ground | Gas | 6000 | Bare Steel | Galvanized Steel | Not Marked
4070050 | 2 | 1993-04-01 | Removed From Ground | Gas | 3000 | Bare Steel | Galvanized Steel | Not Marked
4070050 | 3 | 1993-04-01 | Removed From Ground | Diesel | 1000 | Bare Steel | Galvanized Steel | Not Marked
4070050 | 4 | 1993-04-01 | Removed From Ground | Kerosene | 1000 | Bare Steel | Galvanized Steel | Not Marked
4070050 | 5 | 1993-05-03 | Temporarily Out Of Use | Diesel | 5076 | STIP-3 | Fiberglass Reinforced Plastic | Suction: No Valve At The Tank |  | 1993-05-03 |  | 1993-05-03
4070052 | 1 | 1996-01-01 | Removed From Ground | Diesel | 10000 | Bare Steel | Galvanized Steel | Not Marked
4070052 | 2 | 1996-01-01 | Removed From Ground | Gas | 3000 | Bare Steel | Galvanized Steel | Not Marked
4070053 | 1 |  | Removed From Ground Date Unknown | Diesel | 10000 | Bare Steel | Bare Steel | Not Marked
4070053 | 2 |  | Removed From Ground Date Unknown | Diesel | 10000 | Bare Steel | Bare Steel | Not Marked
4070053 | 3 |  | Removed From Ground Date Unknown | Gas | 2000 | Bare Steel | Bare Steel | Not Marked
4070054 | 1 | 1976-04-01 | Currently In Use | Diesel | 10000 | Steel-Impressed Current | Impressed Current | Suction: No Valve At The Tank |  | 1998-08-01 |  | 1998-08-01
4070054 | 2 | 1978-04-01 | Currently In Use | Gas | 10000 | Steel-Impressed Current | Impressed Current | Suction: No Valve At The Tank |  | 1998-08-01 |  | 1998-08-01
4070054 | 3 | 1998-05-01 | Removed From Ground | Gas | 3000 | Cathodically Protected Steel | Galvanized Steel | Suction: Valve At The Tank
4070054 | 4 | 2005-08-01 | Removed From Ground | Gas | 3000 | Bare Steel | Galvanized Steel | Suction: No Valve At The Tank
4070054 | 5 | 2005-08-24 | Removed From Ground | Used Oil | 550 | Unknown | Unknown |  | N |  | N
4070055 | 1 | 1991-09-03 | Removed From Ground | Diesel | 1000 | Bare Steel | Bare Steel | Suction: No Valve At The Tank
4070055 | 2 | 1991-09-03 | Removed From Ground | Diesel | 3000 | Bare Steel | Bare Steel | Suction: No Valve At The Tank
4070055 | 3 | 1997-09-30 | Closed In Ground | Diesel | 8000 | Cathodically Protected Steel | Fiberglass Reinforced Plastic | Not Marked
4070055 | 4 | 1997-09-30 | Closed In Ground | Gas | 3000 | Cathodically Protected Steel | Fiberglass Reinforced Plastic | Not Marked
4070055 | 5 | 1997-09-30 | Closed In Ground | Other | 1000 | Cathodically Protected Steel | Fiberglass Reinforced Plastic | Not Marked
4070055 | 6 | 1997-09-30 | Closed In Ground | Other | 1000 | Cathodically Protected Steel | Fiberglass Reinforced Plastic | Not Marked
4070056 | 1 | 2008-11-25 | Removed From Ground | Gas | 4000 | Steel-Impressed Current | Cathodically Protected | Suction: No Valve At The Tank |  | 1998-03-26 |  | 1998-03-26
4070056 | 2 | 2008-11-25 | Removed From Ground | Gas | 4000 | Steel-Impressed Current | Cathodically Protected | Suction: No Valve At The Tank |  | 1998-03-26 |  | 1998-03-26
4070056 | 3 | 2008-11-25 | Removed From Ground | Gas | 4000 | Steel-Impressed Current | Cathodically Protected | Suction: No Valve At The Tank |  | 1998-03-26 |  | 1998-03-26
4070056 | 5 | 2008-11-25 | Removed From Ground | Diesel | 4000 | Steel-Impressed Current | Cathodically Protected | Suction: No Valve At The Tank |  | 1998-03-26 |  | 1998-03-26
4070058 | 1 | 1986-05-01 | Removed From Ground | Gas | 560 | Bare Steel | Galvanized Steel | Not Marked
4070058 | 2 | 1997-07-01 | Removed From Ground | Gas | 1000 | Bare Steel | Galvanized Steel | Not Marked
4070060 | 1 | 2000-09-21 | Removed From Ground | Gas | 10000 | Bare Steel | Galvanized Steel | Not Marked
4070060 | 2 | 2000-09-21 | Removed From Ground | Gas | 10000 | Bare Steel | Galvanized Steel | Not Marked
4070060 | 3 | 2000-09-21 | Removed From Ground | Gas | 6000 | Bare Steel | Galvanized Steel | Not Marked
4070060 | 4 | 2000-09-21 | Removed From Ground | Gas | 6000 | Bare Steel | Galvanized Steel | Not Marked
4070061 | 1 | 1998-10-01 | Removed From Ground | Gas | 1000 | Bare Steel | Galvanized Steel | Not Marked
4070062 | 1 | 1998-11-01 | Removed From Ground | Gas | 550 | Bare Steel | Galvanized Steel | Not Marked
4070063 | 1 | 1990-01-01 | Removed From Ground | Diesel | 1000 | Bare Steel | Galvanized Steel | Not Marked
4070064 | 1 | 1999-04-05 | Removed From Ground | Empty | 550 | Bare Steel | Galvanized Steel | Not Marked
4070064 | 2 | 1999-04-05 | Removed From Ground | Empty | 550 | Bare Steel | Galvanized Steel | Not Marked
4070064 | 3 | 1999-04-05 | Removed From Ground | Empty | 1000 | Bare Steel | Galvanized Steel | Not Marked
4070065 | 1 | 1990-09-15 | Removed From Ground | Gas | 500 | Bare Steel | Galvanized Steel | Not Marked
4070065 | 2 | 1990-09-15 | Removed From Ground | Gas | 500 | Bare Steel | Galvanized Steel | Not Marked
4070068 | 1 | 2005-12-08 | Currently In Use | Gas | 8000 | Steel-Impressed Current | Fiberglass Reinforced Plastic | Pressure |  | 1997-03-01 |  | 1997-03-01
4070068 | 2 | 2005-12-08 | Currently In Use | Diesel | 8000 | Steel-Impressed Current | Fiberglass Reinforced Plastic | Pressure |  | 1997-03-01 |  | 1997-03-01
4070068 | 3 | 2005-12-08 | Currently In Use | Gas | 8000 | Steel-Impressed Current | Fiberglass Reinforced Plastic | Pressure |  | 1997-03-01 |  | 1997-03-01
4070069 | 1 | 1980-05-01 | Currently In Use | Gas | 5000 | Steel-Impressed Current | Cathodically Protected | Pressure |  | 1994-03-23 |  | 1994-03-23
4070069 | 2 | 1980-05-01 | Currently In Use | Gas | 6000 | Steel-Impressed Current | Cathodically Protected | Pressure |  | 1994-03-23 |  | 1994-03-23
4070069 | 3 | 1980-05-01 | Currently In Use | Gas | 8000 | Steel-Impressed Current | Cathodically Protected | Pressure |  | 1994-03-23 |  | 1994-03-23
4070071 | 1 | 1996-04-01 | Removed From Ground | Gas | 10000 | Bare Steel | Galvanized Steel | Pressure
4070071 | 2 | 1996-04-01 | Removed From Ground | Gas | 10000 | Bare Steel | Galvanized Steel | Pressure
4070071 | 3 | 1996-04-01 | Removed From Ground | Gas | 4000 | Bare Steel | Galvanized Steel | Pressure
4070071 | 4 | 1996-04-10 | Currently In Use | Gas | 9816 | Fiberglass | Fiberglass/Double Walled | Pressure |  | 1996-04-10 |  | 1996-04-10
4070071 | 5 | 1996-04-10 | Currently In Use | Gas | 9816 | Fiberglass | Fiberglass/Double Walled | Pressure |  | 1996-04-10 |  | 1996-04-10
4070071 | 6 | 1996-04-10 | Currently In Use | Gas | 9816 | Fiberglass | Fiberglass/Double Walled | Pressure |  | 1996-04-10 |  | 1996-04-10
4070072 | 1 | 1978-05-01 | Currently In Use | Gas | 8000 | Steel-Impressed Current | Impressed Current | Pressure |  | 1994-12-28 |  | 1994-12-28
4070072 | 2 | 1978-05-01 | Currently In Use | Gas | 8000 | Steel-Impressed Current | Impressed Current | Pressure |  | 1994-12-28 |  | 1994-12-28
4070072 | 3 | 1978-05-01 | Currently In Use | Gas | 8000 | Steel-Impressed Current | Impressed Current | Pressure |  | 1994-12-28 |  | 1994-12-28
4070073 | 1 | 1978-05-01 | Currently In Use | Gas | 10000 | Steel-Impressed Current | Impressed Current | Pressure |  | 1994-04-29 |  | 1994-04-29
4070073 | 2 | 1978-05-01 | Currently In Use | Diesel | 10000 | Steel-Impressed Current | Impressed Current | Suction: Valve At The Tank |  | 1994-04-29 |  | 1994-04-29
4070073 | 3 | 1978-05-01 | Currently In Use | Gas | 10000 | Steel-Impressed Current | Impressed Current | Pressure |  | 1994-04-29 |  | 1994-04-29
4070074 | 1P | 1993-12-01 | Removed From Ground | Gas | 10000 | Bare Steel | Unknown | Not Marked
4070074 | 1R | 1993-12-01 | Removed From Ground | Gas | 3000 | Bare Steel | Unknown | Not Marked
4070074 | 1U | 1993-12-01 | Removed From Ground | Gas | 10000 | Bare Steel | Unknown | Not Marked
4070074 | 1WO | 1993-12-01 | Removed From Ground | Used Oil | 280 | Bare Steel | Unknown | Not Marked | Y |  | Y
4070074 | 2R | 1993-12-01 | Removed From Ground | Gas | 3000 | Bare Steel | Unknown | Not Marked
4070074 | 3R | 1993-12-01 | Removed From Ground | Gas | 3000 | Bare Steel | Unknown | Not Marked
4070075 | 1 | 1995-10-25 | Removed From Ground | Other | 550 | Bare Steel | Copper | Suction: Valve At The Tank
4070076 | 1 | 2001-08-29 | Removed From Ground | Diesel | 1 | Bare Steel | Unknown | Not Marked
4070076 | 2 | 2001-08-29 | Removed From Ground | Kerosene | 1 | Bare Steel | Unknown | Not Marked
4070076 | 3 | 2001-08-29 | Removed From Ground | Kerosene | 1 | Bare Steel | Unknown | Not Marked
4070076 | 4 | 2001-08-29 | Removed From Ground | Kerosene | 1 | Bare Steel | Unknown | Not Marked
4070076 | 5 | 2001-08-29 | Removed From Ground | Kerosene | 1 | Bare Steel | Unknown | Not Marked
4070079 | 1 | 1999-07-14 | Removed From Ground | Gas | 560 | Bare Steel | Galvanized Steel | Suction: Valve At The Tank
4070079 | 2 | 1999-07-14 | Removed From Ground | Gas | 1060 | Bare Steel | Galvanized Steel | Suction: Valve At The Tank
4070079 | 3 |  | Closed In Ground Date Unknown | Gas |  | Bare Steel | Galvanized Steel | Not Marked
4070080 | 1 | 1990-09-01 | Removed From Ground | Other | 2000 | Bare Steel | Not Marked | Not Marked
4070080 | 2 | 1990-09-01 | Removed From Ground | Other | 2000 | Not Marked/Unknown | Not Marked | Not Marked
4070080 | 3 | 1990-09-01 | Removed From Ground | Other | 1000 | Not Marked/Unknown | Not Marked | Not Marked
4070080 | 4 | 1990-09-01 | Currently In Use | Gas | 8000 | Steel-Galvanic | Fiberglass Reinforced Plastic | Pressure |  | 1990-09-01 |  | 1990-09-01
4070080 | 5 | 2003-08-26 | Currently In Use | Gas | 8000 | Steel-Galvanic | Fiberglass Reinforced Plastic | Pressure |  | 1990-09-01 |  | 1990-09-01
4070080 | 6 | 1990-09-01 | Currently In Use | Diesel | 8000 | Steel-Galvanic | Fiberglass Reinforced Plastic | Pressure |  | 1990-09-01 |  | 1990-09-01
4070080 | 7 | 1990-09-01 | Currently In Use | Kerosene | 2000 | Steel-Galvanic | Fiberglass Reinforced Plastic | Suction: No Valve At The Tank |  | 1990-09-01 |  | 1990-09-01
4070082 | 1 | 1992-04-30 | Removed From Ground | Kerosene | 6000 | Bare Steel | Copper | Suction: Valve At The Tank
4070083 | 1 | 1998-08-01 | Removed From Ground | Gas | 1000 | Bare Steel | Galvanized Steel | Not Marked
4070083 | 2 | 1998-08-01 | Removed From Ground | Gas | 1000 | Bare Steel | Galvanized Steel | Not Marked
4070083 | 3 | 1998-08-01 | Removed From Ground | Gas | 550 | Bare Steel | Galvanized Steel | Not Marked
4070084 | 1 | 2009-12-02 | Temporarily Out Of Use | Gas | 5000 | Steel-Impressed Current | Cathodically Protected | Suction: No Valve At The Tank |  | 1998-10-10 |  | 1998-10-10
4070084 | 2 | 2009-12-02 | Temporarily Out Of Use | Gas | 5000 | Steel-Impressed Current | Cathodically Protected | Suction: No Valve At The Tank |  | 1998-10-10 |  | 1998-10-10
4070084 | 3 |  | Removed From Ground Date Unknown | Gas | 1000 | Bare Steel | Galvanized Steel | Not Marked
4070084 | 4 | 2009-12-02 | Temporarily Out Of Use | Gas | 2000 | Steel-Impressed Current | Cathodically Protected | Suction: No Valve At The Tank |  | 1998-10-10 |  | 1998-10-10
4070084 | 5 | 2009-12-02 | Temporarily Out Of Use | Kerosene | 550 | Steel-Impressed Current | Cathodically Protected | Suction: No Valve At The Tank |  | 1998-10-10 |  | 1998-10-10
4070085 | 1 | 1999-01-01 | Removed From Ground | Gas | 1000 | Bare Steel | Galvanized Steel | Not Marked
4070085 | 2 | 1999-01-01 | Removed From Ground | Gas | 560 | Bare Steel | Galvanized Steel | Not Marked
4070085 | 3 | 1999-01-01 | Removed From Ground | Gas | 560 | Bare Steel | Galvanized Steel | Not Marked
4070085 | 4 | 1999-01-01 | Removed From Ground | Gas | 560 | Bare Steel | Galvanized Steel | Not Marked
4070086 | 1 |  | Removed From Ground Date Unknown | Diesel | 500 | Bare Steel | Galvanized Steel | Not Marked
4070700 | 1 | 1996-03-26 | Removed From Ground | Gas | 8000 | Cathodically Protected Steel | Bare Steel | Pressure |  | 1994-03-24 |  | 1994-03-24
4070700 | 2 | 1996-03-26 | Removed From Ground | Gas | 8000 | Cathodically Protected Steel | Bare Steel | Pressure |  | 1994-03-24 |  | 1994-03-24
4070700 | 3 | 1996-03-26 | Removed From Ground | Gas | 8000 | Cathodically Protected Steel | Bare Steel | Pressure |  | 1994-03-24 |  | 1994-03-24
4070700 | 4 | 1996-03-26 | Removed From Ground | Gas | 6000 | Cathodically Protected Steel | Bare Steel | Pressure |  | 1994-03-24 |  | 1994-03-24
4080001 | 1 | 1998-06-16 | Removed From Ground | Gas |  | Bare Steel | Galvanized Steel | Not Marked
4080004 | 1 |  | Removed From Ground Date Unknown | Gas | 6000 | Bare Steel | Galvanized Steel | Not Marked
4080004 | 2 |  | Removed From Ground Date Unknown | Diesel | 6000 | Bare Steel | Galvanized Steel | Not Marked
4080005 | 1 | 1994-05-20 | Removed From Ground | Gas | 10000 | Bare Steel | Galvanized Steel | Not Marked
4080005 | 2 | 1994-05-20 | Removed From Ground | Diesel | 8000 | Bare Steel | Galvanized Steel | Not Marked
4080005 | 3 | 1994-05-01 | Currently In Use | Diesel | 12000 | Composite | Fiberglass Reinforced Plastic | Pressure |  | 1994-05-01 |  | 1994-05-01
4080005 | 4 | 1994-05-01 | Currently In Use | Gas | 8000 | Composite | Fiberglass Reinforced Plastic | Pressure |  | 1994-05-01 |  | 1994-05-01
4080007 | 1 |  | Permanently Out Of Use | Kerosene | 2000 | Bare Steel | Galvanized Steel | Not Marked
4080009 | 1 |  | Permanently Out Of Use | Kerosene | 2000 | Bare Steel | Galvanized Steel | Not Marked
4080010 | 1 | 2000-07-01 | Removed From Ground | Gas | 10000 | Bare Steel | Galvanized Steel | Not Marked
4080010 | 2 | 2000-07-01 | Removed From Ground | Gas | 8000 | Bare Steel | Galvanized Steel | Not Marked
4080010 | 3 | 2000-07-01 | Removed From Ground | Gas | 8000 | Bare Steel | Galvanized Steel | Not Marked
4080011 | 1 | 1990-02-22 | Removed From Ground | Diesel | 10000 | Bare Steel | Bare Steel | Not Marked
4080011 | 2 | 1990-02-22 | Removed From Ground | Gas | 550 | Bare Steel | Bare Steel | Not Marked
4080013 | 2101 | 2003-02-19 | Currently In Use | Gas | 10000 | STIP-3 | Fiberglass Reinforced Plastic | Pressure |  | 1998-11-01 |  | 1998-11-01
4080013 | 2102 | 2003-02-19 | Currently In Use | Gas | 10000 | STIP-3 | Fiberglass Reinforced Plastic | Pressure |  | 1998-11-01 |  | 1998-11-01
4080013 | 2103 | 2003-02-19 | Currently In Use | Gas | 10000 | STIP-3 | Fiberglass Reinforced Plastic | Pressure |  | 1998-11-01 |  | 1998-11-01
4080014 | 2701 | 1986-01-01 | Currently In Use | Gas | 10000 | Steel-Galvanic | Fiberglass Reinforced Plastic | Pressure |  | 1986-01-01 |  | 1992-03-15
4080014 | 2702 | 1986-01-01 | Currently In Use | Gas | 10000 | Steel-Galvanic | Fiberglass Reinforced Plastic | Pressure |  | 1986-01-01 |  | 1992-03-15
4080014 | 2703 | 1986-01-01 | Currently In Use | Gas | 6000 | Steel-Galvanic | Fiberglass Reinforced Plastic | Pressure |  | 1986-01-01 |  | 1992-03-15
4080015 | 1 | 1974-01-08 | Currently In Use | Gas | 6000 | Steel-Impressed Current | Fiberglass Reinforced Plastic | Pressure |  | 1996-04-01 |  | 1996-04-01
4080015 | 2 | 1974-01-08 | Currently In Use | Gas | 6000 | Steel-Impressed Current | Fiberglass Reinforced Plastic | Pressure |  | 1996-04-01 |  | 1996-04-01
4080015 | 3 | 1974-01-08 | Currently In Use | Gas | 6000 | Steel-Impressed Current | Fiberglass Reinforced Plastic | Pressure |  | 1996-04-01 |  | 1996-04-01
4080016 | 1 |  | Removed From Ground Date Unknown | Gas | 6000 | Bare Steel | Galvanized Steel | Pressure
4080016 | 2 |  | Removed From Ground Date Unknown | Gas | 6000 | Bare Steel | Galvanized Steel | Pressure
4080016 | 3 |  | Removed From Ground Date Unknown | Gas | 6000 | Bare Steel | Galvanized Steel | Pressure
4080017 | 1 | 1966-01-08 | Currently In Use | Gas | 15000 | Steel-Impressed Current | Fiberglass Reinforced Plastic | Pressure |  | 1995-01-10 |  | 1995-01-10
4080017 | 2 | 1966-01-08 | Currently In Use | Gas | 15000 | Steel-Impressed Current | Fiberglass Reinforced Plastic | Pressure |  | 1995-01-10 |  | 1995-01-10
4080017 | 3 | 1966-01-08 | Currently In Use | Diesel | 15000 | Steel-Impressed Current | Fiberglass Reinforced Plastic | Pressure |  | 1995-01-10 |  | 1995-01-10
4080017 | 4 | 1966-01-08 | Currently In Use | Diesel | 15000 | Steel-Impressed Current | Fiberglass Reinforced Plastic | Pressure |  | 1995-01-10 |  | 1995-01-10
4080017 | 5 | 1966-01-08 | Currently In Use | Diesel | 15000 | Steel-Impressed Current | Fiberglass Reinforced Plastic | Pressure |  | 1995-01-10 |  | 1995-01-10
4080017 | 6 | 1996-03-11 | Removed From Ground | Kerosene | 2000 | Bare Steel | Galvanized Steel | Suction: No Valve At The Tank
4080017 | 7 | 2008-03-01 | Currently In Use | Ethanol | 20000 | Fiberglass Double Walled | Fiberglass/Double Walled | Pressure | N | 2008-03-01 | N | 2008-03-01
4080018 | 1 | 1986-10-15 | Removed From Ground | Gas | 3000 | Bare Steel | Galvanized Steel | Not Marked
4080018 | 2 | 1986-10-15 | Removed From Ground | Gas | 3000 | Bare Steel | Galvanized Steel | Not Marked
4080018 | 3 | 1986-10-15 | Removed From Ground | Gas | 3000 | Bare Steel | Galvanized Steel | Not Marked
4080018 | 4 | 1986-10-15 | Removed From Ground | Diesel | 2000 | Bare Steel | Galvanized Steel | Not Marked
4080018 | 5 | 1986-10-15 | Removed From Ground | Empty | 2000 | Bare Steel | Galvanized Steel | Not Marked
4080018 | 6 | 1998-12-22 | Removed From Ground | Gas | 10000 | Bare Steel | Galvanized Steel | Pressure
4080018 | 7 | 1998-12-22 | Removed From Ground | Gas | 10000 | Bare Steel | Galvanized Steel | Pressure
4080018 | 8 | 1998-12-22 | Removed From Ground | Gas | 10000 | Bare Steel | Galvanized Steel | Pressure
4080021 | 1 | 1996-09-12 | Removed From Ground | Gas | 3000 | Bare Steel | Galvanized Steel | Not Marked
4080021 | 2 | 1996-09-12 | Removed From Ground | Gas | 4000 | Bare Steel | Galvanized Steel | Not Marked
4080021 | 3 | 1996-09-12 | Removed From Ground | Gas | 1100 | Bare Steel | Galvanized Steel | Not Marked
4080021 | 4 | 1996-09-12 | Removed From Ground | Gas | 1100 | Bare Steel | Galvanized Steel | Not Marked
4080021 | 5 | 1996-09-12 | Removed From Ground | Empty | 500 | Bare Steel | Galvanized Steel | Not Marked
4080024 | 1 | 1986-06-05 | Removed From Ground | Gas | 1065 | Bare Steel | Galvanized Steel | Not Marked
4080024 | 2 | 1986-06-05 | Removed From Ground | Gas | 1065 | Bare Steel | Galvanized Steel | Not Marked |  | 1992-03-17 |  | 1992-03-17
4080025 | 1 |  | Removed From Ground Date Unknown | Gas | 2000 | Bare Steel | Galvanized Steel | Not Marked
4080025 | 2 |  | Removed From Ground Date Unknown | Gas | 2000 | Bare Steel | Galvanized Steel | Not Marked
4080026 | 1 | 1993-10-20 | Removed From Ground | Gas | 10000 | Bare Steel | Galvanized Steel | Pressure
4080026 | 2 | 2013-01-16 | Currently In Use | Diesel | 20000 | Steel-Impressed Current | Impressed Current | Pressure |  | 1992-03-17 |  | 1992-03-17
4080026 | 3 | 2013-01-16 | Currently In Use | Diesel | 20000 | Steel-Impressed Current | Impressed Current | Pressure |  | 1992-03-17 |  | 1992-03-17
4080026 | 4 | 1993-10-20 | Removed From Ground | Gas | 10000 | Bare Steel | Galvanized Steel | Pressure
4080026 | 5 | 1993-10-20 | Removed From Ground | Gas | 10000 | Bare Steel | Galvanized Steel | Pressure
4080026 | 6 | 2013-01-16 | Currently In Use | Diesel | 20000 | Composite | Impressed Current | Pressure |  | 1993-11-19 |  | 1993-11-19
4080026 | 7 | 2013-01-16 | Currently In Use | Gas | 12000 | Composite | Fiberglass/Double Walled | Pressure | N | 2003-09-15 | N | 2003-09-15
4080026 | 8 | 2013-01-16 | Currently In Use | Gas | 12000 | Composite | Fiberglass/Double Walled | Pressure | N | 2003-09-15 | N | 2003-09-15
4080027 | 1 |  | Permanently Out Of Use | Gas | 2000 | Bare Steel | Galvanized Steel | Not Marked
4080027 | 2 |  | Permanently Out Of Use | Gas | 2000 | Bare Steel | Galvanized Steel | Not Marked
4080027 | 3 |  | Permanently Out Of Use | Kerosene | 500 | Bare Steel | Galvanized Steel | Not Marked
4080029 | 1 | 1999-02-08 | Removed From Ground | Gas | 1000 | Bare Steel | Galvanized Steel | Suction: No Valve At The Tank
4080029 | 2 | 1999-02-08 | Removed From Ground | Gas | 3000 | Bare Steel | Galvanized Steel | Suction: No Valve At The Tank
4080029 | 3 | 1999-02-08 | Removed From Ground | Gas | 3000 | Bare Steel | Galvanized Steel | Suction: No Valve At The Tank
4080029 | 4 | 1999-02-08 | Removed From Ground | Diesel | 1000 | Bare Steel | Galvanized Steel | Suction: No Valve At The Tank
4080031 | 1 | 1986-09-01 | Removed From Ground | Gas | 1000 | Bare Steel | Galvanized Steel | Not Marked
4080031 | 2 | 1986-09-01 | Removed From Ground | Gas | 1000 | Bare Steel | Galvanized Steel | Not Marked
4080032 | 1 | 2002-06-16 | Removed From Ground | Gas | 3000 | Bare Steel | Galvanized Steel | Not Marked
4080032 | 1 |  | Temporarily Out Of Use | Gas | 3000 | Bare Steel | Galvanized Steel | Not Marked
4080033 | 1 | 1990-08-01 | Closed In Ground | Gas | 280 | Bare Steel | Galvanized Steel | Not Marked
4080034 | 1 | 2000-03-31 | Removed From Ground | Kerosene | 260 | Bare Steel | Galvanized Steel | Suction: No Valve At The Tank
4080035 | 5 | 1999-12-01 | Removed From Ground | Used Oil | 500 | Bare Steel | Galvanized Steel | Not Marked | Y |  | Y
4080035 | PREM-A | 1999-12-01 | Removed From Ground | Gas | 2000 | Bare Steel | Unknown | Suction: Valve At The Tank
4080035 | PREM-B | 1999-12-01 | Removed From Ground | Gas | 2000 | Bare Steel | Unknown | Suction: Valve At The Tank
4080035 | REG | 1999-12-01 | Removed From Ground | Gas | 2000 | Bare Steel | Unknown | Suction: Valve At The Tank
4080035 | UL | 1999-12-01 | Removed From Ground | Gas | 2000 | Bare Steel | Unknown | Suction: Valve At The Tank
4080036 | 1 | 1979-02-26 | Currently In Use | Other | 10000 | Steel-Impressed Current | Cathodically Protected | Pressure |  | 1998-03-26 |  | 1998-03-26
4080036 | 2 | 1982-02-25 | Currently In Use | Other | 10000 | Steel-Impressed Current | Cathodically Protected | Pressure |  | 1998-03-26 |  | 1998-03-26
4080037 | 1 | 1991-08-22 | Removed From Ground | Gas | 1000 | Bare Steel | Galvanized Steel | Suction: Valve At The Tank
4080037 | 2 | 1991-08-22 | Removed From Ground | Gas | 1000 | Bare Steel | Galvanized Steel | Suction: Valve At The Tank
4080037 | 3 | 1996-12-17 | Removed From Ground | Diesel | 500 | Bare Steel | Unknown | Suction: Valve At The Tank
4080038 | 1 | 1987-07-01 | Removed From Ground | Empty | 2000 | Bare Steel | Galvanized Steel | Not Marked
4080038 | 2 | 1987-07-01 | Removed From Ground | Empty | 1000 | Bare Steel | Galvanized Steel | Not Marked
4080039 | 1 | 1999-03-01 | Removed From Ground | Gas | 3000 | Bare Steel | Galvanized Steel | Suction: Valve At The Tank
4080040 | A | 1999-01-20 | Removed From Ground | Gas | 12000 | Bare Steel | Galvanized Steel | Pressure
4080040 | B | 1999-01-20 | Removed From Ground | Gas | 12000 | Bare Steel | Galvanized Steel | Pressure
4080040 | C | 1999-01-20 | Removed From Ground | Gas | 12000 | Bare Steel | Galvanized Steel | Pressure
4080040 | D | 1999-01-20 | Removed From Ground | Diesel | 20000 | Bare Steel | Galvanized Steel | Pressure
4080040 | E | 1999-01-20 | Removed From Ground | Diesel | 20000 | Bare Steel | Galvanized Steel | Pressure
4080040 | F | 1999-01-20 | Removed From Ground | Diesel | 20000 | Bare Steel | Galvanized Steel | Pressure
4080040 | G | 1999-01-20 | Removed From Ground | Diesel | 20000 | Bare Steel | Galvanized Steel | Pressure
4080040 | I | 1998-12-21 | Currently In Use | Diesel | 20000 | Fiberglass | Fiberglass Reinforced Plastic | Pressure |  | 1998-12-21 |  | 1998-12-21
4080040 | J | 1998-12-21 | Currently In Use | Diesel | 20000 | Fiberglass | Fiberglass Reinforced Plastic | Pressure |  | 1998-12-21 |  | 1998-12-21
4080040 | K | 1998-12-21 | Currently In Use | Diesel | 20000 | Fiberglass | Fiberglass Reinforced Plastic | Pressure |  | 1998-12-21 |  | 1998-12-21
4080040 | L | 1999-01-01 | Currently In Use | Gas | 12000 | Fiberglass | Double Walled | Pressure |  | 1999-03-01 |  | 1999-03-01
4080040 | M | 1999-01-01 | Currently In Use | Gas | 12000 | Fiberglass | Double Walled | Pressure |  | 1999-03-01 |  | 1999-03-01
4080040 | N | 1999-01-01 | Currently In Use | Gas | 10000 | Fiberglass | Double Walled | Pressure |  | 1999-03-01 |  | 1999-03-01
4080040 | O | 1999-01-01 | Currently In Use | Diesel | 4000 | Fiberglass | Double Walled | Pressure |  | 1999-03-01 |  | 1999-03-01
4080040 | P | 1999-01-01 | Currently In Use | Diesel | 4000 | Fiberglass | Double Walled | Pressure |  | 1999-03-01 |  | 1999-03-01
4080043 | 1 | 1989-07-01 | Removed From Ground | Diesel | 3000 | Bare Steel | Galvanized Steel | Not Marked
4080043 | 2 | 1989-07-01 | Removed From Ground | Gas | 3000 | Bare Steel | Galvanized Steel | Not Marked
4080043 | 3 | 1995-04-27 | Removed From Ground | Diesel | 1000 | Cathodically Protected Steel | Galvanized Steel | Not Marked
4080043 | 4 | 1995-04-27 | Removed From Ground | Gas | 1000 | Cathodically Protected Steel | Galvanized Steel | Not Marked
4080044 | 1 | 1998-03-27 | Removed From Ground | Diesel | 500 | Bare Steel | Galvanized Steel | Suction: No Valve At The Tank
4080044 | 2 | 1998-03-27 | Removed From Ground | Gas | 500 | Bare Steel | Galvanized Steel | Suction: No Valve At The Tank
4080045 | 1 | 2005-01-25 | Removed From Ground | Gas | 8000 | Cathodically Protected Steel | Cathodically Protected | Suction: Valve At The Tank |  | 1998-11-18 |  | 1998-11-18
4080045 | 2 | 2005-01-25 | Removed From Ground | Gas | 8000 | Steel-Impressed Current | Cathodically Protected | Suction: Valve At The Tank |  | 1998-11-18 |  | 1998-11-18
4080045 | N626191A | 2005-02-14 | Currently In Use | Gas | 6000 | Epoxy | Fiberglass Reinforced Plastic | Pressure | N | 2005-02-14 | N | 2005-02-14
4080045 | N626191B | 2005-02-14 | Currently In Use | Diesel | 4000 | Epoxy | Fiberglass Reinforced Plastic | Pressure | N | 2005-02-14 | N | 2005-02-14
4080045 | N626259 | 2005-02-14 | Currently In Use | Gas | 10000 | Epoxy | Fiberglass Reinforced Plastic | Pressure | N | 2005-02-14 | N | 2005-02-14
4080046 | 001 | 1988-07-01 | Removed From Ground | Gas | 1000 | Bare Steel | Galvanized Steel | Not Marked
4080046 | 002 | 1988-07-01 | Removed From Ground | Gas | 2000 | Bare Steel | Galvanized Steel | Not Marked
4080047 | 001 | 1981-03-06 | Currently In Use | Gas | 5000 | Steel-Impressed Current | Fiberglass Reinforced Plastic | Pressure |  | 1999-08-01 |  | 1999-08-01
4080047 | 002 | 1981-03-06 | Currently In Use | Gas | 5000 | Steel-Impressed Current | Fiberglass Reinforced Plastic | Pressure | N | 1999-08-01 | N | 1999-08-01
4080048 | 1 | 1993-05-27 | Removed From Ground | Diesel | 10000 | Bare Steel | Galvanized Steel | Not Marked
4080048 | 2 | 1993-05-27 | Removed From Ground | Diesel | 10000 | Bare Steel | Galvanized Steel | Not Marked
4080048 | 3 | 1993-05-27 | Removed From Ground | Other | 6000 | Bare Steel | Galvanized Steel | Not Marked
4080048 | 4 | 1993-05-17 | Removed From Ground | Diesel | 1000 | Bare Steel | Galvanized Steel | Not Marked
4080049 | 1 | 1994-12-12 | Removed From Ground | Gas | 10000 | Bare Steel | Galvanized Steel | Not Marked
4080049 | 1G | 1994-12-12 | Currently In Use | Gas | 12000 | Composite | Fiberglass Reinforced Plastic | Pressure |  | 1994-12-12 |  | 1994-12-12
4080049 | 2 | 1994-12-12 | Removed From Ground | Gas | 7500 | Bare Steel | Galvanized Steel | Not Marked
4080049 | 2D | 1994-12-12 | Currently In Use | Diesel | 12000 | Composite | Fiberglass Reinforced Plastic | Pressure |  | 1994-12-12 |  | 1994-12-12
4080049 | 3 | 1994-12-12 | Removed From Ground | Diesel | 4000 | Bare Steel | Galvanized Steel | Not Marked
4080049 | 4 | 1994-12-12 | Removed From Ground | Used Oil | 1000 | Bare Steel | Galvanized Steel | Not Marked | Y |  | Y
4080050 | 1 | 1998-10-02 | Removed From Ground | Gas | 1000 | Bare Steel | Galvanized Steel | Not Marked
4080050 | 2 | 1998-10-02 | Removed From Ground | Diesel | 1000 | Bare Steel | Galvanized Steel | Not Marked
4080053 | 1 | 1994-01-01 | Removed From Ground | Diesel | 2500 | Bare Steel | Galvanized Steel | Not Marked
4080053 | 2 | 1994-01-01 | Removed From Ground | Diesel | 2500 | Bare Steel | Galvanized Steel | Not Marked
4080053 | 3 | 1996-02-15 | Removed From Ground | Heating Oil | 3000 | Marked Unknown | Unknown | Not Marked
4080057 | 1 | 1991-09-26 | Removed From Ground | Gas | 2000 | Composite | Galvanized Steel | Not Marked
4080062 | 1 | 1987-04-01 | Removed From Ground | Gas | 1000 | Bare Steel | Galvanized Steel | Not Marked
4080062 | 2 | 1987-04-01 | Removed From Ground | Diesel | 500 | Bare Steel | Galvanized Steel | Not Marked
4080062 | 3 | 1987-04-01 | Removed From Ground | Gas | 1000 | Bare Steel | Galvanized Steel | Not Marked
4080062 | 4 | 1987-04-01 | Removed From Ground | Diesel | 1000 | Bare Steel | Galvanized Steel | Not Marked
4080064 | 1 | 1988-06-01 | Removed From Ground | Gas | 1000 | Cathodically Protected Steel | Galvanized Steel | Not Marked
4080064 | 2 | 1988-06-01 | Removed From Ground | Gas | 1000 | Cathodically Protected Steel | Galvanized Steel | Not Marked
4080065 | 1 | 1985-04-15 | Currently In Use | Gas | 9728 | Fiberglass Double Walled | Fiberglass/Double Walled | Pressure |  | 1985-01-01 |  | 1985-01-01
4080065 | 2 | 1985-04-15 | Currently In Use | Gas | 9728 | Fiberglass Double Walled | Fiberglass/Double Walled | Pressure |  | 1985-01-01 |  | 1985-01-01
4080065 | 3 | 1985-04-15 | Currently In Use | Gas | 10000 | Fiberglass Double Walled | Fiberglass/Double Walled | Pressure |  | 1985-01-01 |  | 1985-01-01
4080065 | 4 | 1997-07-30 | Removed From Ground | Diesel | 4000 | Bare Steel | Fiberglass/Double Walled | Pressure |  | 1985-01-01 |  | 1985-01-01
4080065 | 5 | 1997-07-30 | Currently In Use | Diesel | 4000 | Fiberglass Double Walled | Fiberglass/Double Walled | Pressure |  | 1997-07-31 |  | 1997-07-31
4080066 | 1 | 1991-03-01 | Currently In Use | Gas | 10000 | Fiberglass Double Walled | Fiberglass/Double Walled | Not Marked |  | 1991-03-01 |  | 1991-03-01
4080066 | 2 | 1991-03-01 | Currently In Use | Gas | 10000 | Fiberglass Double Walled | Fiberglass/Double Walled | Not Marked |  | 1991-03-01 |  | 1991-03-01
4080066 | 3 | 1991-03-01 | Currently In Use | Gas | 10000 | Fiberglass Double Walled | Fiberglass/Double Walled | Not Marked |  | 1991-03-01 |  | 1991-03-01
4080066 | 4 | 1991-03-01 | Currently In Use | Diesel | 10000 | Fiberglass Double Walled | Fiberglass/Double Walled | Not Marked |  | 1991-03-01 |  | 1991-03-01
4080066 | 5 | 2011-02-07 | Temporarily Out Of Use | Kerosene | 4000 | Fiberglass | Fiberglass/Double Walled | Not Marked |  | 1991-03-01 |  | 1991-03-01
4080067 | 1 | 1991-07-03 | Removed From Ground | Diesel | 500 | Bare Steel | Galvanized Steel | Not Marked
4080067 | 2 | 1991-07-25 | Removed From Ground | Gas | 4000 | Bare Steel | Galvanized Steel | Not Marked
4080067 | 3 | 1991-07-03 | Removed From Ground | Gas | 6000 | Bare Steel | Galvanized Steel | Not Marked
4080069 | 1 | 1992-07-08 | Removed From Ground | Diesel | 560 | Bare Steel | Galvanized Steel | Suction: No Valve At The Tank
4080069 | 2 | 1992-07-08 | Removed From Ground | Gas | 2000 | Bare Steel | Galvanized Steel | Suction: No Valve At The Tank
4080069 | 204706 | 2002-06-15 | Removed From Ground | Gas | 1000 | Steel-Galvanic | Cathodically Protected | Suction: No Valve At The Tank |  | 1992-07-08 |  | 1992-07-08
4080069 | 204710 | 2002-06-15 | Removed From Ground | Diesel | 1000 | Steel-Galvanic | Cathodically Protected | Suction: No Valve At The Tank |  | 1992-07-08 |  | 1992-07-08
4080071 | 1 | 1994-09-01 | Currently In Use | Gas | 10000 | Epoxy | Double Walled Flex | Pressure |  | 1994-09-01 |  | 1994-09-01
4080071 | 2 | 1994-09-01 | Currently In Use | Gas | 10000 | Epoxy | Double Walled Flex | Pressure |  | 1994-09-01 |  | 1994-09-01
4080071 | 3 | 1994-09-01 | Currently In Use | Diesel | 8000 | Epoxy | Double Walled Flex | Pressure |  | 1994-09-01 |  | 1994-09-01
4080072 | 1 | 1984-04-02 | Currently In Use | Gas | 10000 | Steel-Impressed Current | Fiberglass Reinforced Plastic | Pressure |  | 1996-03-01 |  | 1996-03-01
4080072 | 2 | 1984-04-02 | Currently In Use | Gas | 10000 | Steel-Impressed Current | Fiberglass Reinforced Plastic | Pressure |  | 1996-03-01 |  | 1996-03-01
4080072 | 3 | 1984-04-02 | Currently In Use | Gas | 6000 | Steel-Impressed Current | Fiberglass Reinforced Plastic | Pressure |  | 1996-03-01 |  | 1996-03-01
4080073 | 1001401 | 1993-02-02 | Removed From Ground | Gas | 1000 | Bare Steel | Galvanized Steel | Not Marked
4080073 | 1001402 | 1993-02-02 | Removed From Ground | Diesel | 500 | Bare Steel | Galvanized Steel | Not Marked
4080073 | 1060301 | 1990-04-02 | Removed From Ground | Gas | 1000 | Bare Steel | Not Marked | Not Marked
4080074 | 1 | 1997-07-15 | Currently In Use | Gas | 10000 | Fiberglass | Fiberglass/Double Walled | Pressure |  | 1997-07-15 |  | 1997-07-15
4080074 | 2 | 1997-07-15 | Currently In Use | Diesel | 10000 | Fiberglass | Fiberglass/Double Walled | Pressure |  | 1997-07-15 |  | 1997-07-15
4080074 | 601D1 | 1997-09-24 | Removed From Ground | Diesel | 10000 | Bare Steel | Galvanized Steel | Suction: No Valve At The Tank
4080074 | 601G1 | 1997-09-24 | Removed From Ground | Gas | 10000 | Bare Steel | Galvanized Steel | Suction: No Valve At The Tank
4080074 | 601G2 | 1997-09-24 | Removed From Ground | Gas | 2000 | Bare Steel | Galvanized Steel | Suction: No Valve At The Tank
4080075 | 6015001 |  | Removed From Ground Date Unknown | Heating Oil | 2000 | Bare Steel | Unknown | Not Marked
4080078 | 615002 | 1987-12-01 | Removed From Ground | Gas | 1000 | Bare Steel | Galvanized Steel | Not Marked
4080079 | 1 | 1993-11-11 | Permanently Out Of Use | Gas | 10000 | Fiberglass | Fiberglass/Double Walled | Pressure
4080079 | 10 | 1993-10-01 | Currently In Use | Diesel | 4000 | Composite | Double Walled Flex | Not Marked |  | 1993-11-11 |  | 1993-11-11
4080079 | 2 | 1985-06-01 | Currently In Use | Gas | 10000 | Fiberglass | Double Walled Flex | Pressure |  | 1993-11-11 |  | 1993-11-11
4080079 | 3 | 1985-06-01 | Currently In Use | Gas | 10000 | Fiberglass | Double Walled Flex | Pressure |  | 1993-11-11 |  | 1993-11-11
4080079 | 4 | 1993-08-18 | Removed From Ground | Used Oil | 1000 | Fiberglass | Fiberglass Reinforced Plastic | Gravity Fed | Y |  | Y
4080079 | 5 | 1984-01-01 | Removed From Ground | Other | 50 | Bare Steel | Galvanized Steel | Not Marked
4080079 | 6 | 1984-01-01 | Removed From Ground | Other | 50 | Bare Steel | Galvanized Steel | Not Marked
4080079 | 7 | 1984-01-01 | Removed From Ground | Other | 50 | Bare Steel | Galvanized Steel | Not Marked
4080079 | 8 | 1984-01-01 | Removed From Ground | Other | 50 | Bare Steel | Galvanized Steel | Not Marked
4080079 | 9 | 1993-10-01 | Currently In Use | Gas | 10000 | Composite | Double Walled Flex | Not Marked |  | 1993-11-11 |  | 1993-11-11
4080081 | 1 | 1993-09-01 | Removed From Ground | Gas | 8000 | Bare Steel | Unknown | Not Marked
4080083 | 1 | 1989-12-28 | Removed From Ground | Other | 10000 | Bare Steel | Galvanized Steel | Not Marked
4080087 | 1 | 2010-02-25 | Removed From Ground | Diesel | 6000 | Cathodically Protected Steel | Fiberglass Reinforced Plastic | Pressure |  | 1995-11-01 |  | 1995-11-01
4080087 | 2 | 2010-02-25 | Removed From Ground | Gas | 6000 | Cathodically Protected Steel | Fiberglass Reinforced Plastic | Pressure |  | 1995-11-01 |  | 1995-11-01
4080087 | 3 | 2010-02-25 | Removed From Ground | Gas | 6000 | Cathodically Protected Steel | Cathodically Protected | Pressure |  | 1995-11-01 |  | 1995-11-01
4080087 | 4 | 2010-02-25 | Removed From Ground | Kerosene | 1000 | Composite | Cathodically Protected | Suction: No Valve At The Tank |  | 1994-11-22 |  | 1994-11-22
4080088 | 1 | 1999-02-07 | Removed From Ground | Gas | 2000 | Bare Steel | Galvanized Steel | Suction: No Valve At The Tank
4080088 | 2 | 1999-02-07 | Removed From Ground | Diesel | 10000 | Bare Steel | Galvanized Steel | Suction: No Valve At The Tank
4080089 | 1 | 1988-09-07 | Removed From Ground | Used Oil | 1000 | Cathodically Protected Steel | Galvanized Steel | Not Marked | Y |  | Y
4080089 | 2 | 1988-09-07 | Removed From Ground | Gas | 6000 | Cathodically Protected Steel | Fiberglass Reinforced Plastic | Not Marked
4080089 | 3 | 1988-09-07 | Removed From Ground | Gas | 6000 | Cathodically Protected Steel | Fiberglass Reinforced Plastic | Not Marked
4080089 | 4 | 1988-09-07 | Removed From Ground | Gas | 8000 | Cathodically Protected Steel | Fiberglass Reinforced Plastic | Not Marked
4080090 | 1 |  | Removed From Ground Date Unknown | Gas | 1000 | Bare Steel | Unknown | Not Marked
4080090 | 3 | 1993-01-01 | Removed From Ground | Gas | 1000 | Bare Steel | Unknown | Not Marked
4080090 | 40-MG2 | 1998-01-28 | Removed From Ground | Gas | 2500 | Double Walled | Unknown | Gravity Fed
4080090 | 40-MG3 | 2011-05-22 | Currently In Use | Gas | 2500 | Fiberglass Double Walled | Fiberglass/Double Walled | Pressure |  | 1998-02-14 |  | 1998-02-14
4080091 | 1 | 1988-12-13 | Removed From Ground | Gas | 1000 | Bare Steel | Galvanized Steel | Not Marked
4080091 | 2 | 1988-12-13 | Removed From Ground | Gas | 1000 | Bare Steel | Galvanized Steel | Not Marked
4080091 | 3 | 1988-12-13 | Removed From Ground | Gas | 2000 | Bare Steel | Galvanized Steel | Not Marked
4080094 | 1 | 1986-07-30 | Removed From Ground | Gas | 8000 | Bare Steel | Galvanized Steel | Not Marked
4080094 | 2 | 1986-07-30 | Removed From Ground | Gas | 8000 | Bare Steel | Galvanized Steel | Not Marked
4080094 | 3 | 1986-07-30 | Removed From Ground | Kerosene | 500 | Bare Steel | Galvanized Steel | Not Marked
4080094 | 4 | 1986-01-01 | Removed From Ground | Kerosene | 3000 | Bare Steel | Galvanized Steel | Not Marked
4080095 | 1 | 2000-02-22 | Removed From Ground | Gas | 560 | Bare Steel | Galvanized Steel | Suction: Valve At The Tank
4080095 | 2 | 2000-02-22 | Removed From Ground | Gas | 560 | Bare Steel | Galvanized Steel | Suction: Valve At The Tank
4080097 | 1 | 1999-12-16 | Removed From Ground | Gas | 1060 | Bare Steel | Galvanized Steel | Suction: No Valve At The Tank
4080097 | 2 | 1999-12-16 | Removed From Ground | Gas | 1060 | Bare Steel | Galvanized Steel | Suction: No Valve At The Tank
4080097 | 3 | 1999-12-16 | Removed From Ground | Kerosene | 1060 | Bare Steel | Galvanized Steel | Suction: No Valve At The Tank
4080097 | 4 | 1999-12-16 | Removed From Ground | Gas | 1000 | Bare Steel | Galvanized Steel | Suction: No Valve At The Tank
4080098 | 2 | 1990-01-01 | Removed From Ground | Gas | 2000 | Bare Steel | Galvanized Steel | Not Marked
4080098 | 3 | 1990-01-01 | Removed From Ground | Gas | 1000 | Bare Steel | Galvanized Steel | Not Marked
4080098 | 4 | 1990-01-01 | Removed From Ground | Diesel | 1000 | Bare Steel | Galvanized Steel | Suction: Valve At The Tank
4080099 | 1 | 1981-02-25 | Currently In Use | Gas | 20000 | Steel-Impressed Current | Cathodically Protected | Pressure |  | 1998-12-10 |  | 1998-12-10
4080099 | 2 | 1981-02-25 | Currently In Use | Gas | 20000 | Steel-Impressed Current | Cathodically Protected | Pressure |  | 1998-12-10 |  | 1998-12-10
4080099 | 3 | 1981-02-25 | Currently In Use | Diesel | 20000 | Steel-Impressed Current | Cathodically Protected | Pressure |  | 1998-12-10 |  | 1998-12-10
4080099 | 4 | 1981-02-25 | Currently In Use | Gas | 10000 | Steel-Impressed Current | Cathodically Protected | Pressure |  | 1998-12-10 |  | 1998-12-10
4080099 | 5 | 1981-02-25 | Currently In Use | Kerosene | 3000 | Steel-Impressed Current | Cathodically Protected | Pressure |  | 1998-12-10 |  | 1998-12-10
4080099 | 6 | 1981-02-25 | Currently In Use | Diesel | 4000 | Steel-Impressed Current | Cathodically Protected | Pressure |  | 1998-12-10 |  | 1998-12-10
4080099 | 7 | 2014-10-14 | Temporarily Out Of Use | Other | 1000 | Steel-Impressed Current | Cathodically Protected | Not Marked |  | 1998-12-10 |  | 1998-12-10
4080100 | 1 | 2011-09-20 | Removed From Ground | Gas | 1000 | Steel-Impressed Current | Cathodically Protected | Suction: No Valve At The Tank |  | 1999-01-20 |  | 1999-01-20
4080100 | 2 | 2011-09-20 | Removed From Ground | Gas | 560 | Steel-Impressed Current | Cathodically Protected | Suction: No Valve At The Tank |  | 1999-01-20 |  | 1999-01-20
4080100 | 3 | 2011-09-20 | Removed From Ground | Gas | 1000 | Steel-Impressed Current | Cathodically Protected | Suction: No Valve At The Tank |  | 1999-01-20 |  | 1999-01-20
4080101 | 1 | 2004-10-13 | Removed From Ground | Gas | 1000 | Steel-Impressed Current | Cathodically Protected | Suction: Valve At The Tank |  | 1998-11-01 |  | 1998-11-01
4080101 | 2 | 2004-10-13 | Removed From Ground | Gas | 1000 | Steel-Impressed Current | Cathodically Protected | Suction: Valve At The Tank |  | 1998-11-01 |  | 1998-11-01
4080101 | 3 | 2004-10-13 | Removed From Ground | Gas | 1000 | Steel-Impressed Current | Cathodically Protected | Suction: Valve At The Tank |  | 1998-11-01 |  | 1998-11-01
4080101 | 4 | 2004-10-13 | Removed From Ground | Diesel | 500 | Bare Steel | Galvanized Steel | Suction: Valve At The Tank
4080101 | 5 | 2004-10-13 | Removed From Ground | Used Oil | 500 | Bare Steel | Galvanized Steel | Not Marked | Y |  | Y
4080103 | 1 | 1982-03-10 | Currently In Use | Diesel | 20000 | Steel-Impressed Current | Fiberglass Reinforced Plastic | Pressure |  | 2009-11-10 |  | 1996-01-01
4080103 | 2 | 1992-03-10 | Currently In Use | Gas | 12000 | Steel-Impressed Current | Fiberglass Reinforced Plastic | Pressure |  | 2009-11-10 |  | 1996-01-01
4080103 | 3 | 1982-03-10 | Currently In Use | Gas | 12000 | Steel-Impressed Current | Fiberglass Reinforced Plastic | Pressure |  | 2009-11-10 |  | 1996-01-01
4080103 | 4 | 1982-03-10 | Currently In Use | Gas | 10000 | Steel-Impressed Current | Fiberglass Reinforced Plastic | Pressure |  | 2009-11-10 |  | 1996-01-01
4080103 | 5 | 1982-03-10 | Currently In Use | Kerosene | 4000 | Steel-Impressed Current | Fiberglass Reinforced Plastic | Pressure |  | 2009-11-10 |  | 1996-01-01
4080105 | 1 | 1986-01-01 | Removed From Ground | Gas | 1000 | Bare Steel | Galvanized Steel | Not Marked
4080105 | 2 | 1986-01-01 | Removed From Ground | Diesel | 1000 | Bare Steel | Galvanized Steel | Not Marked
4080105 | 3 | 1988-08-15 | Removed From Ground | Heating Oil | 6000 | Bare Steel | Galvanized Steel | Not Marked
4080106 | 1 |  | Currently In Use | Diesel | 320 | Bare Steel | Galvanized Steel | Not Marked
4080106 | 2 |  | Currently In Use | Gas | 475 | Bare Steel | Galvanized Steel | Not Marked
4080107 | 1 | 1996-05-01 | Removed From Ground | Gas | 10000 | Bare Steel | Bare Steel | Pressure
4080107 | 2 | 1996-05-01 | Removed From Ground | Gas | 3000 | Bare Steel | Bare Steel | Pressure
4080107 | 3 | 1996-05-01 | Removed From Ground | Gas | 3000 | Bare Steel | Bare Steel | Pressure
4080107 | 4 | 1996-05-01 | Removed From Ground | Gas | 2000 | Bare Steel | Bare Steel | Pressure
4080109 | 1 | 1999-02-15 | Removed From Ground | Gas | 3000 | Bare Steel | Galvanized Steel | Suction: No Valve At The Tank
4080109 | 2 | 1999-02-15 | Removed From Ground | Gas | 3000 | Bare Steel | Galvanized Steel | Suction: No Valve At The Tank
4080109 | 3 | 1999-02-15 | Removed From Ground | Gas | 1000 | Bare Steel | Galvanized Steel | Suction: No Valve At The Tank
4080110 | 1 | 1982-09-12 | Currently In Use | Gas | 8000 | Steel-Impressed Current | Impressed Current | Pressure |  | 1996-03-01 |  | 1996-03-01
4080110 | 2 | 1982-09-12 | Currently In Use | Gas | 8000 | Steel-Impressed Current | Impressed Current | Pressure |  | 1996-03-01 |  | 1996-03-01
4080110 | 3 | 1982-09-12 | Currently In Use | Gas | 6000 | Steel-Impressed Current | Impressed Current | Pressure |  | 1996-03-01 |  | 1996-03-01
4080111 | 1 |  | Currently In Use | Gas | 1000 | Bare Steel | Galvanized Steel | Not Marked
4080111 | 2 |  | Currently In Use | Gas | 1000 | Bare Steel | Galvanized Steel | Not Marked
4080111 | 3 |  | Currently In Use | Gas | 550 | Bare Steel | Galvanized Steel | Not Marked
4080112 | 1 | 1992-04-01 | Removed From Ground | Gas | 2000 | Bare Steel | Galvanized Steel | Not Marked
4080112 | 2 | 1992-04-01 | Removed From Ground | Gas | 2000 | Bare Steel | Galvanized Steel | Not Marked
4080112 | 3 | 1992-04-01 | Removed From Ground | Gas | 1000 | Bare Steel | Galvanized Steel | Not Marked
4080112 | 4 | 1992-05-15 | Currently In Use | Diesel | 2000 | STIP-3 | Fiberglass Reinforced Plastic | Suction: No Valve At The Tank |  | 1992-05-12 |  | 1992-05-12
4080112 | 5 | 1992-05-15 | Currently In Use | Diesel | 2000 | STIP-3 | Fiberglass Reinforced Plastic | Suction: No Valve At The Tank |  | 1992-05-12 |  | 1992-05-12
4080112 | 6 | 1992-05-15 | Currently In Use | Kerosene | 1000 | STIP-3 | Fiberglass Reinforced Plastic | Suction: No Valve At The Tank |  | 1992-05-12 |  | 1992-05-12
4080112 | 7A | 2012-02-07 | Temporarily Out Of Use | Gas | 3000 | Composite | Fiberglass Reinforced Plastic | Suction: No Valve At The Tank | N | 2005-04-10 | N | 2005-04-10
4080112 | 8A | 2008-01-27 | Currently In Use | Gas | 10000 | Composite | Single Wall Flex | Pressure | N | 2007-01-28 | N | 2007-01-28
4080112 | 8B | 2007-01-28 | Currently In Use | Gas | 5000 | Composite | Single Wall Flex | Suction: No Valve At The Tank | N | 2007-01-28 | N | 2007-01-28
4080112 | D7B | 2005-04-10 | Currently In Use | Gas | 1000 | Composite | Fiberglass Reinforced Plastic | Suction: No Valve At The Tank | N | 2005-04-10 | N | 2005-04-10
4080113 | 1 | 1988-11-01 | Removed From Ground | Gas | 6000 | Bare Steel | Galvanized Steel | Not Marked
4080113 | 2 | 1988-11-01 | Removed From Ground | Gas | 6000 | Bare Steel | Galvanized Steel | Not Marked
4080114 | 1 | 2015-07-07 | Removed From Ground | Gas | 1000 | Steel-Impressed Current | Cathodically Protected | Suction: No Valve At The Tank |  | 1998-06-01 |  | 1998-06-01
4080114 | 2 | 2015-07-07 | Removed From Ground | Gas | 2000 | Steel-Impressed Current | Cathodically Protected | Suction: No Valve At The Tank |  | 1998-06-01 |  | 1998-06-01
4080114 | 3 | 2015-07-07 | Removed From Ground | Diesel | 2000 | Steel-Impressed Current | Cathodically Protected | Suction: No Valve At The Tank |  | 1998-06-01 |  | 1998-06-01
4080114 | 4 | 1987-02-17 | Removed From Ground | Gas | 550 | Bare Steel | Galvanized Steel | Not Marked
4080114 | 5 | 1987-02-17 | Removed From Ground | Gas | 550 | Bare Steel | Galvanized Steel | Not Marked
4080115 | 1 | 1982-02-20 | Currently In Use | Gas | 8000 | Steel-Impressed Current | Cathodically Protected | Pressure |  | 1998-04-08 |  | 1998-04-08
4080115 | 2 | 1982-02-20 | Currently In Use | Gas | 6000 | Steel-Impressed Current | Cathodically Protected | Pressure |  | 1998-04-08 |  | 1998-04-08
4080115 | 3 | 1982-02-20 | Currently In Use | Gas | 6000 | Steel-Impressed Current | Cathodically Protected | Pressure |  | 1998-04-08 |  | 1998-04-08
4080115 | 4 | 1982-02-20 | Currently In Use | Diesel | 4000 | Steel-Impressed Current | Cathodically Protected | Pressure |  | 1998-04-08 |  | 1998-04-08
4080116 | 1 | 1993-03-01 | Removed From Ground | Gas | 2000 | Bare Steel | Galvanized Steel | Not Marked
4080116 | 2 | 1993-03-01 | Removed From Ground | Gas | 2000 | Bare Steel | Galvanized Steel | Not Marked
4080116 | 3 | 1993-03-01 | Removed From Ground | Gas | 2000 | Bare Steel | Galvanized Steel | Not Marked
4080116 | 4 | 1993-03-24 | Currently In Use | Diesel | 2000 | STIP-3 | Fiberglass Reinforced Plastic | Pressure |  | 1993-03-24 |  | 1993-03-24
4080116 | 5 | 1993-03-24 | Currently In Use | Gas | 2000 | STIP-3 | Fiberglass Reinforced Plastic | Pressure |  | 1995-03-24 |  | 1995-03-24
4080116 | 6 | 1993-03-24 | Currently In Use | Gas | 4000 | STIP-3 | Fiberglass Reinforced Plastic | Pressure |  | 1995-03-24 |  | 1995-03-24
4080116 | 7 | 1995-11-22 | Currently In Use | Kerosene | 2000 | Composite | Fiberglass Reinforced Plastic | Suction: No Valve At The Tank |  | 1995-11-22 |  | 1995-11-22
4080116 | 8 | 2000-05-20 | Currently In Use | Gas | 10000 | Composite | Fiberglass Reinforced Plastic | Pressure | N | 2000-05-20 | N | 2000-05-20
4080117 | 1 | 2014-11-21 | Removed From Ground | Diesel | 3000 | Steel-Impressed Current | Fiberglass Reinforced Plastic | Pressure |  | 1998-04-08 |  | 1998-04-08
4080117 | 2 | 2014-11-21 | Removed From Ground | Gas | 6000 | Steel-Impressed Current | Fiberglass Reinforced Plastic | Pressure |  | 1998-04-08 |  | 1998-04-08
4080117 | 3 | 2014-11-21 | Removed From Ground | Gas | 8000 | Steel-Impressed Current | Fiberglass Reinforced Plastic | Pressure |  | 1998-04-08 |  | 1998-04-08
4080117 | 4 | 2014-11-21 | Removed From Ground | Gas | 6000 | Steel-Impressed Current | Fiberglass Reinforced Plastic | Pressure |  | 1998-04-08 |  | 1998-04-08
4080118 | 1 | 1985-02-20 | Currently In Use | Gas | 8000 | Steel-Impressed Current | Cathodically Protected | Pressure |  | 1997-12-09 |  | 1997-12-09
4080118 | 2 | 1985-02-20 | Currently In Use | Gas | 6000 | Steel-Impressed Current | Cathodically Protected | Pressure |  | 1997-12-09 |  | 1997-12-09
4080118 | 3 | 1985-02-20 | Currently In Use | Gas | 6000 | Steel-Impressed Current | Cathodically Protected | Pressure |  | 1997-12-09 |  | 1997-12-09
4080118 | 4 | 1985-02-20 | Currently In Use | Diesel | 10000 | Steel-Impressed Current | Cathodically Protected | Pressure |  | 1997-12-09 |  | 1997-12-09
4080119 | 1 | 1985-02-20 | Currently In Use | Gas | 6000 | Cathodically Protected Steel | Single Wall Flex | Pressure |  | 1998-06-01 |  | 1998-06-01
4080119 | 2 | 1985-02-20 | Currently In Use | Gas | 6000 | Cathodically Protected Steel | Single Wall Flex | Pressure |  | 1998-06-01 |  | 1998-06-01
4080119 | 3 | 1985-02-20 | Currently In Use | Gas | 6000 | Cathodically Protected Steel | Single Wall Flex | Pressure |  | 1998-06-01 |  | 1998-06-01
4080119 | 4 | 1985-02-20 | Currently In Use | Kerosene | 1000 | Cathodically Protected Steel | Cathodically Protected | Suction: No Valve At The Tank |  | 1998-06-01 |  | 1998-06-01
4080119 | 5 | 2004-05-23 | Currently In Use | Diesel | 4000 | Cathodically Protected Steel | Single Wall Flex | Pressure | N | 2004-05-23 | N | 2004-05-23
4080120 | 1 | 1993-06-01 | Removed From Ground | Gas | 2000 | Bare Steel | Galvanized Steel | Not Marked
4080120 | 2 | 1993-06-01 | Removed From Ground | Gas | 2000 | Bare Steel | Galvanized Steel | Not Marked
4080120 | 3 | 1993-06-01 | Removed From Ground | Gas | 1000 | Bare Steel | Galvanized Steel | Not Marked
4080120 | 4 | 1993-06-01 | Currently In Use | Gas | 8000 | STIP-3 | Fiberglass/Double Walled | Pressure |  | 1993-06-01 |  | 1993-06-01
4080120 | 5 | 1993-06-01 | Currently In Use | Gas | 6000 | STIP-3 | Fiberglass/Double Walled | Pressure |  | 1993-06-01 |  | 1993-06-01
4080120 | 6 | 1993-06-01 | Currently In Use | Diesel | 6000 | STIP-3 | Fiberglass/Double Walled | Pressure |  | 1993-06-01 |  | 1993-06-01
4080121 | 1 | 2016-02-03 | Temporarily Out Of Use | Gas | 4000 | Steel-Impressed Current | Cathodically Protected | Pressure |  | 1998-06-09 |  | 1998-06-09
4080121 | 2 | 2016-02-03 | Temporarily Out Of Use | Gas | 4000 | Steel-Impressed Current | Cathodically Protected | Pressure |  | 1998-06-09 |  | 1998-06-09
4080121 | 3 | 2016-02-03 | Temporarily Out Of Use | Gas | 4000 | Steel-Impressed Current | Cathodically Protected | Pressure |  | 1998-06-09 |  | 1998-06-09
4080122 | 1 | 1976-02-21 | Currently In Use | Gas | 30000 | Steel-Impressed Current | Cathodically Protected | Pressure |  | 1998-08-01 |  | 1998-08-01
4080122 | 10 | 2014-05-21 | Temporarily Out Of Use | Used Oil | 550 | Steel-Impressed Current | Cathodically Protected | Not Marked | Y | 2007-08-07 12:00 | Y | 1998-08-01 12:00
4080122 | 2 | 1976-02-21 | Currently In Use | Gas | 30000 | Steel-Impressed Current | Cathodically Protected | Pressure |  | 1998-08-01 |  | 1998-08-01
4080122 | 3 | 1976-02-21 | Currently In Use | Gas | 20000 | Steel-Impressed Current | Cathodically Protected | Pressure |  | 1998-08-01 |  | 1998-08-01
4080122 | 4 | 1976-02-21 | Currently In Use | Hazardous Substance | 20000 | Steel-Impressed Current | Cathodically Protected | Pressure |  | 1998-08-01 |  | 1998-08-01
4080122 | 5 | 1976-02-21 | Currently In Use | Diesel | 20000 | Steel-Impressed Current | Cathodically Protected | Pressure |  | 1998-08-01 |  | 1998-08-01
4080122 | 6 | 1976-02-21 | Currently In Use | Kerosene | 10000 | Steel-Impressed Current | Cathodically Protected | Pressure |  | 1998-08-01 |  | 1998-08-01
4080122 | 7 | 1976-02-21 | Currently In Use | Gas | 10000 | Steel-Impressed Current | Cathodically Protected | Pressure |  | 1998-08-01 |  | 1998-08-01
4080122 | 8 | 1976-02-21 | Currently In Use | Other | 2000 | Steel-Impressed Current | Cathodically Protected | Pressure |  | 1998-08-01 |  | 1998-08-01
4080122 | 9 | 1976-02-21 | Currently In Use | Other | 2000 | Steel-Impressed Current | Cathodically Protected | Not Marked |  | 1998-08-01 |  | 1998-08-01
4080125 | 1 | 2011-05-11 | Currently In Use | Gas | 6000 | Steel-Impressed Current | Impressed Current | Pressure |  | 1993-05-01 |  | 1993-05-01
4080125 | 2 | 2011-05-11 | Currently In Use | Gas | 6000 | Steel-Impressed Current | Impressed Current | Pressure |  | 1993-05-01 |  | 1993-05-01
4080125 | 3 | 2011-05-11 | Currently In Use | Gas | 6000 | Steel-Impressed Current | Impressed Current | Pressure |  | 1993-05-01 |  | 1993-05-01
4080127 | 12001 | 2003-09-30 | Currently In Use | Gas | 10027 | Steel-Impressed Current | Fiberglass Reinforced Plastic | Pressure |  | 1997-12-20 |  | 1997-12-20
4080127 | 12002 | 2003-09-30 | Currently In Use | Gas | 10027 | Steel-Impressed Current | Fiberglass Reinforced Plastic | Pressure |  | 1997-12-20 |  | 1997-12-20
4080127 | 12003 | 2003-09-30 | Currently In Use | Gas | 6110 | Steel-Impressed Current | Fiberglass Reinforced Plastic | Pressure |  | 1997-12-20 |  | 1997-12-20
4080128 | 13001 | 2003-09-30 | Currently In Use | Gas | 10027 | Steel-Impressed Current | Fiberglass Reinforced Plastic | Pressure |  | 1997-02-01 |  | 1997-02-01
4080128 | 13002 | 2003-09-30 | Currently In Use | Gas | 10027 | Steel-Impressed Current | Fiberglass Reinforced Plastic | Pressure |  | 1997-02-01 |  | 1997-02-01
4080128 | 13003 | 2003-09-30 | Currently In Use | Gas | 6110 | Steel-Impressed Current | Fiberglass Reinforced Plastic | Pressure |  | 1997-02-01 |  | 1997-02-01
4080129 | 9001 | 2003-04-30 | Currently In Use | Gas | 10008 | Steel-Impressed Current | Fiberglass Reinforced Plastic | Pressure |  | 1996-05-01 |  | 1996-05-01
4080129 | 9002 | 2003-04-30 | Currently In Use | Gas | 10008 | Steel-Impressed Current | Fiberglass Reinforced Plastic | Pressure |  | 1996-05-01 |  | 1996-05-01
4080129 | 9003 | 2003-04-30 | Currently In Use | Gas | 6110 | Steel-Impressed Current | Fiberglass Reinforced Plastic | Pressure |  | 1996-05-01 |  | 1996-05-01
4080130 | 10001 | 2003-07-14 | Currently In Use | Gas | 10134 | Steel-Impressed Current | Fiberglass Reinforced Plastic | Pressure |  | 1997-08-01 |  | 1997-08-01
4080130 | 10002 | 2003-07-14 | Currently In Use | Gas | 10134 | Steel-Impressed Current | Fiberglass Reinforced Plastic | Pressure |  | 1997-08-01 |  | 1997-08-01
4080131 | 618346 | 1991-01-01 | Currently In Use | Diesel | 6000 | Composite | Fiberglass/Double Walled | Pressure |  | 1991-05-04 |  | 1991-05-04
4080131 | A | 1997-05-12 | Closed In Ground | Diesel | 10000 | Fiberglass | Fiberglass Reinforced Plastic | Pressure |  | 1989-01-27 |  | 1989-01-27
4080131 | B | 1993-12-16 | Removed From Ground | Gas | 10000 | Bare Steel | Galvanized Steel | Pressure
4080133 | 1 | 1995-05-23 | Removed From Ground | Gas | 10000 | Bare Steel | Galvanized Steel | Not Marked
4080133 | 2 | 1995-05-23 | Removed From Ground | Gas | 2000 | Bare Steel | Galvanized Steel | Not Marked
4080133 | 3 | 1995-05-23 | Removed From Ground | Gas | 2000 | Bare Steel | Galvanized Steel | Not Marked
4080136 | 1 | 2000-08-17 | Closed In Ground | Gas | 1000 | Bare Steel | Bare Steel | Suction: Valve At The Tank
4080136 | 1 |  | Temporarily Out Of Use | Gas | 1000 | Bare Steel | Bare Steel | Suction: Valve At The Tank
4080136 | 2 | 2000-08-17 | Closed In Ground | Gas | 1000 | Bare Steel | Bare Steel | Not Marked
4080136 | 2 |  | Temporarily Out Of Use | Gas | 1000 | Bare Steel | Bare Steel | Not Marked
4080136 | 3 | 2000-08-17 | Closed In Ground | Used Oil | 500 | Unknown | Unknown | Not Marked | N |  | N
4080137 | 1 |  | Currently In Use | Gas | 2000 | Bare Steel | Bare Steel | Not Marked
4080137 | 2 |  | Currently In Use | Gas | 1000 | Bare Steel | Bare Steel | Not Marked
4080137 | 3 |  | Currently In Use | Gas | 1000 | Bare Steel | Bare Steel | Not Marked
4080137 | 4 |  | Currently In Use | Gas | 1000 | Bare Steel | Bare Steel | Not Marked
4080138 | 1 | 2016-12-09 | Removed From Ground | Gas | 5000 | Steel-Impressed Current | Cathodically Protected | Pressure |  | 1997-07-12 |  | 1997-07-12
4080138 | 2 | 2016-12-09 | Removed From Ground | Gas | 5000 | Steel-Impressed Current | Cathodically Protected | Pressure |  | 1997-07-12 |  | 1997-07-12
4080138 | 3 | 2016-12-09 | Removed From Ground | Gas | 6000 | Steel-Impressed Current | Cathodically Protected | Pressure |  | 1997-07-12 |  | 1997-07-12
4080139 | 1 | 1998-08-12 | Removed From Ground | Other | 8000 | Bare Steel | Bare Steel | Not Marked |  | 1989-08-23 |  | 1989-08-23
4080139 | 2 | 1998-08-12 | Removed From Ground | Other | 10000 | Bare Steel | Bare Steel | Not Marked |  | 1989-08-23 |  | 1989-08-23
4080139 | 3 | 1998-08-12 | Removed From Ground | Other | 10000 | Bare Steel | Bare Steel | Not Marked |  | 1989-08-23 |  | 1989-08-23
4080139 | 4 | 1998-08-12 | Removed From Ground | Other | 10000 | Bare Steel | Bare Steel | Not Marked |  | 1989-08-23 |  | 1989-08-23
4080139 | 5 | 2015-08-18 | Temporarily Out Of Use | Gas | 12000 | Composite | Fiberglass Reinforced Plastic | Pressure |  | 1998-08-26 |  | 1998-09-26
4080139 | 6 | 2015-08-18 | Temporarily Out Of Use | Gas | 10000 | Composite | Fiberglass Reinforced Plastic | Pressure |  | 1998-08-26 |  | 1998-09-26
4080139 | 7 | 2015-08-18 | Temporarily Out Of Use | Diesel | 20000 | Fiberglass | Fiberglass Reinforced Plastic | Pressure |  | 1998-08-26 |  | 1998-09-26
4080139 | 8 | 2015-08-18 | Temporarily Out Of Use | Diesel | 10000 | Composite | Fiberglass Reinforced Plastic | Pressure |  | 1998-08-26 |  | 1998-09-26
4080143 | 1 | 2007-03-12 | Removed From Ground | Gas | 1000 | Bare Steel | Bare Steel | Suction: Valve At The Tank
4080143 | 2 | 2007-03-12 | Removed From Ground | Gas | 1000 | Bare Steel | Bare Steel | Not Marked
4080144 | 1 | 1987-02-01 | Removed From Ground | Empty | 1000 | Bare Steel | Galvanized Steel | Suction: Valve At The Tank
4080144 | 2 | 1987-02-01 | Removed From Ground | Empty | 1000 | Bare Steel | Galvanized Steel | Suction: Valve At The Tank
4080145 | 1 | 1987-08-01 | Removed From Ground | Diesel | 4000 | Bare Steel | Galvanized Steel | Not Marked
4080145 | 2 | 1987-08-01 | Removed From Ground | Gas | 4000 | Bare Steel | Galvanized Steel | Not Marked
4080146 | 1 | 1997-05-06 | Removed From Ground | Gas | 4000 | Bare Steel | Galvanized Steel | Not Marked
4080146 | 2 | 2007-02-23 | Removed From Ground | Gas | 10000 | Composite | Fiberglass Reinforced Plastic | Suction: No Valve At The Tank |  | 1997-05-06 |  | 1997-05-06
4080148 | 1 | 1998-11-01 | Removed From Ground | Gas | 4000 | Bare Steel | Galvanized Steel | Suction: No Valve At The Tank
4080151 | 1 | 1998-05-20 | Removed From Ground | Diesel | 4000 | Bare Steel | Galvanized Steel | Not Marked
4080152 | 1 | 2006-06-19 | Removed From Ground | Gas | 1000 | Bare Steel | Galvanized Steel | Suction: Valve At The Tank
4080152 | 2 | 2006-06-19 | Removed From Ground | Diesel | 1000 | Bare Steel | Galvanized Steel | Suction: Valve At The Tank
4080154 | 1 | 2016-02-02 | Removed From Ground | Gas | 2000 | Steel-Impressed Current | Cathodically Protected | Suction: Valve At The Tank |  | 1998-12-01 |  | 1998-12-01
4080154 | 2 | 2016-02-02 | Removed From Ground | Gas | 2000 | Steel-Impressed Current | Cathodically Protected | Suction: Valve At The Tank |  | 1998-12-01 |  | 1998-12-01
4080154 | 3 | 2016-02-02 | Removed From Ground | Gas | 2000 | Steel-Impressed Current | Cathodically Protected | Suction: Valve At The Tank |  | 1998-12-01 |  | 1998-12-01
4080155 | 1 | 1997-02-01 | Removed From Ground | Gas | 2000 | Bare Steel | Galvanized Steel | Suction: Valve At The Tank
4080155 | 2 | 1997-02-01 | Removed From Ground | Gas | 1000 | Bare Steel | Galvanized Steel | Suction: Valve At The Tank
4080155 | 3 | 1997-02-01 | Removed From Ground | Gas | 1000 | Bare Steel | Galvanized Steel | Suction: Valve At The Tank
4080155 | 4 | 1997-02-01 | Currently In Use | Gas | 8000 | Fiberglass | Fiberglass Reinforced Plastic | Pressure |  | 1997-02-01 |  | 1997-02-01
4080155 | 5 | 1997-02-01 | Currently In Use | Gas | 10000 | Fiberglass | Fiberglass Reinforced Plastic | Pressure |  | 1997-02-01 |  | 1997-02-01
4080155 | 6 | 1997-02-01 | Currently In Use | Kerosene | 2000 | Fiberglass | Fiberglass Reinforced Plastic | Suction: No Valve At The Tank | N | 1997-02-01 | N | 1997-02-01
4080156 | 1 | 1992-11-11 | Removed From Ground | Gas | 1500 | Bare Steel | Galvanized Steel | Not Marked
4080156 | 2 | 1992-11-11 | Removed From Ground | Gas | 1500 | Bare Steel | Galvanized Steel | Not Marked
4080156 | 3 | 1992-11-11 | Removed From Ground | Gas | 1500 | Bare Steel | Galvanized Steel | Not Marked
4080156 | 4 | 1992-11-11 | Removed From Ground | Gas | 1500 | Bare Steel | Galvanized Steel | Not Marked
4080156 | 5 | 1992-11-11 | Removed From Ground | Gas | 1500 | Bare Steel | Galvanized Steel | Not Marked
4080156 | 6 | 1992-11-11 | Removed From Ground | Diesel | 1000 | Bare Steel | Galvanized Steel | Not Marked
4080156 | 7 | 1992-11-11 | Removed From Ground | Gas | 1500 | Bare Steel | Galvanized Steel | Not Marked
4080156 | 8 | 1992-11-11 | Removed From Ground | Gas | 550 | Bare Steel | Galvanized Steel | Not Marked
4080158 | 001 | 2016-04-10 | Temporarily Out Of Use | Gas | 1000 | Bare Steel | Galvanized Steel | Not Marked
4080158 | 001 |  | Permanently Out Of Use | Gas | 1000 | Bare Steel | Galvanized Steel | Not Marked
4080158 | 002 | 2016-04-10 | Temporarily Out Of Use | Gas | 2000 | Bare Steel | Galvanized Steel | Not Marked
4080158 | 002 |  | Permanently Out Of Use | Gas | 2000 | Bare Steel | Galvanized Steel | Not Marked
4080158 | 003 | 2016-04-10 | Temporarily Out Of Use | Gas | 1000 | Bare Steel | Galvanized Steel | Not Marked
4080158 | 003 |  | Permanently Out Of Use | Gas | 1000 | Bare Steel | Galvanized Steel | Not Marked
4080159 | 1 | 2009-08-07 | Removed From Ground | Gas | 4000 | Bare Steel | Galvanized Steel | Pressure
4080159 | 2 | 2009-08-07 | Removed From Ground | Gas | 4000 | Bare Steel | Galvanized Steel | Pressure
4080159 | 3 | 2009-08-07 | Removed From Ground | Gas | 3000 | Bare Steel | Galvanized Steel | Pressure
4080160 | 1 | 2010-04-10 | Removed From Ground | Gas | 2000 | Steel-Impressed Current | Cathodically Protected | Suction: Valve At The Tank |  | 1998-12-01 |  | 1998-12-01
4080160 | 2 | 2010-04-01 | Removed From Ground | Gas | 1000 | Steel-Impressed Current | Cathodically Protected | Suction: Valve At The Tank |  | 1998-12-01 |  | 1998-12-01
4080160 | 3 | 2010-04-01 | Removed From Ground | Gas | 1000 | Steel-Impressed Current | Cathodically Protected | Suction: Valve At The Tank |  | 1998-12-01 |  | 1998-12-01
4080160 | 4 | 2010-04-01 | Removed From Ground | Diesel | 2000 | Steel-Impressed Current | Cathodically Protected | Suction: Valve At The Tank |  | 1998-12-01 |  | 1998-12-01
4080160 | 5 | 2010-04-01 | Currently In Use | Gas | 12000 | Tank Jacket/Double Walled | Fiberglass/Double Walled | Pressure | N | 2010-04-01 | N | 2010-04-01
4080160 | 6 | 2010-04-01 | Currently In Use | Gas | 5000 | Tank Jacket/Double Walled | Fiberglass/Double Walled | Pressure | N | 2010-04-01 | N | 2010-04-01
4080160 | 7 | 2010-04-01 | Currently In Use | Diesel | 5000 | Tank Jacket/Double Walled | Fiberglass/Double Walled | Pressure | N | 2010-04-01 | N | 2010-04-01
4080161 | 1 |  | Removed From Ground Date Unknown | Empty | 1000 | Bare Steel | Galvanized Steel | Not Marked
4080161 | 2 |  | Removed From Ground Date Unknown | Empty | 1000 | Bare Steel | Galvanized Steel | Not Marked
4080161 | 3 |  | Removed From Ground Date Unknown | Empty | 1000 | Bare Steel | Galvanized Steel | Not Marked
4080162 | 001 | 1996-12-01 | Removed From Ground | Empty | 4000 | Bare Steel | Galvanized Steel | Suction: Valve At The Tank
4080162 | 002 | 1996-12-01 | Removed From Ground | Empty | 2000 | Bare Steel | Galvanized Steel | Suction: Valve At The Tank
4080162 | 003 | 1996-12-01 | Removed From Ground | Empty | 2000 | Bare Steel | Galvanized Steel | Suction: Valve At The Tank
4080162 | 004 | 1996-12-01 | Removed From Ground | Empty | 1000 | Bare Steel | Galvanized Steel | Suction: Valve At The Tank
4080163 | 1 | 1972-04-25 | Currently In Use | Gas | 8000 | Steel-Impressed Current | Fiberglass Reinforced Plastic | Pressure |  | 1997-07-08 |  | 1997-07-08
4080163 | 2 | 1972-04-25 | Currently In Use | Gas | 8000 | Steel-Impressed Current | Fiberglass Reinforced Plastic | Pressure |  | 1997-07-08 |  | 1997-07-08
4080163 | 3 | 1972-04-25 | Currently In Use | Gas | 8000 | Steel-Impressed Current | Fiberglass Reinforced Plastic | Pressure |  | 1997-07-08 |  | 1997-07-08
4080163 | 4 |  | Removed From Ground Date Unknown | Diesel | 2000 | Bare Steel | Galvanized Steel | Not Marked
4080163 | 5 |  | Removed From Ground Date Unknown | Used Oil | 500 | Bare Steel | Galvanized Steel | Not Marked | Y |  | Y
4080164 | 1 | 2003-10-21 | Removed From Ground | Empty | 2000 | Bare Steel | Galvanized Steel | Not Marked
4080164 | 1 |  | Permanently Out Of Use | Empty | 2000 | Bare Steel | Galvanized Steel | Not Marked
4080164 | 2 | 2003-10-21 | Removed From Ground | Empty | 2000 | Bare Steel | Galvanized Steel | Not Marked
4080164 | 2 |  | Permanently Out Of Use | Empty | 2000 | Bare Steel | Galvanized Steel | Not Marked
4080165 | 1 | 2010-08-19 | Removed From Ground | Gas | 1000 | Steel-Impressed Current | Cathodically Protected | Suction: Valve At The Tank |  | 1998-11-01 |  | 1998-11-01
4080165 | 2 | 2010-08-19 | Removed From Ground | Gas | 2000 | Steel-Impressed Current | Cathodically Protected | Suction: Valve At The Tank |  | 1998-11-01 |  | 1998-11-01
4080165 | 3 | 2002-05-10 | Removed From Ground | Empty | 1000 | Bare Steel | Galvanized Steel | Not Marked
4080165 | 4 | 2002-05-10 | Removed From Ground | Empty | 1000 | Bare Steel | Galvanized Steel | Not Marked
4080166 | 1 |  | Removed From Ground Date Unknown | Gas | 1000 | Bare Steel | Galvanized Steel | Suction: Valve At The Tank
4080166 | 2 |  | Removed From Ground Date Unknown | Gas | 500 | Bare Steel | Galvanized Steel | Suction: Valve At The Tank
4080166 | 3 |  | Removed From Ground Date Unknown | Gas | 500 | Bare Steel | Galvanized Steel | Suction: Valve At The Tank
4080166 | 4 |  | Removed From Ground Date Unknown | Gas | 2000 | Bare Steel | Galvanized Steel | Suction: Valve At The Tank
4080166 | 5 |  | Removed From Ground Date Unknown | Gas | 2000 | Bare Steel | Galvanized Steel | Suction: Valve At The Tank
4080168 | 1 |  | Removed From Ground Date Unknown | Empty | 500 | Bare Steel | Bare Steel | Suction: Valve At The Tank
4080168 | 2 |  | Removed From Ground Date Unknown | Empty | 500 | Bare Steel | Bare Steel | Suction: Valve At The Tank
4080169 | 1 | 1993-02-01 | Removed From Ground | Gas | 4000 | Bare Steel | Galvanized Steel | Not Marked
4080169 | 2 | 1993-02-01 | Removed From Ground | Gas | 3000 | Bare Steel | Galvanized Steel | Not Marked
4080169 | 3 | 1993-02-01 | Removed From Ground | Gas | 3000 | Bare Steel | Galvanized Steel | Not Marked
4080169 | 4 | 1993-02-01 | Removed From Ground | Gas | 3000 | Bare Steel | Galvanized Steel | Not Marked
4080169 | 5 | 1993-02-01 | Removed From Ground | Diesel | 4000 | Bare Steel | Galvanized Steel | Not Marked
4080169 | 6 | 1993-02-01 | Removed From Ground | Used Oil | 500 | Bare Steel | Galvanized Steel | Not Marked | Y |  | Y
4080171 | 1 | 1998-03-01 | Removed From Ground | Diesel | 4000 | Bare Steel | Galvanized Steel | Suction: Valve At The Tank
4080171 | 2 | 1998-03-01 | Removed From Ground | Gas | 4000 | Bare Steel | Galvanized Steel | Suction: Valve At The Tank
4080171 | 3 | 1998-03-01 | Removed From Ground | Gas | 2000 | Bare Steel | Galvanized Steel | Suction: Valve At The Tank
4080171 | 4 | 1998-03-01 | Removed From Ground | Gas | 2000 | Bare Steel | Galvanized Steel | Suction: Valve At The Tank
4080171 | 5 | 1998-03-01 | Removed From Ground | Used Oil | 250 | Bare Steel | Galvanized Steel | Suction: Valve At The Tank | Y |  | Y
4080173 | 1 | 1999-10-19 | Removed From Ground | Gas | 1000 | Bare Steel | Galvanized Steel | Suction: No Valve At The Tank
4080173 | 2 | 1999-10-19 | Removed From Ground | Gas | 1000 | Bare Steel | Galvanized Steel | Suction: No Valve At The Tank
4080173 | 3 | 1999-10-19 | Removed From Ground | Gas | 1000 | Bare Steel | Galvanized Steel | Suction: No Valve At The Tank
4080173 | 4 | 1999-10-19 | Removed From Ground | Kerosene | 2000 | Bare Steel | Galvanized Steel | Suction: No Valve At The Tank
4080176 | 1 | 1989-12-01 | Removed From Ground | Gas | 8000 | Bare Steel | Bare Steel | Not Marked
4080176 | 2 | 1989-12-01 | Removed From Ground | Gas | 8000 | Bare Steel | Bare Steel | Not Marked
4080181 | 1 | 1992-11-01 | Removed From Ground | Used Oil | 200 | Bare Steel | Bare Steel | Not Marked | Y |  | Y
4080182 | 1 | 1960-04-30 | Currently In Use | Kerosene | 10000 | Bare Steel | Bare Steel | Not Marked
4080182 | 1 |  | Removed From Ground Date Unknown | Kerosene | 10000 | Bare Steel | Bare Steel | Not Marked
4080184 | 1 |  | Closed In Ground Date Unknown | Gas | 1020 | Steel-Impressed Current | Cathodically Protected | Suction: Valve At The Tank |  | 1998-12-01 |  | 1998-12-01
4080184 | 2 |  | Closed In Ground Date Unknown | Gas | 560 | Steel-Impressed Current | Cathodically Protected | Suction: Valve At The Tank |  | 1998-12-01 |  | 1998-12-01
4080184 | 3 |  | Closed In Ground Date Unknown | Gas | 560 | Steel-Impressed Current | Cathodically Protected | Suction: Valve At The Tank |  | 1998-12-01 |  | 1998-12-01
4080184 | 4 |  | Closed In Ground Date Unknown | Gas | 1020 | Steel-Impressed Current | Cathodically Protected | Suction: Valve At The Tank |  | 1998-12-01 |  | 1998-12-01
4080184 | 5 |  | Closed In Ground Date Unknown | Gas | 2005 | Steel-Impressed Current | Cathodically Protected | Suction: Valve At The Tank |  | 1998-12-01 |  | 1998-12-01
4080185 | 1 | 1998-12-01 | Removed From Ground | Gas | 560 | Bare Steel | Galvanized Steel | Not Marked
4080185 | 2 | 1998-12-01 | Removed From Ground | Gas | 560 | Bare Steel | Galvanized Steel | Not Marked
4080185 | 3 | 1998-12-01 | Removed From Ground | Gas | 1020 | Bare Steel | Galvanized Steel | Not Marked
4080186 | 1 | 1999-03-29 | Removed From Ground | Gas | 560 | Bare Steel | Galvanized Steel | Not Marked
4080186 | 2 | 1999-03-29 | Removed From Ground | Gas | 560 | Bare Steel | Galvanized Steel | Not Marked
4080186 | 3A | 2012-03-13 | Temporarily Out Of Use | Gas | 500 | Composite | Fiberglass Reinforced Plastic | Suction: No Valve At The Tank | Y |  | Y
4080186 | 3B | 2012-03-13 | Temporarily Out Of Use | Gas | 500 | Composite | Fiberglass Reinforced Plastic | Suction: No Valve At The Tank | Y |  | Y
4080189 | 1 | 1994-03-31 | Removed From Ground | Gas | 1065 | Bare Steel | Galvanized Steel | Not Marked
4080189 | 2 | 1994-03-31 | Removed From Ground | Gas | 1065 | Bare Steel | Galvanized Steel | Not Marked
4080189 | 3 | 1994-04-05 | Currently In Use | Gas | 2000 | Composite | Fiberglass Reinforced Plastic | Pressure |  | 1994-04-05 |  | 1994-04-05
4080190 | 1 | 1998-05-01 | Removed From Ground | Gas | 2000 | Bare Steel | Galvanized Steel | Suction: Valve At The Tank
4080190 | 2 | 1998-05-01 | Removed From Ground | Diesel | 5000 | Bare Steel | Galvanized Steel | Suction: Valve At The Tank
4080192 | 1 | 1988-12-01 | Removed From Ground | Other | 6000 | Bare Steel | Galvanized Steel | Not Marked
4080192 | 2 | 1988-12-01 | Removed From Ground | Other | 6000 | Bare Steel | Galvanized Steel | Not Marked
4080192 | 3 | 1988-12-01 | Removed From Ground | Other | 6000 | Bare Steel | Galvanized Steel | Not Marked
4080192 | 4 | 1988-12-01 | Removed From Ground | Other | 7243 | Bare Steel | Galvanized Steel | Not Marked
4080192 | 5 | 1988-12-01 | Removed From Ground | Other | 7243 | Bare Steel | Galvanized Steel | Not Marked
4080194 | 1 | 1997-04-21 | Removed From Ground | Diesel | 30000 | Bare Steel | Galvanized Steel | Pressure |  | 1990-01-16 |  | 1990-01-16
4080194 | 2 | 1997-04-21 | Removed From Ground | Diesel | 30000 | Bare Steel | Galvanized Steel | Pressure |  | 1990-01-16 |  | 1990-01-16
4080194 | 3 | 1988-01-03 | Removed From Ground | Used Oil | 500 | Bare Steel | Not Marked | Not Marked | Y |  | Y
4080194 | 4 | 1989-05-01 | Removed From Ground | Gas | 500 | Bare Steel | Galvanized Steel | Pressure
4080195 | 1 | 1997-10-22 | Removed From Ground | Other | 2000 | Bare Steel | Copper | Suction: Valve At The Tank
4080196 | 1 | 1990-10-01 | Removed From Ground | Gas | 3000 | Bare Steel | Unknown | Pressure
4080196 | 2 | 1990-10-01 | Removed From Ground | Gas | 12000 | Bare Steel | Unknown | Pressure
4080197 | 1 | 1986-08-15 | Currently In Use | Gas | 8000 | STIP-3 | Fiberglass Reinforced Plastic | Pressure |  | 1993-08-25 |  | 1993-08-25
4080197 | 2 | 1986-08-15 | Currently In Use | Gas | 8000 | STIP-3 | Fiberglass Reinforced Plastic | Pressure |  | 1993-08-25 |  | 1993-08-25
4080197 | 3 | 1986-08-15 | Currently In Use | Diesel | 8000 | STIP-3 | Fiberglass Reinforced Plastic | Pressure |  | 1993-08-25 |  | 1993-08-25
4080199 | 6 | 1988-12-19 | Currently In Use | Diesel | 3000 | Cathodically Protected Steel | Fiberglass Reinforced Plastic | Suction: No Valve At The Tank |  | 1995-04-28 |  | 1988-12-19
4080199 | 6 |  | Removed From Ground Date Unknown | Diesel | 3000 | Cathodically Protected Steel | Fiberglass Reinforced Plastic | Suction: No Valve At The Tank |  | 1995-04-28 |  | 1988-12-19
4080199 | 7 | 1988-12-19 | Currently In Use | Gas | 3000 | Cathodically Protected Steel | Fiberglass Reinforced Plastic | Suction: No Valve At The Tank |  | 1995-04-28 |  | 1988-12-19
4080199 | 7 |  | Removed From Ground Date Unknown | Gas | 3000 | Cathodically Protected Steel | Fiberglass Reinforced Plastic | Suction: No Valve At The Tank |  | 1995-04-28 |  | 1988-12-19
4080199 | 8 | 1980-07-01 | Currently In Use | Gas | 8000 | Not Marked/Unknown | Fiberglass Reinforced Plastic | Suction: No Valve At The Tank |  | 1995-01-01 |  | 1995-07-06
4080199 | 8 |  | Removed From Ground Date Unknown | Gas | 8000 | Not Marked/Unknown | Fiberglass Reinforced Plastic | Suction: No Valve At The Tank |  | 1995-01-01 |  | 1995-07-06
4080200 | 6 | 1984-01-01 | Currently In Use | Gas | 2000 | Epoxy | Fiberglass Reinforced Plastic | Suction: No Valve At The Tank |  | 1995-08-01 |  | 1995-08-01
4080200 | 6 |  | Removed From Ground Date Unknown | Gas | 2000 | Epoxy | Fiberglass Reinforced Plastic | Suction: No Valve At The Tank |  | 1995-08-01 |  | 1995-08-01
4080200 | 7 | 1988-12-19 | Currently In Use | Gas | 2000 | Steel-Galvanic | Fiberglass Reinforced Plastic | Suction: No Valve At The Tank |  | 1995-08-01 |  | 1995-08-01
4080200 | 7 |  | Removed From Ground Date Unknown | Gas | 2000 | Steel-Galvanic | Fiberglass Reinforced Plastic | Suction: No Valve At The Tank |  | 1995-08-01 |  | 1995-08-01
4080200 | 8 | 1981-01-01 | Currently In Use | Gas | 8000 | Epoxy | Fiberglass Reinforced Plastic | Suction: No Valve At The Tank |  | 1995-08-01 |  | 1995-08-01
4080200 | 8 |  | Removed From Ground Date Unknown | Gas | 8000 | Epoxy | Fiberglass Reinforced Plastic | Suction: No Valve At The Tank |  | 1995-08-01 |  | 1995-08-01
4080202 | 1 | 1986-07-01 | Removed From Ground | Gas | 2000 | Bare Steel | Galvanized Steel | Not Marked
4080202 | 2 | 1986-07-01 | Removed From Ground | Gas | 2000 | Bare Steel | Galvanized Steel | Not Marked
4080202 | 3 | 1986-07-01 | Removed From Ground | Gas | 2000 | Bare Steel | Galvanized Steel | Not Marked
4080202 | 4 | 2011-10-26 | Temporarily Out Of Use | Diesel | 1000 | Steel-Impressed Current | Cathodically Protected | Suction: Valve At The Tank |  | 1998-03-01 |  | 1998-03-01
4080202 | 5 | 1986-07-15 | Currently In Use | Diesel | 5000 | Steel-Impressed Current | Cathodically Protected | Suction: Valve At The Tank |  | 1998-03-01 |  | 1998-03-01
4080202 | 6 | 1986-07-15 | Currently In Use | Gas | 5000 | Steel-Impressed Current | Cathodically Protected | Suction: Valve At The Tank |  | 1998-03-01 |  | 1998-03-01
4080202 | 7 | 1986-07-15 | Currently In Use | Gas | 6000 | Steel-Impressed Current | Cathodically Protected | Suction: Valve At The Tank |  | 1998-03-01 |  | 1998-03-01
4080203 | 1 | 1987-01-01 | Permanently Out Of Use | Gas | 6000 | Cathodically Protected Steel | Galvanized Steel | Not Marked
4080203 | 1 |  | Currently In Use | Gas | 6000 | Cathodically Protected Steel | Galvanized Steel | Not Marked
4080203 | 2 | 1987-01-01 | Permanently Out Of Use | Gas | 6000 | Cathodically Protected Steel | Galvanized Steel | Not Marked
4080203 | 2 |  | Currently In Use | Gas | 6000 | Cathodically Protected Steel | Galvanized Steel | Not Marked
4080203 | 3 | 1987-01-01 | Permanently Out Of Use | Gas | 4000 | Cathodically Protected Steel | Galvanized Steel | Not Marked
4080203 | 3 |  | Currently In Use | Gas | 4000 | Cathodically Protected Steel | Galvanized Steel | Not Marked
4080203 | 4 | 1987-01-01 | Permanently Out Of Use | Used Oil | 500 | Cathodically Protected Steel | Galvanized Steel | Not Marked | Y |  | Y
4080203 | 4 |  | Currently In Use | Used Oil | 500 | Cathodically Protected Steel | Galvanized Steel | Not Marked | Y |  | Y
4080206 | 1 | 1993-07-26 | Removed From Ground | Diesel | 20000 | Bare Steel | Copper | Suction: Valve At The Tank
4080208 | 1 |  | Removed From Ground Date Unknown | Gas | 1060 | Bare Steel | Galvanized Steel | Not Marked
4080208 | 2 |  | Removed From Ground Date Unknown | Gas | 1060 | Bare Steel | Galvanized Steel | Not Marked
4090001 | 1 | 1997-10-01 | Removed From Ground | Gas | 2000 | Cathodically Protected Steel | Galvanized Steel | Suction: Valve At The Tank
4090001 | 2 | 1997-10-01 | Removed From Ground | Gas | 2000 | Cathodically Protected Steel | Galvanized Steel | Suction: Valve At The Tank
4090002 | 1 | 1994-01-01 | Removed From Ground | Gas | 550 | Bare Steel | Galvanized Steel | Not Marked
4090002 | 2 | 1994-01-01 | Removed From Ground | Gas | 1050 | Bare Steel | Galvanized Steel | Not Marked
4090002 | 3 | 1994-01-01 | Removed From Ground | Gas | 1050 | Bare Steel | Galvanized Steel | Not Marked
4090002 | 4 | 1987-01-01 | Removed From Ground | Used Oil | 550 | Bare Steel | Galvanized Steel | Not Marked | Y |  | Y
4090005 | 1 |  | Permanently Out Of Use | Diesel | 1500 | Bare Steel | Galvanized Steel | Not Marked
4090006 | 1 | 1993-09-21 | Removed From Ground | Gas | 12000 | Fiberglass | Bare Steel | Pressure
4090007 | 1 | 1987-10-06 | Removed From Ground | Diesel | 5000 | Bare Steel | Galvanized Steel | Not Marked
4090007 | 2 | 1989-09-01 | Currently In Use | Diesel | 2500 | Fiberglass Double Walled | Fiberglass Reinforced Plastic | Suction: No Valve At The Tank |  | 1989-09-01 12:00 |  | 1989-09-01 12:00
4090008 | 358052-1 | 1993-10-05 | Removed From Ground | Gas | 12000 | Fiberglass | Bare Steel | Pressure
4090008 | 358052-2 | 1989-11-01 | Removed From Ground | Other | 5000 | Bare Steel | Galvanized Steel | Not Marked
4090009 | 2 | 1992-06-01 | Removed From Ground | Diesel | 3000 | Double Walled | Fiberglass Reinforced Plastic | Not Marked
4090009 | 3 | 1989-01-01 | Currently In Use | Diesel | 2500 | Double Walled | Secondary Containment | Suction: Valve At The Tank |  | 1993-08-01 12:00 |  | 1993-08-01 12:00
4090009 | 358050-1 | 1987-10-06 | Removed From Ground | Other | 5000 | Bare Steel | Galvanized Steel | Not Marked
4090011 | 1 | 1998-03-11 | Removed From Ground | Gas | 8000 | Bare Steel | Galvanized Steel | Not Marked
4090011 | 2 | 1998-03-11 | Removed From Ground | Gas | 8000 | Bare Steel | Galvanized Steel | Not Marked
4090014 | 1 | 1999-02-15 | Removed From Ground | Gas | 2000 | Bare Steel | Galvanized Steel | Not Marked
4090014 | 2 | 1999-02-15 | Removed From Ground | Gas | 10000 | Cathodically Protected Steel | Galvanized Steel | Suction: No Valve At The Tank
4090014 | 3 | 1999-02-15 | Removed From Ground | Kerosene | 10000 | Cathodically Protected Steel | Galvanized Steel | Suction: No Valve At The Tank
4090014 | 4 | 1998-11-02 | Currently In Use | Kerosene | 10000 | Fiberglass | Fiberglass Reinforced Plastic | Suction: No Valve At The Tank |  | 1998-12-18 |  | 1998-12-18
4090014 | 5 | 1998-11-02 | Currently In Use | Aviation Gas/AV Gas | 10000 | Fiberglass | Fiberglass Reinforced Plastic | Pressure |  | 1998-12-18 |  | 1998-12-18
4090018 | 1 | 1987-06-01 | Removed From Ground | Gas | 1 | Bare Steel | Galvanized Steel | Not Marked
4090018 | 2 | 1987-06-01 | Removed From Ground | Gas | 1 | Bare Steel | Galvanized Steel | Not Marked
4090019 | 1 | 1993-11-20 | Removed From Ground | Gas | 2000 | Bare Steel | Galvanized Steel | Suction: No Valve At The Tank
4090019 | 2 | 1993-11-20 | Removed From Ground | Diesel | 560 | Bare Steel | Galvanized Steel | Suction: No Valve At The Tank
4090019 | 3 | 1993-11-20 | Removed From Ground | Gas | 560 | Bare Steel | Galvanized Steel | Not Marked
4090019 | 4 | 2008-03-11 | Removed From Ground | Gas | 1000 | Steel-Galvanic | Cathodically Protected | Suction: No Valve At The Tank |  | 1993-11-20 |  | 1993-11-20
4090019 | 5 | 2008-03-11 | Removed From Ground | Diesel | 1000 | Steel-Galvanic | Cathodically Protected | Suction: No Valve At The Tank |  | 1993-11-20 |  | 1993-11-20
4090020 | 10405-1 | 1988-12-01 | Removed From Ground | Gas | 550 | Bare Steel | Galvanized Steel | Not Marked
4090020 | 10405-2 | 1988-12-01 | Removed From Ground | Diesel | 550 | Bare Steel | Galvanized Steel | Not Marked
4090020 | 10405-3 | 1988-12-01 | Removed From Ground | Gas | 1000 | Bare Steel | Galvanized Steel | Not Marked
4090020 | 405G1 | 2001-08-21 | Removed From Ground | Gas | 1020 | Cathodically Protected Steel | Galvanized Steel | Suction: Valve At The Tank |  | 1988-11-01 |  | 1988-11-01
4090021 | 1 | 1987-05-01 | Removed From Ground | Diesel | 1000 | Bare Steel | Unknown | Not Marked
4090021 | 2 | 1987-05-01 | Removed From Ground | Gas | 1000 | Bare Steel | Unknown | Not Marked
4090022 | 1 | 1988-02-01 | Removed From Ground | Diesel | 500 | Bare Steel | Cathodically Protected | Not Marked
4090026 | 1 | 1999-12-07 | Removed From Ground | Gas | 6000 | Bare Steel | Galvanized Steel | Not Marked
4090026 | 2 | 1999-12-07 | Removed From Ground | Gas | 6000 | Bare Steel | Galvanized Steel | Not Marked
4090026 | 3 | 1999-12-07 | Removed From Ground | Gas | 3000 | Bare Steel | Galvanized Steel | Not Marked
4090026 | 4 |  | Permanently Out Of Use | Other |  | Bare Steel | Galvanized Steel | Not Marked
4090028 | 1 | 1997-12-01 | Removed From Ground | Empty | 3000 | Bare Steel | Galvanized Steel | Not Marked
4090028 | 2 | 1997-12-01 | Removed From Ground | Empty | 1000 | Bare Steel | Galvanized Steel | Not Marked
4090028 | 3 | 1997-12-01 | Removed From Ground | Empty | 1000 | Bare Steel | Galvanized Steel | Not Marked
4090028 | 4 | 1997-12-01 | Removed From Ground | Empty | 550 | Bare Steel | Galvanized Steel | Not Marked
4090031 | 1 | 1991-12-01 | Removed From Ground | Diesel | 6000 | Bare Steel | Copper | Not Marked
4090031 | 2 | 1991-12-01 | Removed From Ground | Diesel | 2000 | Bare Steel | Copper | Not Marked
4090032 | 1 | 1993-02-16 | Removed From Ground | Diesel | 10000 | Bare Steel | Bare Steel | Pressure
4090032 | 2 | 1993-02-16 | Removed From Ground | Used Oil | 1000 | Bare Steel | Bare Steel | Not Marked | Y |  | Y
4090032 | 3 | 2010-08-10 | Temporarily Out Of Use | Diesel | 10000 | Composite Double Walled | Fiberglass Reinforced Plastic | Pressure |  | 2000-01-01 |  | 2000-01-01
4090033 | 1 |  | Removed From Ground Date Unknown | Gas | 560 | Bare Steel | Galvanized Steel | Not Marked
4090034 | 1 | 1988-01-01 | Removed From Ground | Gas | 1000 | Bare Steel | Galvanized Steel | Not Marked
4090036 | 1 | 1988-01-01 | Removed From Ground | Gas | 560 | Bare Steel | Galvanized Steel | Not Marked
4090037 | 1 | 1988-01-01 | Removed From Ground | Gas | 1000 | Bare Steel | Galvanized Steel | Not Marked
4090037 | 2 | 1988-01-01 | Removed From Ground | Gas | 1000 | Bare Steel | Galvanized Steel | Not Marked
4090038 | 1 | 1988-01-01 | Removed From Ground | Gas | 560 | Bare Steel | Galvanized Steel | Not Marked
4090039 | 1 | 1988-01-01 | Removed From Ground | Gas | 1000 | Bare Steel | Galvanized Steel | Not Marked
4090041 | 1 | 1988-01-01 | Removed From Ground | Diesel | 560 | Bare Steel | Galvanized Steel | Not Marked
4090041 | 2 | 1988-01-01 | Removed From Ground | Gas | 560 | Bare Steel | Galvanized Steel | Not Marked
4090041 | 3 | 1988-01-01 | Removed From Ground | Gas | 560 | Bare Steel | Galvanized Steel | Not Marked
4090042 | 1 | 1988-01-01 | Removed From Ground | Gas | 2000 | Bare Steel | Galvanized Steel | Not Marked
4090042 | 2 | 1988-01-01 | Removed From Ground | Diesel | 4000 | Bare Steel | Galvanized Steel | Not Marked
4090043 | 1 | 1988-01-01 | Removed From Ground | Diesel | 2000 | Bare Steel | Galvanized Steel | Not Marked
4090043 | 2 | 1988-01-01 | Removed From Ground | Gas | 1000 | Bare Steel | Galvanized Steel | Not Marked
4090044 | 1 | 1984-12-31 | Currently In Use | Diesel | 10000 | Steel-Impressed Current | Fiberglass/Double Walled | Pressure |  | 1993-03-29 |  | 1993-03-29
4090044 | 10 | 1984-01-01 | Currently In Use | Kerosene | 500 | Steel-Impressed Current | Impressed Current | Suction: Valve At The Tank |  | 1996-12-01 |  | 1996-12-01
4090044 | 11 | 1986-01-01 | Currently In Use | Gas | 4000 | Steel-Impressed Current | Impressed Current | Suction: Valve At The Tank |  | 1996-12-01 |  | 1996-12-01
4090044 | 2 | 1984-01-01 | Currently In Use | Gas | 10000 | Steel-Impressed Current | Impressed Current | Suction: Valve At The Tank |  | 1996-12-01 |  | 1996-12-01
4090044 | 3 | 1984-01-01 | Currently In Use | Gas | 10000 | Steel-Impressed Current | Impressed Current | Suction: Valve At The Tank |  | 1996-12-01 |  | 1996-12-01
4090044 | 4 | 1984-01-01 | Currently In Use | Diesel | 10000 | Steel-Impressed Current | Impressed Current | Pressure |  | 1996-12-01 |  | 1996-12-01
4090044 | 5 | 1984-01-01 | Removed From Ground | Gas | 4000 | Bare Steel | Galvanized Steel | Not Marked
4090044 | 6 | 1984-01-01 | Removed From Ground | Gas | 3000 | Bare Steel | Bare Steel | Not Marked
4090044 | 7 | 1984-01-01 | Removed From Ground | Gas | 2000 | Bare Steel | Galvanized Steel | Not Marked
4090044 | 8 | 1984-01-01 | Removed From Ground | Gas | 1000 | Bare Steel | Galvanized Steel | Not Marked
4090044 | 9 | 1984-01-01 | Removed From Ground | Diesel | 560 | Bare Steel | Galvanized Steel | Not Marked
4090045 | 1 | 1999-05-01 | Removed From Ground | Gas | 3000 | Bare Steel | Galvanized Steel | Suction: Valve At The Tank
4090045 | 2 | 1999-05-01 | Removed From Ground | Gas | 3000 | Bare Steel | Galvanized Steel | Suction: Valve At The Tank
4090045 | 3 | 1999-05-01 | Removed From Ground | Gas | 3000 | Bare Steel | Galvanized Steel | Suction: Valve At The Tank
4090045 | 4 | 1999-05-01 | Removed From Ground | Gas | 6000 | Bare Steel | Galvanized Steel | Suction: Valve At The Tank
4090045 | 5 | 1999-05-01 | Removed From Ground | Diesel | 560 | Bare Steel | Galvanized Steel | Suction: Valve At The Tank
4090045 | 6 | 2016-02-29 | Temporarily Out Of Use | Gas | 4000 | Composite | Fiberglass Reinforced Plastic | Suction: Valve At The Tank | N | 1999-06-01 | N | 1999-06-01
4090045 | 7A | 2014-03-10 | Temporarily Out Of Use | Gas | 2000 | Composite | Fiberglass Reinforced Plastic | Suction: Valve At The Tank | N | 1999-06-01 | N | 1999-06-01
4090045 | 7B | 2014-03-10 | Temporarily Out Of Use | Gas | 2000 | Composite | Fiberglass Reinforced Plastic | Suction: Valve At The Tank | N | 1999-06-01 | N | 1999-06-01
4090045 | 8A | 1999-06-01 | Temporarily Out Of Use | Diesel | 2000 | Composite | Fiberglass Reinforced Plastic | Suction: Valve At The Tank | N | 1999-06-01 | N | 1999-06-01
4090045 | 8B | 1999-06-01 | Temporarily Out Of Use | Diesel | 2000 | Composite | Fiberglass Reinforced Plastic | Suction: Valve At The Tank | N | 1999-06-01 | N | 1999-06-01
4090046 | 1 | 2004-02-10 | Removed From Ground | Gas | 4000 | Cathodically Protected Steel | Cathodically Protected | Pressure |  | 1997-07-15 |  | 1997-07-15
4090046 | 2 | 2004-02-10 | Removed From Ground | Gas | 4000 | Cathodically Protected Steel | Cathodically Protected | Pressure |  | 1997-07-15 |  | 1997-07-15
4090046 | 3 | 2004-02-10 | Removed From Ground | Gas | 4000 | Cathodically Protected Steel | Cathodically Protected | Pressure |  | 1997-07-15 |  | 1997-07-15
4090049 | 1 | 1973-07-01 | Removed From Ground | Diesel | 6000 | Bare Steel | Galvanized Steel | Not Marked
4090049 | 2 | 1973-07-01 | Removed From Ground | Kerosene | 1000 | Bare Steel | Galvanized Steel | Not Marked
4090049 | 3 | 1973-07-01 | Removed From Ground | Diesel | 4000 | Bare Steel | Galvanized Steel | Not Marked
4090050 | 1 | 1984-03-28 | Currently In Use | Gas | 6000 | Steel-Impressed Current | Fiberglass Reinforced Plastic | Pressure |  | 1996-05-01 |  | 1996-05-01
4090050 | 2 | 1984-03-28 | Currently In Use | Gas | 6000 | Steel-Impressed Current | Fiberglass Reinforced Plastic | Pressure |  | 1996-05-01 |  | 1996-05-01
4090050 | 3 | 1984-03-28 | Currently In Use | Gas | 6000 | Steel-Impressed Current | Fiberglass Reinforced Plastic | Pressure |  | 1996-05-01 |  | 1996-05-01
4090054 | 1 | 1998-12-14 | Removed From Ground | Gas | 1000 | Bare Steel | Bare Steel | Pressure
4090054 | 2 | 1998-12-14 | Removed From Ground | Diesel | 10000 | Bare Steel | Bare Steel | Pressure
4090054 | 3 | 1998-12-14 | Removed From Ground | Diesel | 10000 | Bare Steel | Bare Steel | Pressure
4090055 | 1 | 1998-12-22 | Removed From Ground | Gas | 3000 | Bare Steel | Galvanized Steel | Suction: No Valve At The Tank
4090055 | 2 | 1999-12-22 | Removed From Ground | Gas | 3000 | Bare Steel | Galvanized Steel | Suction: No Valve At The Tank
4090055 | 3 | 1999-12-22 | Removed From Ground | Gas | 3000 | Bare Steel | Galvanized Steel | Suction: No Valve At The Tank
4090055 | 4 | 1999-12-22 | Removed From Ground | Other | 3000 | Bare Steel | Galvanized Steel | Suction: No Valve At The Tank
4090056 | 1 | 1994-01-12 | Removed From Ground | Other | 2000 | Bare Steel | Galvanized Steel | Suction: Valve At The Tank
4090056 | 2 | 1994-01-12 | Removed From Ground | Other | 1000 | Bare Steel | Galvanized Steel | Suction: Valve At The Tank
4090056 | 3 |  | Permanently Out Of Use | Other | 1000 | Bare Steel | Galvanized Steel | Suction: Valve At The Tank
4090056 | 4 |  | Permanently Out Of Use | Other | 2000 | Bare Steel | Galvanized Steel | Suction: Valve At The Tank
4090056 | 5 |  | Permanently Out Of Use | Gas | 550 | Not Marked/Unknown | Bare Steel | Suction: Valve At The Tank
4090060 | 1 | 1988-01-01 | Removed From Ground | Gas | 6000 | Bare Steel | Galvanized Steel | Pressure
4090060 | 2 | 1988-01-01 | Removed From Ground | Gas | 4000 | Bare Steel | Galvanized Steel | Pressure
4090060 | 3 | 1988-01-01 | Removed From Ground | Gas | 6000 | Bare Steel | Galvanized Steel | Pressure
4090060 | 4 | 1988-01-01 | Removed From Ground | Diesel | 4000 | Bare Steel | Galvanized Steel | Suction: No Valve At The Tank
4090060 | 5 | 2004-12-27 | Removed From Ground | Gas | 6000 | Steel-Impressed Current | Cathodically Protected | Pressure |  | 1994-10-27 |  | 1994-10-27
4090060 | 6 | 2004-12-27 | Removed From Ground | Gas | 4000 | Steel-Impressed Current | Cathodically Protected | Pressure |  | 1994-10-27 |  | 1994-10-27
4090060 | 7 | 2004-12-27 | Removed From Ground | Gas | 6000 | Steel-Impressed Current | Cathodically Protected | Pressure |  | 1994-10-27 |  | 1994-10-27
4090060 | 8 | 2004-12-27 | Removed From Ground | Diesel | 4000 | Steel-Impressed Current | Cathodically Protected | Pressure |  | 1994-10-27 |  | 1994-10-27
4090062 | 1 | 2011-05-04 | Temporarily Out Of Use | Gas | 6000 | Steel-Impressed Current | Impressed Current | Suction: Valve At The Tank |  | 1998-02-01 |  | 1998-02-01
4090062 | 2 | 2011-05-04 | Temporarily Out Of Use | Gas | 6000 | Steel-Impressed Current | Impressed Current | Suction: Valve At The Tank |  | 1998-02-01 |  | 1998-02-01
4090062 | 3 | 2011-05-04 | Temporarily Out Of Use | Gas | 6000 | Steel-Impressed Current | Impressed Current | Suction: Valve At The Tank |  | 1998-02-01 |  | 1998-02-01
4090063 | 1 | 1998-09-29 | Removed From Ground | Gas | 6000 | Fiberglass | Cathodically Protected | Pressure
4090063 | 2 | 1998-09-29 | Removed From Ground | Gas | 6000 | Fiberglass | Cathodically Protected | Pressure
4090063 | 3 | 1998-09-29 | Removed From Ground | Gas | 6000 | Fiberglass | Cathodically Protected | Pressure
4090065 | 1 | 1998-12-01 | Removed From Ground | Gas | 6000 | Bare Steel | Galvanized Steel | Pressure
4090065 | 2 | 1998-12-01 | Removed From Ground | Gas | 6000 | Bare Steel | Galvanized Steel | Pressure
4090065 | 3 | 1998-12-01 | Removed From Ground | Gas | 3000 | Bare Steel | Galvanized Steel | Pressure
4090065 | 4 | 1971-10-01 | Closed In Ground | Used Oil | 550 | Bare Steel | Galvanized Steel | Not Marked | Y |  | Y
4090066 | 1 | 1985-05-05 | Currently In Use | Gas | 6000 | STIP-3 | Fiberglass Reinforced Plastic | Pressure |  | 1995-05-10 |  | 1995-05-10
4090066 | 2 | 1985-05-05 | Currently In Use | Gas | 6000 | STIP-3 | Fiberglass Reinforced Plastic | Pressure |  | 1995-05-10 |  | 1995-05-10
4090066 | 3 | 1985-05-05 | Currently In Use | Gas | 6000 | STIP-3 | Fiberglass Reinforced Plastic | Pressure |  | 1995-05-10 |  | 1995-05-10
4090067 | 1A | 1976-03-24 | Currently In Use | Gas | 3000 | Steel-Impressed Current | Fiberglass Reinforced Plastic | Pressure |  | 1995-04-05 |  | 1995-04-05
4090067 | 1B | 1976-03-24 | Currently In Use | Gas | 3000 | Steel-Impressed Current | Fiberglass Reinforced Plastic | Pressure |  | 1995-04-05 |  | 1995-04-05
4090067 | 2 | 1976-03-24 | Currently In Use | Gas | 12000 | Steel-Impressed Current | Fiberglass Reinforced Plastic | Pressure |  | 1995-04-05 |  | 1995-04-05
4090067 | 3 | 2001-11-01 | Currently In Use | Diesel | 15000 | Composite | Fiberglass Reinforced Plastic | Pressure | N | 2001-11-01 | N | 2001-11-01
4090068 | 1 | 2004-06-01 | Removed From Ground | Gas | 6000 | Cathodically Protected Steel | Fiberglass Reinforced Plastic | Pressure |  | 1996-03-01 |  | 1996-03-01
4090068 | 2 | 2004-06-01 | Removed From Ground | Gas | 6000 | Cathodically Protected Steel | Fiberglass Reinforced Plastic | Pressure |  | 1996-03-01 |  | 1996-03-01
4090068 | 3 | 2004-06-01 | Removed From Ground | Gas | 6000 | Cathodically Protected Steel | Fiberglass Reinforced Plastic | Pressure |  | 1996-03-01 |  | 1996-03-01
4090070 | 1 | 1998-02-12 | Removed From Ground | Gas | 6000 | Cathodically Protected Steel | Fiberglass Reinforced Plastic | Suction: No Valve At The Tank |  | 1994-12-20 |  | 1994-12-20
4090070 | 2 | 1998-02-12 | Removed From Ground | Gas | 6000 | Cathodically Protected Steel | Fiberglass Reinforced Plastic | Suction: No Valve At The Tank |  | 1994-12-20 |  | 1994-12-20
4090070 | 294074 | 1998-11-01 | Currently In Use | Gas | 8000 | Composite | Double Walled Flex | Pressure |  | 1998-01-01 |  | 1998-01-01
4090070 | 294138A | 1998-11-01 | Currently In Use | Gas | 10000 | Composite | Double Walled Flex | Pressure |  | 1998-11-01 |  | 1998-11-01
4090070 | 294138B | 1998-11-01 | Currently In Use | Diesel | 5000 | Composite | Double Walled Flex | Pressure |  | 1998-01-01 |  | 1998-01-01
4090070 | 3 | 1998-02-12 | Removed From Ground | Gas | 6000 | Cathodically Protected Steel | Fiberglass Reinforced Plastic | Suction: No Valve At The Tank |  | 1994-12-20 |  | 1994-12-20
4090071 | 1 |  | Removed From Ground Date Unknown | Gas | 1000 | Bare Steel | Galvanized Steel | Not Marked
4090071 | 2 |  | Removed From Ground Date Unknown | Gas | 2000 | Bare Steel | Galvanized Steel | Not Marked
4090071 | 3 |  | Removed From Ground Date Unknown | Diesel | 500 | Bare Steel | Galvanized Steel | Not Marked
4090071 | 4 |  | Removed From Ground Date Unknown | Diesel | 500 | Bare Steel | Galvanized Steel | Not Marked
4090250 | 1 | 1998-09-13 | Closed In Ground | Diesel | 10000 | Cathodically Protected Steel | Galvanized Steel | Suction: Valve At The Tank
4100001 | 1 | 2001-10-02 | Removed From Ground | Diesel | 6000 | Steel-Impressed Current | Cathodically Protected | Suction: Valve At The Tank |  | 1998-07-13 |  | 1998-07-13
4100001 | 2 | 2001-10-02 | Removed From Ground | Gas | 8000 | Steel-Impressed Current | Galvanized Steel | Suction: Valve At The Tank |  | 1998-07-13 |  | 1998-07-13
4100001 | 3 | 2001-10-02 | Removed From Ground | Gas | 8000 | Steel-Impressed Current | Galvanized Steel | Suction: Valve At The Tank |  | 1998-07-13 |  | 1998-07-13
4100001 | 4 | 2001-10-02 | Removed From Ground | Gas | 4000 | Steel-Impressed Current | Galvanized Steel | Suction: Valve At The Tank |  | 1998-07-13 |  | 1998-07-13
4100001 | 5 | 2002-04-05 | Currently In Use | Gas | 15000 | Composite | Secondary Containment | Pressure | N | 2002-04-05 | N | 2002-04-05
4100001 | 6 | 2002-04-05 | Currently In Use | Gas | 6000 | Composite | Secondary Containment | Pressure | N | 2002-04-05 | N | 2002-04-05
4100001 | 7 | 2002-04-05 | Currently In Use | Diesel | 6000 | Composite | Secondary Containment | Pressure | N | 2002-04-05 | N | 2002-04-05
4100003 | 1 | 1998-10-25 | Removed From Ground | Gas | 2000 | Unknown | Unknown | Not Marked | N |  | N
4100003 | 2 | 1998-10-25 | Removed From Ground | Gas | 2000 | Unknown | Unknown | Not Marked | N |  | N
4100003 | 3 | 1998-10-25 | Removed From Ground | Gas | 3000 | Unknown | Unknown | Not Marked | N |  | N
4100003 | 4 | 1998-10-25 | Removed From Ground | Gas | 1000 | Bare Steel | Galvanized Steel | Not Marked
4100004 | 1 |  | Permanently Out Of Use | Empty | 560 | Bare Steel | Galvanized Steel | Not Marked
4100004 | 2 |  | Permanently Out Of Use | Empty | 560 | Bare Steel | Galvanized Steel | Not Marked
4100004 | 3 |  | Permanently Out Of Use | Empty | 287 | Bare Steel | Galvanized Steel | Not Marked
4100005 | 1 | 1997-10-10 | Removed From Ground | Gas | 1000 | Bare Steel | Galvanized Steel | Not Marked
4100005 | 2 | 1997-10-10 | Removed From Ground | Gas | 1000 | Bare Steel | Galvanized Steel | Not Marked
4100005 | 3 | 1997-10-10 | Removed From Ground | Gas | 1000 | Bare Steel | Galvanized Steel | Not Marked
4100006 | 1 | 1997-10-10 | Removed From Ground | Gas | 1000 | Bare Steel | Galvanized Steel | Not Marked
4100006 | 2 | 1997-10-10 | Removed From Ground | Gas | 1000 | Bare Steel | Galvanized Steel | Not Marked
4100008 | 001 | 1997-10-10 | Removed From Ground | Gas | 1000 | Bare Steel | Galvanized Steel | Suction: Valve At The Tank
4100008 | 002 | 1997-10-10 | Removed From Ground | Gas | 1000 | Bare Steel | Galvanized Steel | Suction: Valve At The Tank
4100008 | 003 | 1997-10-10 | Removed From Ground | Diesel | 560 | Bare Steel | Galvanized Steel | Suction: Valve At The Tank
4100008 | 4 | 2001-05-25 | Closed In Ground | Used Oil |  | Not Marked/Unknown | Not Marked | Not Marked
4100009 | 1 | 2000-01-27 | Removed From Ground | Gas | 560 | Bare Steel | Galvanized Steel | Not Marked
4100009 | 2 | 2002-01-29 | Removed From Ground | Not Marked/Tank Removed | 560 | Bare Steel | Unknown | Not Marked | N |  | N
4100010 | 1 |  | Permanently Out Of Use | Empty | 560 | Bare Steel | Galvanized Steel | Not Marked
4100010 | 2 |  | Permanently Out Of Use | Empty | 560 | Bare Steel | Galvanized Steel | Not Marked
4100011 | 1 | 2000-01-01 | Removed From Ground | Gas | 287 | Bare Steel | Galvanized Steel | Not Marked
4100011 | 2 | 2001-03-07 | Removed From Ground | Gas | 560 | Bare Steel | Unknown | Not Marked
4100012 | 1 | 1998-10-01 | Removed From Ground | Gas | 8000 | Bare Steel | Fiberglass Reinforced Plastic | Suction: Valve At The Tank
4100012 | 1UL | 1999-02-01 | Currently In Use | Gas | 10000 | Composite | Fiberglass Reinforced Plastic | Pressure | Y | 1999-02-15 12:00 |  | 1999-02-15 12:00
4100012 | 2 | 1998-10-01 | Removed From Ground | Gas | 8000 | Bare Steel | Fiberglass Reinforced Plastic | Suction: Valve At The Tank
4100012 | 2PRE | 1999-02-01 | Currently In Use | Gas | 6100 | Composite | Fiberglass Reinforced Plastic | Pressure | Y | 1999-02-15 12:00 |  | 1999-02-15 12:00
4100013 | 1 | 1986-01-01 | Currently In Use | Gas | 10000 | Steel-Impressed Current | Fiberglass Reinforced Plastic | Pressure |  | 1996-09-05 |  | 1996-09-05
4100013 | 2 | 1986-01-01 | Currently In Use | Gas | 8000 | Steel-Impressed Current | Fiberglass Reinforced Plastic | Pressure |  | 1996-09-05 |  | 1996-09-05
4100013 | 3 | 1986-01-01 | Currently In Use | Gas | 6000 | Steel-Impressed Current | Fiberglass Reinforced Plastic | Pressure |  | 1996-09-05 |  | 1996-09-05
4100013 | 4 | 1986-10-01 | Currently In Use | Diesel | 6000 | Steel-Impressed Current | Fiberglass Reinforced Plastic | Pressure |  | 1996-09-05 |  | 1996-09-05
4100014 | 1 |  | Removed From Ground Date Unknown | Gas | 560 | Bare Steel | Galvanized Steel | Not Marked
4100014 | 2 |  | Removed From Ground Date Unknown | Gas | 560 | Bare Steel | Galvanized Steel | Not Marked
4100014 | 3 |  | Removed From Ground Date Unknown | Diesel | 1060 | Bare Steel | Galvanized Steel | Not Marked
4100014 | 4 |  | Removed From Ground Date Unknown | Gas | 280 | Marked Unknown | Unknown | Not Marked
4100014 | 5 |  | Removed From Ground Date Unknown | Gas | 280 | Marked Unknown | Unknown | Not Marked
4100015 | 1 |  | Removed From Ground Date Unknown | Diesel | 3000 | Bare Steel | Galvanized Steel | Not Marked
4100015 | 2 |  | Removed From Ground Date Unknown | Gas | 3000 | Bare Steel | Galvanized Steel | Not Marked
4100015 | 3 |  | Removed From Ground Date Unknown | Gas | 3000 | Bare Steel | Galvanized Steel | Not Marked
4100015 | 4 |  | Removed From Ground Date Unknown | Gas | 560 | Bare Steel | Galvanized Steel | Not Marked
4100015 | 5 |  | Removed From Ground Date Unknown | Used Oil | 280 | Bare Steel | Galvanized Steel | Not Marked | Y |  | Y
4100015 | 6 | 2014-11-12 | Temporarily Out Of Use | Gas | 10000 | Fiberglass | Fiberglass Reinforced Plastic | Pressure |  | 1990-03-15 |  | 1990-03-15
4100015 | 7 | 2014-11-12 | Temporarily Out Of Use | Gas | 10000 | Fiberglass | Fiberglass Reinforced Plastic | Pressure |  | 1990-03-15 |  | 1990-03-15
4100016 | 1 |  | Removed From Ground Date Unknown | Gas | 560 | Bare Steel | Galvanized Steel | Not Marked
4100016 | 2 |  | Removed From Ground Date Unknown | Gas | 560 | Bare Steel | Galvanized Steel | Not Marked
4100017 | 1 | 1995-01-01 | Removed From Ground | Gas | 280 | Bare Steel | Galvanized Steel | Suction: No Valve At The Tank
4100017 | 2 | 1995-01-01 | Removed From Ground | Gas | 560 | Bare Steel | Galvanized Steel | Suction: No Valve At The Tank
4100017 | 3 | 1995-01-01 | Removed From Ground | Gas | 560 | Bare Steel | Galvanized Steel | Suction: No Valve At The Tank
4100018 | 1 | 1996-09-17 | Removed From Ground | Gas | 10000 | Bare Steel | Galvanized Steel | Suction: Valve At The Tank
4100018 | 1A | 1996-10-15 | Currently In Use | Gas | 10000 | Epoxy | Fiberglass Reinforced Plastic | Pressure |  | 1996-10-15 |  | 1996-10-15
4100018 | 1B | 2016-08-31 | Temporarily Out Of Use | Gas | 5000 | Epoxy | Fiberglass Reinforced Plastic | Pressure |  | 1996-10-15 |  | 1996-10-15
4100018 | 2 | 1996-09-17 | Removed From Ground | Gas | 10000 | Bare Steel | Galvanized Steel | Suction: Valve At The Tank
4100020 | 1 | 1989-02-01 | Removed From Ground | Gas | 2000 | Bare Steel | Galvanized Steel | Not Marked
4100020 | 2 | 1989-02-01 | Removed From Ground | Diesel | 560 | Bare Steel | Galvanized Steel | Not Marked
4100020 | 3 | 1989-02-01 | Removed From Ground | Diesel | 560 | Bare Steel | Galvanized Steel | Not Marked
4100020 | 4 | 2008-03-12 | Removed From Ground | Gas | 2000 | Steel-Galvanic | Cathodically Protected | Not Marked |  | 1989-01-01 |  | 1989-01-01
4100020 | 5 | 2008-03-12 | Removed From Ground | Diesel | 2000 | Steel-Galvanic | Cathodically Protected | Not Marked |  | 1989-01-01 |  | 1989-01-01
4100022 | 10481-1 | 1993-04-20 | Removed From Ground | Gas | 500 | Bare Steel | Unknown | Not Marked
4100023 | 10407-3 | 1993-04-21 | Removed From Ground | Diesel | 550 | Bare Steel | Galvanized Steel | Not Marked
4100023 | 10407-4 | 1993-04-21 | Removed From Ground | Gas | 1000 | Bare Steel | Galvanized Steel | Not Marked
4100023 | 10407-5 | 1993-04-21 | Removed From Ground | Gas | 500 | Bare Steel | Galvanized Steel | Not Marked
4100023 | 407D1 | 2004-03-17 | Removed From Ground | Diesel | 1010 | Cathodically Protected Steel | Galvanized Steel | Suction: Valve At The Tank |  | 1990-03-26 |  | 1990-03-26
4100023 | 407G1 | 2004-03-17 | Removed From Ground | Gas | 1010 | Cathodically Protected Steel | Galvanized Steel | Suction: Valve At The Tank |  | 1990-03-26 |  | 1990-03-26
4100025 | 1 | 1995-08-23 | Removed From Ground | Used Oil | 500 | Bare Steel | Galvanized Steel | Not Marked | Y |  | Y
4100026 | 1 | 1976-04-30 | Currently In Use | Gas | 12000 | Steel-Impressed Current | Fiberglass Reinforced Plastic | Pressure |  | 1997-03-05 |  | 1997-03-05
4100026 | 2 | 1976-04-30 | Currently In Use | Gas | 12000 | Steel-Impressed Current | Fiberglass Reinforced Plastic | Pressure |  | 1997-03-05 |  | 1997-03-05
4100027 | 1 | 1985-04-30 | Currently In Use | Gas | 10000 | Steel-Impressed Current | Impressed Current | Suction: Valve At The Tank |  | 1996-11-15 12:00 | Y | 1996-11-15 12:00
4100027 | 2 | 1985-04-30 | Currently In Use | Gas | 10000 | Steel-Impressed Current | Impressed Current | Suction: Valve At The Tank |  | 1996-11-15 12:00 | Y | 1996-11-15 12:00
4100027 | 3 | 1985-04-30 | Currently In Use | Gas | 6000 | Steel-Impressed Current | Impressed Current | Suction: Valve At The Tank |  | 1996-11-15 12:00 | Y | 1996-11-15 12:00
4100027 | 4 | 1985-04-30 | Currently In Use | Diesel | 6000 | Steel-Impressed Current | Impressed Current | Suction: Valve At The Tank |  | 1996-11-15 12:00 | Y | 1996-11-15 12:00
4100028 | 1 | 1983-06-22 | Currently In Use | Gas | 10000 | Steel-Impressed Current | Impressed Current | Suction: Valve At The Tank |  | 1997-02-28 |  | 1997-02-28
4100028 | 2 | 1983-06-22 | Currently In Use | Gas | 10000 | Steel-Impressed Current | Impressed Current | Suction: Valve At The Tank |  | 1997-02-28 |  | 1997-02-28
4100029 | 1 | 1990-06-29 | Removed From Ground | Gas | 500 | Bare Steel | Galvanized Steel | Not Marked
4100030 | 1 | 1985-01-01 | Currently In Use | Gas | 10000 | Steel-Galvanic | Fiberglass Reinforced Plastic | Pressure |  | 1997-05-12 |  | 1997-05-12
4100030 | 2 | 1985-01-01 | Currently In Use | Diesel | 10000 | Steel-Galvanic | Fiberglass Reinforced Plastic | Pressure |  | 1997-05-12 |  | 1997-05-12
4100032 | 1 | 1994-07-25 | Removed From Ground | Diesel | 20000 | Bare Steel | Unknown | Not Marked
4100032 | 1A | 1998-08-01 | Currently In Use | Diesel | 10000 | Epoxy | Fiberglass Reinforced Plastic | Suction: No Valve At The Tank |  | 1998-08-01 |  | 1998-08-01
4100032 | 1B | 1998-08-01 | Currently In Use | Diesel | 2500 | Epoxy | Fiberglass Reinforced Plastic | Suction: No Valve At The Tank |  | 1998-08-01 |  | 1998-08-01
4100032 | 1C | 1998-08-01 | Currently In Use | Gas | 2500 | Epoxy | Fiberglass Reinforced Plastic | Suction: No Valve At The Tank |  | 1998-08-01 |  | 1998-08-01
4100032 | 2 | 1999-01-01 | Removed From Ground | Diesel | 10000 | Bare Steel | Unknown | Pressure
4100032 | 3 | 1999-01-01 | Removed From Ground | Gas | 2000 | Bare Steel | Unknown | Suction: Valve At The Tank
4100032 | 4 | 1999-01-01 | Removed From Ground | Gas | 2000 | Bare Steel | Unknown | Suction: Valve At The Tank
4100033 | 1 | 1998-04-17 | Removed From Ground | Diesel | 10000 | Bare Steel | Galvanized Steel | Suction: Valve At The Tank
4100033 | 2 | 1998-04-17 | Removed From Ground | Gas | 10000 | Bare Steel | Galvanized Steel | Suction: Valve At The Tank
4100034 | 1 | 2000-01-18 | Removed From Ground | Gas | 8000 | Composite | Fiberglass Reinforced Plastic | Pressure |  | 1997-09-03 |  | 1992-03-09
4100034 | 2 | 2000-01-18 | Removed From Ground | Gas | 8000 | Composite | Fiberglass Reinforced Plastic | Pressure |  | 1997-09-03 |  | 1992-03-09
4100034 | 3 | 2000-01-18 | Removed From Ground | Diesel | 3000 | Not Marked/Unknown | Not Marked | Not Marked
4100034 | 4 | 2000-01-18 | Removed From Ground | Diesel | 3000 | Not Marked/Unknown | Not Marked | Not Marked
4100034 | 5 | 2000-01-18 | Removed From Ground | Gas | 3000 | Not Marked/Unknown | Not Marked | Not Marked
4100034 | 6 | 2000-02-08 | Currently In Use | Gas | 10000 | Composite Double Walled | Double Walled Flex | Pressure |  | 2000-02-08 |  | 2000-02-08
4100034 | 7 | 2000-02-08 | Currently In Use | Gas | 10000 | Composite Double Walled | Double Walled Flex | Pressure |  | 2000-02-08 |  | 2000-02-08
4110003 | 1 | 1982-02-01 | Closed In Ground | Gas | 5000 | Bare Steel | Unknown | Not Marked
4110003 | 2 | 1982-02-01 | Closed In Ground | Gas | 5000 | Bare Steel | Unknown | Not Marked
4110004 | 1 | 1990-03-01 | Closed In Ground | Gas | 3000 | Bare Steel | Unknown | Not Marked
4110004 | 2 | 1990-03-01 | Closed In Ground | Gas | 2000 | Bare Steel | Unknown | Not Marked
4110004 | 3 | 1990-03-01 | Closed In Ground | Gas | 3000 | Bare Steel | Unknown | Not Marked
4110004 | 4 | 1990-03-01 | Closed In Ground | Gas | 6000 | Bare Steel | Unknown | Not Marked
4110007 | 3 | 1992-12-16 | Removed From Ground | Gas | 8000 | Bare Steel | Bare Steel | Gravity Fed
4110007 | 4 | 1992-12-16 | Removed From Ground | Diesel | 8000 | Bare Steel | Bare Steel | Gravity Fed
4110007 | 5 | 1992-09-29 | Removed From Ground | Heating Oil | 4000 | Bare Steel | Bare Steel | Gravity Fed
4110007 | 7 | 2006-06-30 | Removed From Ground | Gas | 2000 | Double Walled | Fiberglass Reinforced Plastic | Gravity Fed |  | 1992-11-30 |  | 1992-11-30
4110007 | 8 | 2006-06-30 | Removed From Ground | Diesel | 4000 | Double Walled | Fiberglass Reinforced Plastic | Gravity Fed |  | 1992-11-30 |  | 1992-11-30
4110009 | 1 | 1995-01-01 | Removed From Ground | Gas | 2000 | Bare Steel | Galvanized Steel | Not Marked
4110010 | 1 | 1991-06-01 | Closed In Ground | Gas | 6100 | Bare Steel | Galvanized Steel | Not Marked
4110010 | 2 | 1991-06-01 | Closed In Ground | Gas | 10027 | Bare Steel | Galvanized Steel | Not Marked
4110010 | 3 | 1972-05-01 | Closed In Ground | Gas | 5000 | Bare Steel | Galvanized Steel | Not Marked
4110011 | 1 | 2011-06-06 | Temporarily Out Of Use | Gas | 6000 | Steel-Impressed Current | Cathodically Protected | Pressure |  | 1997-08-28 |  | 1997-08-28
4110011 | 2 | 2011-06-06 | Temporarily Out Of Use | Gas | 6000 | Steel-Impressed Current | Cathodically Protected | Pressure |  | 1997-08-28 |  | 1997-08-28
4110011 | 3 | 2011-06-06 | Temporarily Out Of Use | Gas | 6000 | Steel-Impressed Current | Cathodically Protected | Pressure |  | 1997-08-28 |  | 1997-08-28
4110012 | 1 | 1969-01-01 | Temporarily Out Of Use | Gas | 6000 | Steel-Impressed Current | Cathodically Protected | Pressure |  | 1969-01-01 |  | 1997-06-15
4110012 | 2 | 1969-01-01 | Temporarily Out Of Use | Gas | 6000 | Steel-Impressed Current | Cathodically Protected | Pressure |  | 1969-01-01 |  | 1997-06-15
4110012 | 3 | 1969-01-01 | Temporarily Out Of Use | Gas | 4000 | Steel-Impressed Current | Cathodically Protected | Pressure |  | 1969-01-01 |  | 1997-06-15
4110016 | 1 | 2012-08-07 | Removed From Ground | Gas | 10000 | Steel-Impressed Current | Fiberglass Reinforced Plastic | Pressure |  | 1998-02-12 |  | 1998-02-12
4110016 | 2 | 2012-08-07 | Removed From Ground | Gas | 8000 | Steel-Impressed Current | Fiberglass Reinforced Plastic | Pressure |  | 1998-02-12 |  | 1998-02-12
4110016 | 3 | 2012-08-07 | Removed From Ground | Gas | 6000 | Steel-Impressed Current | Fiberglass Reinforced Plastic | Pressure |  | 1998-02-12 |  | 1998-02-12
4110017 | 1 | 1990-02-26 | Removed From Ground | Gas | 3000 | Bare Steel | Galvanized Steel | Not Marked
4110019 | 1 | 1987-01-01 | Removed From Ground | Gas | 550 | Bare Steel | Bare Steel | Not Marked
4110020 | 1 |  | Currently In Use | Gas | 1000 | Bare Steel | Galvanized Steel | Not Marked
4110020 | 1 |  | Removed From Ground Date Unknown | Gas | 1000 | Bare Steel | Galvanized Steel | Not Marked
4110020 | 2 |  | Currently In Use | Diesel | 1000 | Bare Steel | Galvanized Steel | Not Marked
4110020 | 2 |  | Removed From Ground Date Unknown | Diesel | 1000 | Bare Steel | Galvanized Steel | Not Marked
4110021 | 1 | 1987-12-15 | Currently In Use | Gas | 8000 | Fiberglass | Fiberglass Reinforced Plastic | Pressure |  | 1987-12-15 |  | 1987-12-15
4110021 | 2 | 1987-12-15 | Currently In Use | Gas | 8000 | Fiberglass | Fiberglass Reinforced Plastic | Pressure |  | 1987-12-15 |  | 1987-12-15
4110021 | 3 | 1987-12-15 | Currently In Use | Gas | 8000 | Fiberglass | Fiberglass Reinforced Plastic | Pressure |  | 1987-12-15 |  | 1987-12-15
4110022 | 1 | 1984-01-21 | Currently In Use | Gas | 8000 | Steel-Impressed Current | Double Walled | Pressure |  | 1996-11-01 |  | 1996-11-01
4110022 | 2 | 1984-01-21 | Currently In Use | Gas | 8000 | Steel-Impressed Current | Double Walled | Pressure |  | 1996-11-01 |  | 1996-11-01
4110022 | 3 | 1984-01-21 | Currently In Use | Gas | 8000 | Steel-Impressed Current | Double Walled | Pressure |  | 1996-11-01 |  | 1996-11-01
4110022 | 4 | 2000-05-26 | Currently In Use | Kerosene | 2000 | Composite | Fiberglass Reinforced Plastic | Suction: Valve At The Tank |  | 2000-05-26 |  | 2000-05-26
4110023 | 1 | 1999-09-17 | Removed From Ground | Gas | 1000 | Bare Steel | Bare Steel | Not Marked
4110024 | 1 | 1990-02-09 | Removed From Ground | Other | 25000 | Bare Steel | Bare Steel | Not Marked
4110024 | 2 | 1990-02-01 | Removed From Ground | Empty | 8000 | Bare Steel | Bare Steel | Not Marked
4110025 | 1 | 1992-01-01 | Removed From Ground | Used Oil | 1 | Bare Steel | Fiberglass Reinforced Plastic | Not Marked | Y |  | Y
4110029 | 1 | 1996-08-01 | Removed From Ground | Gas | 5000 | Not Marked/Unknown | Galvanized Steel | Not Marked
4110029 | 1A | 1999-08-01 | Removed From Ground | Diesel | 10000 | Bare Steel | Galvanized Steel | Not Marked
4110029 | 2 | 1996-08-01 | Removed From Ground | Diesel | 10000 | Bare Steel | Galvanized Steel | Not Marked
4110030 | 1 | 1987-10-01 | Removed From Ground | Gas | 4000 | Bare Steel | Bare Steel | Not Marked
4110030 | 2 | 2004-11-12 | Removed From Ground | Gas | 5000 | Marked Unknown | Unknown | Not Marked
4110030 | 3 | 2004-11-12 | Removed From Ground | Gas | 5000 | Marked Unknown | Unknown | Not Marked
4110031 | 1 | 1997-03-31 | Removed From Ground | Diesel | 270 | Bare Steel | Copper | Suction: Valve At The Tank
4110031 | 2 | 1997-04-01 | Currently In Use | Diesel | 275 | Unknown | Double Walled | Suction: Valve At The Tank |  | 1997-04-01 |  | 1997-04-01
4110032 | 1 | 1994-01-01 | Removed From Ground | Diesel | 20000 | Bare Steel | Unknown | Not Marked
4110032 | 2 | 1991-01-01 | Removed From Ground | Diesel | 20000 | Bare Steel | Unknown | Not Marked
4110032 | 3 | 1998-10-01 | Closed In Ground | Diesel | 10000 | Fiberglass | Bare Steel | Gravity Fed
4110032 | 4 | 1982-02-25 | Currently In Use | Diesel | 2000 | Double Walled | Fiberglass Reinforced Plastic | Not Marked |  | 1998-10-28 |  | 1998-10-28
4110032 | 5 | 1991-01-01 | Currently In Use | Diesel | 20000 | Double Walled | Fiberglass Reinforced Plastic | Pressure |  | 1991-01-01 |  | 1991-01-01
4110032 | 6 | 1991-01-01 | Currently In Use | Diesel | 20000 | Double Walled | Fiberglass Reinforced Plastic | Pressure |  | 1991-01-01 |  | 1991-01-01
4110033 | 1 | 2000-08-15 | Removed From Ground | Gas | 8000 | Bare Steel | Galvanized Steel | Not Marked
4110033 | 2 | 2000-08-15 | Removed From Ground | Gas | 8000 | Bare Steel | Galvanized Steel | Not Marked
4110033 | 3 | 2000-08-15 | Removed From Ground | Gas | 8000 | Bare Steel | Galvanized Steel | Not Marked
4110033 | 4 | 2000-08-15 | Removed From Ground | Diesel | 3000 | Bare Steel | Galvanized Steel | Not Marked
4110033 | 5 | 2002-06-01 | Currently In Use | Gas | 8000 | Composite | Fiberglass Reinforced Plastic | Pressure | N | 2002-06-01 | N | 2002-06-01
4110033 | 6 | 2002-06-01 | Currently In Use | Gas | 4000 | Composite | Fiberglass Reinforced Plastic | Pressure | N | 2002-06-01 | N | 2002-06-01
4110035 | 1 | 1996-02-01 | Removed From Ground | Gas | 6000 | Bare Steel | Galvanized Steel | Not Marked
4110035 | 2 | 1996-02-01 | Removed From Ground | Gas | 8000 | Bare Steel | Galvanized Steel | Not Marked
4110035 | 3 | 1996-02-01 | Removed From Ground | Gas | 15000 | Bare Steel | Galvanized Steel | Not Marked
4110035 | 4 | 1996-03-01 | Removed From Ground | Gas | 15000 | Bare Steel | Galvanized Steel | Not Marked
4110036 | 040 | 1982-02-27 | Currently In Use | Diesel | 6048 | Fiberglass | Cathodically Protected | Pressure |  | 1998-10-25 |  | 1998-10-25
4110036 | 041 | 1982-02-27 | Currently In Use | Gas | 6048 | Fiberglass | Cathodically Protected | Pressure |  | 1998-10-25 |  | 1998-10-25
4110037 | 1 | 1997-07-01 | Removed From Ground | Gas | 3000 | Bare Steel | Galvanized Steel | Suction: Valve At The Tank
4110037 | 2 | 1997-07-01 | Removed From Ground | Gas | 3000 | Bare Steel | Galvanized Steel | Suction: Valve At The Tank
4110037 | 3 | 1997-07-01 | Removed From Ground | Gas | 2000 | Bare Steel | Galvanized Steel | Suction: Valve At The Tank
4110037 | 4 | 1997-07-01 | Removed From Ground | Diesel | 2000 | Bare Steel | Galvanized Steel | Suction: Valve At The Tank
4110037 | 5 | 1997-07-02 | Currently In Use | Gas | 10000 | Fiberglass | Fiberglass Reinforced Plastic | Pressure |  | 1997-07-02 |  | 1997-07-02
4110037 | 6 | 1997-07-02 | Currently In Use | Gas | 10000 | Fiberglass | Fiberglass Reinforced Plastic | Pressure |  | 1997-07-02 |  | 1997-07-02
4110037 | 7 | 1997-07-02 | Currently In Use | Gas | 5000 | Fiberglass | Fiberglass Reinforced Plastic | Pressure |  | 1997-07-02 |  | 1997-07-02
4110039 | 044 | 1988-01-01 | Currently In Use | Gas | 8000 | Steel-Impressed Current | Fiberglass Reinforced Plastic | Pressure |  | 1988-02-01 |  | 1988-02-01
4110039 | 045 | 1988-01-01 | Currently In Use | Gas | 8000 | Steel-Impressed Current | Fiberglass Reinforced Plastic | Pressure |  | 1988-02-01 |  | 1988-02-01
4110039 | 046 | 1988-01-01 | Currently In Use | Gas | 8000 | Steel-Impressed Current | Fiberglass Reinforced Plastic | Pressure |  | 1988-02-01 |  | 1988-02-01
4110039 | 047 | 1968-02-01 | Temporarily Out Of Use | Diesel | 10061 | Steel-Impressed Current | Double Walled | Pressure |  | 1988-02-01 |  | 1988-02-01
4110039 | 048 | 1988-01-01 | Currently In Use | Kerosene | 1011 | Steel-Impressed Current | Fiberglass Reinforced Plastic | Suction: Valve At The Tank |  | 1988-02-01 |  | 1988-02-01
4110039 | 1 | 1988-09-15 | Removed From Ground | Gas | 4010 | Bare Steel | Galvanized Steel | Not Marked
4110039 | 2 | 1988-09-15 | Removed From Ground | Gas | 4010 | Bare Steel | Galvanized Steel | Not Marked
4110039 | 3 | 1988-09-15 | Removed From Ground | Gas | 4010 | Bare Steel | Galvanized Steel | Not Marked
4110039 | 4 | 1988-09-15 | Removed From Ground | Gas | 4010 | Bare Steel | Galvanized Steel | Not Marked
4110039 | 5 | 1988-09-15 | Removed From Ground | Gas | 1990 | Bare Steel | Galvanized Steel | Not Marked
4110041 | 008 | 2003-09-02 | Currently In Use | Gas | 4010 | Steel-Impressed Current | Cathodically Protected | Pressure |  | 1988-06-01 |  | 1988-06-01
4110041 | 009 | 2003-09-02 | Currently In Use | Gas | 4010 | Steel-Impressed Current | Cathodically Protected | Pressure |  | 1988-06-01 |  | 1988-06-01
4110041 | 010 | 2003-09-03 | Currently In Use | Gas | 4010 | Steel-Impressed Current | Cathodically Protected | Pressure |  | 1988-06-01 |  | 1988-06-01
4110041 | 011 | 2003-09-03 | Currently In Use | Diesel | 4010 | Steel-Impressed Current | Cathodically Protected | Pressure |  | 1988-06-01 |  | 1988-06-01
4110041 | 012 | 1999-09-30 | Removed From Ground | Diesel | 560 | Bare Steel | Galvanized Steel | Suction: Valve At The Tank
4110041 | 016 | 1999-09-30 | Removed From Ground | Heating Oil | 560 | Bare Steel | Galvanized Steel | Suction: Valve At The Tank
4110042 | 001 | 1999-07-01 | Removed From Ground | Gas | 6141 | Bare Steel | Galvanized Steel | Suction: Valve At The Tank
4110042 | 002 | 1999-07-01 | Removed From Ground | Gas | 8116 | Bare Steel | Galvanized Steel | Suction: Valve At The Tank
4110042 | 003 | 1999-07-01 | Removed From Ground | Gas | 8116 | Bare Steel | Galvanized Steel | Suction: Valve At The Tank
4110043 | 1 | 1978-01-31 | Currently In Use | Gas | 10166 | Steel-Impressed Current | Cathodically Protected | Pressure |  | 1998-11-25 |  | 1998-11-25
4110043 | 2 | 1977-01-31 | Currently In Use | Gas | 10166 | Steel-Impressed Current | Cathodically Protected | Pressure |  | 1998-11-25 |  | 1998-11-25
4110043 | 3 | 1977-01-31 | Currently In Use | Diesel | 6047 | Steel-Impressed Current | Cathodically Protected | Pressure |  | 1998-11-25 |  | 1998-11-25
4110044 | 1 | 1978-01-31 | Currently In Use | Gas | 2980 | Steel-Impressed Current | Cathodically Protected | Not Marked |  | 1998-04-01 |  | 1998-04-01
4110044 | 2 | 1978-01-31 | Currently In Use | Gas | 2980 | Steel-Impressed Current | Cathodically Protected | Not Marked |  | 1998-04-01 |  | 1998-04-01
4110044 | 3 | 1985-01-01 | Currently In Use | Gas | 8000 | Steel-Impressed Current | Cathodically Protected | Not Marked |  | 1998-04-01 |  | 1998-04-01
4110045 | 1 | 1999-06-01 | Removed From Ground | Gas | 8272 | Bare Steel | Galvanized Steel | Pressure
4110045 | 2 | 1999-06-01 | Removed From Ground | Gas | 8272 | Bare Steel | Galvanized Steel | Pressure
4110045 | 3A | 1999-06-01 | Removed From Ground | Gas | 2980 | Bare Steel | Galvanized Steel | Pressure
4110045 | 3B | 1999-06-01 | Removed From Ground | Gas | 2980 | Bare Steel | Galvanized Steel | Pressure
4110045 | 4 | 2000-03-31 | Currently In Use | Gas | 20000 | Composite | Cathodically Protected | Pressure | N | 2000-03-31 | N | 2000-03-31
4110045 | 5 | 2000-03-31 | Currently In Use | Diesel | 6000 | Composite | Cathodically Protected | Pressure | N | 2000-03-31 | N | 2000-03-31
4110046 | 1 | 1978-01-31 | Currently In Use | Gas | 8272 | Steel-Impressed Current | Cathodically Protected | Pressure |  | 1998-09-30 |  | 1998-09-30
4110046 | 2 | 1978-01-31 | Currently In Use | Gas | 8272 | Steel-Impressed Current | Cathodically Protected | Pressure |  | 1998-09-30 |  | 1998-09-30
4110046 | 3 | 1978-01-31 | Currently In Use | Gas | 6047 | Steel-Impressed Current | Cathodically Protected | Pressure |  | 1998-09-30 |  | 1998-09-30
4110048 | 020 | 2008-12-18 | Removed From Ground | Gas | 6610 | Steel-Impressed Current | Cathodically Protected | Suction: Valve At The Tank |  | 1991-06-30 |  | 1991-06-30
4110048 | 021 | 2008-12-18 | Removed From Ground | Gas | 2980 | Steel-Impressed Current | Cathodically Protected | Suction: Valve At The Tank |  | 1991-06-30 |  | 1991-06-30
4110048 | 022 | 2008-12-18 | Removed From Ground | Gas | 6610 | Steel-Impressed Current | Cathodically Protected | Suction: Valve At The Tank |  | 1991-06-30 |  | 1991-06-30
4110048 | 023 | 2009-02-09 | Closed In Ground | Diesel | 8116 | Steel-Impressed Current | Cathodically Protected | Pressure |  | 1991-06-30 |  | 1991-06-30
4110048 | 24 | 2009-02-26 | Currently In Use | Gas | 8084 | Composite Double Walled | Not Marked | Pressure | N | 2009-02-26 | N | 2009-02-26
4110048 | 25 | 2009-02-26 | Currently In Use | Gas | 4089 | Composite Double Walled | Not Marked | Pressure | N | 2009-02-26 | N | 2009-02-26
4110048 | 26 | 2009-02-26 | Currently In Use | Diesel | 12064 | Composite Double Walled | Not Marked | Pressure | N | 2009-02-26 | N | 2009-02-26
4110049 | 1 | 1990-12-01 | Removed From Ground | Gas | 6048 | Bare Steel | Galvanized Steel | Not Marked
4110049 | 2 | 1990-12-01 | Removed From Ground | Gas | 2980 | Bare Steel | Galvanized Steel | Not Marked
4110049 | 3 | 1990-12-01 | Removed From Ground | Gas | 2980 | Bare Steel | Galvanized Steel | Not Marked
4110049 | 4 | 1990-12-01 | Removed From Ground | Diesel | 2980 | Bare Steel | Galvanized Steel | Not Marked
4110050 | 050 | 1968-02-01 | Currently In Use | Gas | 5288 | Steel-Impressed Current | Cathodically Protected | Pressure |  | 1998-07-01 |  | 1994-11-30
4110050 | 051 | 2017-02-28 | Temporarily Out Of Use | Diesel | 1034 | Steel-Impressed Current | Cathodically Protected | Suction: No Valve At The Tank |  | 1998-07-01 |  | 1994-11-30
4110050 | 052 |  | Permanently Out Of Use | Gas | 560 | Bare Steel | Galvanized Steel | Not Marked
4110050 | 1 | 2017-02-28 | Temporarily Out Of Use | Gas | 6610 | Steel-Impressed Current | Cathodically Protected | Pressure |  | 1998-07-01 |  | 1994-11-30
4110050 | 2 | 1992-12-01 | Removed From Ground | Used Oil | 560 | Bare Steel | Galvanized Steel | Gravity Fed | Y |  | Y
4110052 | 1 | 1996-08-20 | Removed From Ground | Diesel | 10000 | Bare Steel | Unknown | Not Marked
4110052 | 2 | 1996-08-20 | Removed From Ground | Diesel | 10000 | Bare Steel | Unknown | Not Marked
4110052 | 3 | 1996-08-20 | Removed From Ground | Other | 3000 | Bare Steel | Unknown | Not Marked
4110052 | 4 | 1996-08-20 | Removed From Ground | Used Oil | 550 | Bare Steel | Unknown | Not Marked | Y |  | Y
4110054 | 1 | 1989-01-01 | Removed From Ground | Gas | 4000 | Bare Steel | Galvanized Steel | Not Marked
4110054 | 2 | 1989-01-01 | Removed From Ground | Gas | 4000 | Bare Steel | Galvanized Steel | Not Marked
4110054 | 3 | 1989-01-01 | Removed From Ground | Gas | 4000 | Bare Steel | Galvanized Steel | Not Marked
4110054 | 4 | 1989-01-01 | Removed From Ground | Used Oil |  | Bare Steel | Not Marked | Not Marked | Y |  | Y
4110055 | 1 | 1994-02-01 | Removed From Ground | Diesel | 1000 | Bare Steel | Galvanized Steel | Not Marked
4110055 | 2 | 1988-11-01 | Removed From Ground | Gas | 3000 | Bare Steel | Galvanized Steel | Not Marked
4110055 | 3 | 1988-11-01 | Removed From Ground | Diesel | 6000 | Bare Steel | Galvanized Steel | Not Marked
4110055 | 4 | 1988-11-01 | Removed From Ground | Gas | 2000 | Bare Steel | Galvanized Steel | Not Marked
4110055 | 5 |  | Currently In Use | Other | 3000 | Bare Steel | Not Marked | Not Marked
4110060 | 1 | 1990-03-01 | Removed From Ground | Other | 3000 | Bare Steel | Bare Steel | Not Marked
4110064 | 1 | 1983-02-01 | Closed In Ground | Used Oil | 25000 | Bare Steel | Galvanized Steel | Not Marked
4110064 | 2 | 1983-02-01 | Closed In Ground | Gas | 25000 | Bare Steel | Galvanized Steel | Not Marked
4110064 | 3 | 1983-02-01 | Closed In Ground | Gas | 25000 | Bare Steel | Galvanized Steel | Not Marked
4110064 | 4 | 1983-02-01 | Closed In Ground | Diesel | 25000 | Bare Steel | Galvanized Steel | Not Marked
4110065 | 1 | 2000-09-29 | Removed From Ground | Gas | 8000 | Bare Steel | Galvanized Steel | Not Marked
4110065 | 2 | 2000-09-29 | Removed From Ground | Gas | 6000 | Bare Steel | Galvanized Steel | Not Marked
4110065 | 3 | 2000-09-29 | Removed From Ground | Gas | 2000 | Bare Steel | Galvanized Steel | Not Marked
4110065 | 4 | 2000-09-29 | Removed From Ground | Gas | 2000 | Bare Steel | Galvanized Steel | Not Marked
4110065 | 5 | 2000-09-29 | Removed From Ground | Used Oil | 500 | Bare Steel | Galvanized Steel | Not Marked | Y |  | Y
4110067 | 1 | 1989-03-16 | Removed From Ground | Used Oil | 275 | Bare Steel | Galvanized Steel | Not Marked | Y |  | Y
4110068 | 1 | 1993-11-17 | Removed From Ground | Used Oil | 500 | Bare Steel | Unknown | Gravity Fed | Y |  | Y
4110069 | 1 | 1991-08-07 | Removed From Ground | Gas | 10000 | Bare Steel | Galvanized Steel | Not Marked
4110070 | 1 | 1995-11-22 | Removed From Ground | Gas | 3000 | Bare Steel | Bare Steel | Not Marked
4110070 | 2 | 1995-11-22 | Removed From Ground | Other | 300 | Bare Steel | Bare Steel | Not Marked
4110070 | 3 | 1995-11-22 | Removed From Ground | Used Oil | 250 | Bare Steel | Bare Steel | Not Marked | Y |  | Y
4110071 | 1 | 1993-04-16 | Removed From Ground | Diesel | 10000 | Bare Steel | Galvanized Steel | Not Marked
4110071 | 2 | 1993-04-16 | Removed From Ground | Diesel | 10000 | Bare Steel | Galvanized Steel | Not Marked
4110071 | 224090 | 2013-05-13 | Temporarily Out Of Use | Diesel | 12000 | Double Walled | Fiberglass Reinforced Plastic | Pressure |  | 1993-03-17 |  | 1993-03-17
4110071 | 3 | 1993-04-16 | Removed From Ground | Gas | 1000 | Bare Steel | Galvanized Steel | Not Marked
4110071 | 4 | 1993-04-16 | Removed From Ground | Used Oil | 560 | Bare Steel | Galvanized Steel | Not Marked | Y |  | Y
4110074 | 1 | 1993-11-10 | Removed From Ground | Diesel | 10000 | Bare Steel | Unknown | Not Marked
4110074 | 2 | 1993-11-10 | Removed From Ground | Diesel | 10000 | Bare Steel | Unknown | Not Marked
4110075 | 1 | 1990-01-11 | Removed From Ground | Diesel | 10000 | Bare Steel | Galvanized Steel | Not Marked
4110075 | 2 | 1990-01-11 | Removed From Ground | Gas | 5000 | Bare Steel | Galvanized Steel | Not Marked
4110077 | 1 | 1999-01-19 | Removed From Ground | Used Oil | 550 | Bare Steel | Galvanized Steel | Not Marked | Y |  | Y
4110078 | 1 | 1988-02-03 | Removed From Ground | Used Oil | 1000 | Bare Steel | Unknown | Not Marked | Y |  | Y
4110078 | 2 | 1988-02-03 | Removed From Ground | Other | 550 | Bare Steel | Unknown | Not Marked
4110078 | 3 | 1988-02-03 | Removed From Ground | Used Oil | 1 | Bare Steel | Unknown | Not Marked | Y |  | Y
4110079 | 1 | 1989-08-15 | Removed From Ground | Diesel | 30000 | Cathodically Protected Steel | Bare Steel | Not Marked
4110080 | 1 | 1989-11-15 | Removed From Ground | Gas | 10000 | Bare Steel | Unknown | Not Marked
4110080 | 7 | 1989-11-15 | Removed From Ground | Gas | 10000 | Bare Steel | Unknown | Not Marked
4110081 | 1 | 1989-10-10 | Removed From Ground | Kerosene | 1000 | Bare Steel | Galvanized Steel | Not Marked
4110081 | 2 | 1989-10-10 | Removed From Ground | Kerosene | 1000 | Bare Steel | Galvanized Steel | Not Marked
4110081 | 3 | 1989-10-10 | Removed From Ground | Used Oil | 150 | Bare Steel | Not Marked | Not Marked | Y |  | Y
4110082 | 1 | 1989-10-10 | Removed From Ground | Kerosene | 250 | Bare Steel | Unknown | Not Marked
4110083 | 1 | 1997-01-03 | Removed From Ground | Empty | 10000 | Fiberglass | Fiberglass Reinforced Plastic | Pressure
4110084 | 1 | 1989-07-21 | Removed From Ground | Gas | 12000 | Bare Steel | Galvanized Steel | Not Marked
4110084 | 2 | 1989-07-21 | Removed From Ground | Diesel | 12000 | Bare Steel | Galvanized Steel | Not Marked
4110084 | 3 |  | Closed In Ground Date Unknown | Gas | 8000 | Bare Steel | Galvanized Steel | Not Marked
4110084 | 4 | 1989-07-21 | Removed From Ground | Used Oil | 250 | Bare Steel | Galvanized Steel | Not Marked | Y |  | Y
4110084 | 5 | 1989-01-01 | Removed From Ground | Gas | 12000 | Bare Steel | Galvanized Steel | Not Marked
4110084 | 6 | 1989-01-01 | Removed From Ground | Diesel | 12000 | Bare Steel | Galvanized Steel | Not Marked
4110085 | 1 |  | Permanently Out Of Use | Empty | 4000 | Bare Steel | Galvanized Steel | Not Marked
4110085 | 2 |  | Permanently Out Of Use | Empty | 10000 | Bare Steel | Galvanized Steel | Not Marked
4110085 | 3 |  | Permanently Out Of Use | Empty | 10000 | Bare Steel | Galvanized Steel | Not Marked
4110085 | 4 |  | Permanently Out Of Use | Empty | 10000 | Composite | Fiberglass Reinforced Plastic | Not Marked
4110085 | 5 | 1989-12-01 | Currently In Use | Kerosene | 4000 | Double Walled | Fiberglass Reinforced Plastic | Pressure |  | 1998-01-01 |  | 1998-01-01
4110085 | 6 | 1991-03-01 | Currently In Use | Gas | 10000 | Double Walled | Fiberglass Reinforced Plastic | Pressure |  | 1998-01-01 |  | 1998-01-01
4110085 | 7 | 1991-03-01 | Currently In Use | Gas | 10000 | Double Walled | Fiberglass Reinforced Plastic | Pressure |  | 1998-01-01 |  | 1998-01-01
4110085 | 8 | 1991-03-01 | Currently In Use | Gas | 10000 | Double Walled | Fiberglass Reinforced Plastic | Pressure |  | 1998-01-01 |  | 1998-01-01
4110085 | 9 | 1991-03-01 | Currently In Use | Diesel | 10000 | Double Walled | Fiberglass Reinforced Plastic | Pressure |  | 1998-01-01 |  | 1998-01-01
4110086 | 1 | 1985-04-15 | Currently In Use | Gas | 10000 | Epoxy | Fiberglass Reinforced Plastic | Pressure |  | 1998-01-01 |  | 1998-01-01
4110086 | 2 | 1985-04-15 | Currently In Use | Gas | 10000 | Epoxy | Fiberglass Reinforced Plastic | Pressure |  | 1998-10-01 |  | 1998-10-01
4110086 | 3 | 1985-04-15 | Currently In Use | Gas | 10000 | Epoxy | Fiberglass Reinforced Plastic | Pressure |  | 1998-01-01 |  | 1998-01-01
4110086 | 4 | 1985-04-15 | Currently In Use | Diesel | 10000 | Epoxy | Fiberglass Reinforced Plastic | Pressure |  | 1998-01-01 |  | 1998-01-01
4110088 | 1 | 1986-01-01 | Removed From Ground | Gas | 10000 | Bare Steel | Galvanized Steel | Not Marked
4110088 | 2 | 1986-01-01 | Removed From Ground | Gas | 10000 | Bare Steel | Galvanized Steel | Not Marked
4110088 | 3 | 1986-01-01 | Removed From Ground | Gas | 3000 | Bare Steel | Galvanized Steel | Not Marked
4110088 | 4 | 2016-08-17 | Currently In Use | Gas | 10135 | Composite | Fiberglass Reinforced Plastic | Pressure |  | 1987-01-01 |  | 1987-01-01
4110088 | 5 | 2016-08-17 | Currently In Use | Gas | 10135 | Composite | Fiberglass Reinforced Plastic | Pressure |  | 1987-01-01 |  | 1987-01-01
4110088 | 6 | 2016-08-17 | Currently In Use | Gas | 10135 | Composite | Fiberglass Reinforced Plastic | Pressure |  | 1987-01-01 |  | 1987-01-01
4110088 | 7 | 2016-08-17 | Currently In Use | Diesel | 10135 | Composite | Fiberglass Reinforced Plastic | Pressure |  | 1987-01-01 |  | 1987-01-01
4110088 | 8 | 1986-10-01 | Temporarily Out Of Use | Kerosene | 2000 | Composite | Fiberglass Reinforced Plastic | Pressure |  | 1987-01-01 |  | 1987-01-01
4110091 | 1 |  | Permanently Out Of Use | Gas | 1 | Epoxy | Not Marked | Not Marked
4110091 | DUMMY |  | Currently In Use | Gas | 1 | Not Marked/Unknown | Not Marked | Not Marked
4110092 | 1 |  | Removed From Ground Date Unknown | Diesel | 200 | Bare Steel | Copper | Not Marked
4110095 | 1 | 1995-06-13 | Removed From Ground | Diesel | 3000 | Bare Steel | Bare Steel | Suction: Valve At The Tank
4110095 | 2 | 1993-12-01 | Removed From Ground | Diesel | 3000 | Bare Steel | Bare Steel | Suction: Valve At The Tank
4110095 | 3 | 1995-06-13 | Removed From Ground | Diesel | 10000 | Double Walled | Fiberglass Reinforced Plastic | Suction: No Valve At The Tank |  | 1993-12-30 |  | 1993-12-30
4110099 | 1 |  | Currently In Use | Gas | 3000 | Cathodically Protected Steel | Galvanized Steel | Not Marked
4110099 | 1 |  | Removed From Ground Date Unknown | Gas | 3000 | Cathodically Protected Steel | Galvanized Steel | Not Marked
4110099 | 2 |  | Currently In Use | Gas | 3000 | Cathodically Protected Steel | Galvanized Steel | Not Marked
4110099 | 2 |  | Removed From Ground Date Unknown | Gas | 3000 | Cathodically Protected Steel | Galvanized Steel | Not Marked
4110099 | 3 |  | Currently In Use | Gas | 3000 | Cathodically Protected Steel | Galvanized Steel | Not Marked
4110099 | 3 |  | Removed From Ground Date Unknown | Gas | 3000 | Cathodically Protected Steel | Galvanized Steel | Not Marked
4110099 | 4 |  | Currently In Use | Used Oil | 600 | Cathodically Protected Steel | Galvanized Steel | Not Marked | Y |  | Y
4110099 | 4 |  | Removed From Ground Date Unknown | Used Oil | 600 | Cathodically Protected Steel | Galvanized Steel | Not Marked | Y |  | Y
4110099 | 5 |  | Currently In Use | Used Oil | 600 | Bare Steel | Galvanized Steel | Not Marked | Y |  | Y
4110099 | 5 |  | Removed From Ground Date Unknown | Used Oil | 600 | Bare Steel | Galvanized Steel | Not Marked | Y |  | Y
4110100 | 1 | 1993-05-12 | Removed From Ground | Gas | 3000 | Marked Unknown | Unknown | Not Marked
4110100 | 1 |  | Currently In Use | Gas | 3000 | Marked Unknown | Unknown | Not Marked
4110100 | 2 | 1993-05-12 | Removed From Ground | Gas | 3000 | Marked Unknown | Unknown | Not Marked
4110100 | 2 |  | Currently In Use | Gas | 3000 | Marked Unknown | Unknown | Not Marked
4110100 | 3 | 1993-05-12 | Removed From Ground | Gas | 3000 | Marked Unknown | Unknown | Not Marked
4110100 | 3 |  | Currently In Use | Gas | 3000 | Marked Unknown | Unknown | Not Marked
4110100 | 4 | 1993-05-12 | Removed From Ground | Gas | 3000 | Marked Unknown | Unknown | Not Marked
4110100 | 4 |  | Currently In Use | Gas | 3000 | Marked Unknown | Unknown | Not Marked
4110100 | 5 | 1993-05-12 | Removed From Ground | Gas | 3000 | Marked Unknown | Unknown | Not Marked
4110100 | 5 |  | Currently In Use | Gas | 3000 | Marked Unknown | Unknown | Not Marked
4110100 | 6 | 1993-05-12 | Removed From Ground | Gas | 3000 | Marked Unknown | Unknown | Not Marked
4110100 | 6 |  | Currently In Use | Gas | 3000 | Marked Unknown | Unknown | Not Marked
4110100 | 7 | 1993-05-12 | Removed From Ground | Used Oil | 500 | Not Marked/Unknown | Not Marked | Not Marked | Y |  | Y
4110100 | 7 |  | Currently In Use | Used Oil | 500 | Not Marked/Unknown | Not Marked | Not Marked | Y |  | Y
4110100 | 8 | 1993-05-12 | Removed From Ground | Diesel | 1000 | Not Marked/Unknown | Not Marked | Not Marked
4110100 | 8 |  | Currently In Use | Diesel | 1000 | Not Marked/Unknown | Not Marked | Not Marked
4110103 | 1 | 1999-09-14 | Removed From Ground | Gas | 6000 | Marked Unknown | Cathodically Protected | Pressure |  | 1998-12-19 |  | 1998-12-19
4110103 | 10 | 1999-09-15 | Currently In Use | Diesel | 6000 | Double Walled | Fiberglass Reinforced Plastic | Pressure |  | 1999-09-28 |  | 1999-09-28
4110103 | 2 | 1999-09-14 | Removed From Ground | Gas | 6000 | Steel-Impressed Current | Cathodically Protected | Pressure |  | 1998-12-19 |  | 1998-12-19
4110103 | 3 | 1999-09-14 | Removed From Ground | Gas | 6000 | Steel-Impressed Current | Cathodically Protected | Pressure |  | 1998-12-19 |  | 1998-12-19
4110103 | 4 | 1999-09-14 | Removed From Ground | Gas | 6000 | Steel-Impressed Current | Cathodically Protected | Pressure |  | 1998-12-19 |  | 1998-12-19
4110103 | 5 |  | Permanently Out Of Use | Gas | 6000 | Marked Unknown | Unknown | Not Marked
4110103 | 6 | 1999-09-14 | Removed From Ground | Diesel | 10000 | Steel-Impressed Current | Cathodically Protected | Pressure |  | 1998-12-19 |  | 1998-12-19
4110103 | 7 | 1998-12-17 | Removed From Ground | Used Oil | 540 | Bare Steel | Galvanized Steel | Gravity Fed | Y |  | Y
4110103 | 8 | 1999-09-15 | Currently In Use | Gas | 6000 | Double Walled | Fiberglass Reinforced Plastic | Pressure |  | 1999-09-28 |  | 1999-09-28
4110103 | 9 | 1999-09-15 | Currently In Use | Gas | 12000 | Double Walled | Fiberglass Reinforced Plastic | Pressure |  | 1999-09-28 |  | 1999-09-28
4110106 | 1 | 1986-09-01 | Removed From Ground | Gas | 10000 | Bare Steel | Galvanized Steel | Not Marked
4110106 | 2 | 1986-09-01 | Removed From Ground | Gas | 10000 | Bare Steel | Galvanized Steel | Not Marked
4110106 | 3 | 1986-09-01 | Removed From Ground | Gas | 5000 | Bare Steel | Galvanized Steel | Not Marked
4110106 | 4 | 1986-09-01 | Removed From Ground | Used Oil | 550 | Bare Steel | Galvanized Steel | Not Marked | Y |  | Y
4110106 | 5 | 1986-09-18 | Currently In Use | Gas | 10000 | Unknown | Fiberglass Reinforced Plastic | Pressure |  | 1998-08-15 |  | 1998-08-15
4110106 | 6 | 1986-09-18 | Currently In Use | Gas | 10000 | Unknown | Fiberglass Reinforced Plastic | Pressure |  | 1998-08-15 |  | 1998-08-18
4110106 | 7 | 1986-09-18 | Currently In Use | Gas | 10000 | Unknown | Fiberglass Reinforced Plastic | Pressure |  | 1998-08-15 |  | 1998-08-15
4110106 | 8 | 1997-10-18 | Removed From Ground | Used Oil | 1000 | Fiberglass | Fiberglass Reinforced Plastic | Pressure | Y |  | Y | 1998-08-15
4110107 | 1 | 1986-09-15 | Removed From Ground | Gas | 5000 | Cathodically Protected Steel | Galvanized Steel | Not Marked
4110107 | 2 | 1986-09-15 | Removed From Ground | Gas | 3000 | Cathodically Protected Steel | Galvanized Steel | Not Marked
4110107 | 3 | 1986-09-15 | Removed From Ground | Gas | 3000 | Cathodically Protected Steel | Galvanized Steel | Not Marked
4110107 | 4 | 1986-09-15 | Removed From Ground | Gas | 3000 | Cathodically Protected Steel | Galvanized Steel | Not Marked
4110107 | 5 | 1986-09-15 | Removed From Ground | Used Oil | 550 | Cathodically Protected Steel | Galvanized Steel | Not Marked | Y |  | Y
4110107 | 6 | 2000-01-07 | Removed From Ground | Gas | 8000 | Cathodically Protected Steel | Fiberglass Reinforced Plastic | Pressure |  | 1986-11-01 |  | 1986-11-01
4110107 | 7 | 2000-01-07 | Removed From Ground | Gas | 8000 | Cathodically Protected Steel | Fiberglass Reinforced Plastic | Pressure |  | 1986-11-01 |  | 1986-11-01
4110107 | 8 | 2000-01-07 | Removed From Ground | Gas | 8000 | Cathodically Protected Steel | Fiberglass Reinforced Plastic | Pressure |  | 1986-11-01 |  | 1986-11-01
4110108 | 1 | 1998-11-24 | Removed From Ground | Gas | 2000 | Bare Steel | Galvanized Steel | Not Marked
4110108 | 2 | 1998-11-24 | Removed From Ground | Gas | 4000 | Bare Steel | Galvanized Steel | Not Marked
4110108 | 3 | 1998-11-24 | Removed From Ground | Gas | 4000 | Bare Steel | Galvanized Steel | Not Marked
4110108 | 4 | 1998-11-24 | Removed From Ground | Gas | 6000 | Bare Steel | Galvanized Steel | Not Marked
4110108 | 5 | 2000-08-16 | Removed From Ground | Used Oil | 550 | Bare Steel | Galvanized Steel | Not Marked | Y |  | Y
4110109 | 1 | 2012-02-08 | Temporarily Out Of Use | Gas | 10000 | Fiberglass | Fiberglass Reinforced Plastic | Pressure |  | 1984-03-19 |  | 1984-03-19
4110109 | 2 | 2012-02-08 | Temporarily Out Of Use | Gas | 10000 | Fiberglass | Fiberglass Reinforced Plastic | Pressure |  | 1984-03-19 |  | 1984-03-19
4110109 | 3 | 2012-02-08 | Temporarily Out Of Use | Gas | 10000 | Fiberglass | Fiberglass Reinforced Plastic | Pressure |  | 1984-03-19 |  | 1984-03-19
4110110 | 1 | 1988-02-01 | Removed From Ground | Gas | 10000 | Bare Steel | Galvanized Steel | Not Marked
4110110 | 2 | 1988-02-01 | Removed From Ground | Gas | 10000 | Bare Steel | Galvanized Steel | Not Marked
4110110 | 3 | 1988-02-01 | Removed From Ground | Gas | 5000 | Bare Steel | Galvanized Steel | Not Marked
4110110 | 4 | 1988-02-01 | Removed From Ground | Gas | 550 | Bare Steel | Galvanized Steel | Not Marked
4110110 | 5 | 2015-01-26 | Currently In Use | Gas | 10000 | Fiberglass | Fiberglass Reinforced Plastic | Pressure |  | 2015-01-01 |  | 2015-01-01
4110110 | 6 | 2015-01-26 | Currently In Use | Gas | 10000 | Fiberglass | Fiberglass Reinforced Plastic | Pressure |  | 2015-01-01 |  | 2015-01-01
4110110 | 7 | 2015-01-26 | Currently In Use | Diesel | 10000 | Fiberglass | Fiberglass Reinforced Plastic | Pressure |  | 2015-01-01 |  | 2015-01-01
4110117 | 1 | 1985-04-18 | Currently In Use | Gas | 8000 | Composite | Fiberglass Reinforced Plastic | Pressure |  | 1998-08-25 |  | 1998-08-25
4110117 | 2 | 1985-04-18 | Currently In Use | Gas | 8000 | Composite | Fiberglass Reinforced Plastic | Pressure |  | 1998-08-25 |  | 1998-08-25
4110117 | 3 | 1985-04-18 | Currently In Use | Gas | 6000 | Composite | Fiberglass Reinforced Plastic | Pressure |  | 1998-08-25 |  | 1998-08-25
4110117 | 4 | 1985-04-18 | Currently In Use | Diesel | 6000 | Composite | Fiberglass Reinforced Plastic | Pressure |  | 1998-08-25 |  | 1998-08-25
4110118 | 1 | 2001-10-12 | Removed From Ground | Gas | 8000 | Composite | Fiberglass Reinforced Plastic | Pressure |  | 1998-08-27 |  | 1998-08-27
4110118 | 2 | 2001-10-12 | Removed From Ground | Gas | 8000 | Composite | Fiberglass Reinforced Plastic | Pressure |  | 1998-08-27 |  | 1998-08-27
4110118 | 3 | 2001-10-12 | Removed From Ground | Gas | 6000 | Composite | Fiberglass Reinforced Plastic | Pressure |  | 1998-08-27 |  | 1998-08-27
4110118 | 4 | 2002-05-01 | Currently In Use | Gas | 8000 | Composite | Double Walled | Pressure | N | 2002-05-01 | N | 2002-05-01
4110118 | 5 | 2002-05-01 | Currently In Use | Gas | 6000 | Composite | Double Walled | Pressure | N | 2002-05-01 | N | 2002-05-01
4110118 | 6 | 2002-05-01 | Currently In Use | Diesel | 6000 | Composite | Double Walled | Pressure | N | 2002-05-01 | N | 2002-05-01
4110119 | 1 | 1986-01-01 | Currently In Use | Diesel | 8000 | Composite | Fiberglass Reinforced Plastic | Pressure |  | 1998-09-15 |  | 1998-09-15
4110119 | 2 | 1986-01-01 | Currently In Use | Gas | 8000 | Composite | Fiberglass Reinforced Plastic | Pressure |  | 1998-09-15 |  | 1998-09-15
4110119 | 3 | 1986-01-01 | Currently In Use | Gas | 6000 | Composite | Fiberglass Reinforced Plastic | Pressure |  | 1998-09-15 |  | 1998-09-15
4110120 | 1 | 1987-01-01 | Removed From Ground | Diesel | 3000 | Bare Steel | Galvanized Steel | Not Marked
4110120 | 2 | 1985-01-01 | Removed From Ground | Gas | 1000 | Bare Steel | Galvanized Steel | Not Marked
4110124 | 1 | 1989-08-05 | Removed From Ground | Gas | 6010 | Bare Steel | Galvanized Steel | Not Marked
4110124 | 2 | 1989-08-05 | Removed From Ground | Diesel | 1000 | Bare Steel | Galvanized Steel | Not Marked
4110124 | 3 | 1989-08-05 | Removed From Ground | Gas | 560 | Bare Steel | Galvanized Steel | Not Marked
4110124 | 4 | 2003-01-08 | Removed From Ground | Gas | 10000 | Steel-Galvanic | Fiberglass Reinforced Plastic | Pressure |  | 1989-07-01 |  | 1989-07-01
4110124 | 5 | 2003-01-10 | Removed From Ground | Diesel | 10000 | Steel-Galvanic | Fiberglass Reinforced Plastic | Pressure |  | 1989-07-01 |  | 1989-07-01
4110124 | 6 | 2003-02-17 | Currently In Use | Gas | 2500 | Fiberglass Double Walled | Fiberglass Reinforced Plastic | Suction: No Valve At The Tank | N | 2002-02-17 | N | 2003-02-17
4110124 | 7 | 2003-02-17 | Currently In Use | Diesel | 2500 | Fiberglass Double Walled | Fiberglass Reinforced Plastic | Suction: No Valve At The Tank | N | 2003-02-17 | N | 2003-02-17
4110125 | 1 | 1991-04-01 | Removed From Ground | Gas | 12000 | Bare Steel | Galvanized Steel | Not Marked
4110125 | 2 | 1990-01-01 | Removed From Ground | Gas | 1000 | Bare Steel | Galvanized Steel | Not Marked
4110125 | 3 | 1990-01-01 | Removed From Ground | Gas | 1000 | Bare Steel | Galvanized Steel | Not Marked
4110125 | 4 | 2003-01-17 | Removed From Ground | Other | 1000 | Steel-Galvanic | Cathodically Protected | Suction: No Valve At The Tank |  | 1990-04-01 |  | 1990-04-01
4110127 | 1 | 1988-09-15 | Removed From Ground | Gas | 500 | Bare Steel | Galvanized Steel | Not Marked
4110130 | 1 | 1987-02-04 | Removed From Ground | Used Oil | 1000 | Bare Steel | Galvanized Steel | Not Marked | Y |  | Y
4110131 | 1 | 1990-11-13 | Removed From Ground | Used Oil | 1000 | Bare Steel | Galvanized Steel | Not Marked | Y |  | Y
4110132 | 1 | 1991-12-17 | Removed From Ground | Gas | 2000 | Bare Steel | Galvanized Steel | Not Marked
4110132 | 2 | 1991-12-17 | Removed From Ground | Diesel | 560 | Marked Unknown | Unknown | Not Marked
4110132 | 3 | 1991-12-17 | Removed From Ground | Used Oil | 1000 | Bare Steel | Galvanized Steel | Not Marked | Y |  | Y
4110132 | 4 | 1991-12-18 | Removed From Ground | Other | 2000 | Bare Steel | Galvanized Steel | Suction: No Valve At The Tank
4110132 | 5 | 1991-12-12 | Removed From Ground | Gas | 450 | Bare Steel | Galvanized Steel | Not Marked
4110132 | 6 | 1991-12-12 | Removed From Ground | Diesel | 450 | Bare Steel | Galvanized Steel | Not Marked
4110133 | 1 | 1989-11-01 | Removed From Ground | Diesel | 2000 | Marked Unknown | Unknown | Not Marked
4110133 | 2 | 1987-04-15 | Removed From Ground | Diesel | 500 | Marked Unknown | Unknown | Not Marked
4110133 | 3 | 1987-04-15 | Removed From Ground | Gas | 500 | Marked Unknown | Unknown | Not Marked
4110133 | 4 | 1989-11-01 | Removed From Ground | Diesel | 2000 | Marked Unknown | Unknown | Not Marked
4110133 | 5 | 1990-09-14 | Removed From Ground | Gas | 6000 | Bare Steel | Unknown | Not Marked
4110133 | 6 | 1997-07-18 | Removed From Ground | Gas | 2000 | Bare Steel | Unknown | Not Marked
4110133 | 7 | 1988-12-01 | Removed From Ground | Other | 10000 | Bare Steel | Unknown | Not Marked
4110133 | 8 | 2004-06-18 | Removed From Ground | Gas | 4000 | Cathodically Protected Steel | Fiberglass Reinforced Plastic | Suction: Valve At The Tank |  | 1990-01-01 |  | 1990-01-01
4110139 | 1 | 1991-08-06 | Removed From Ground | Gas | 10270 | Bare Steel | Galvanized Steel | Not Marked
4110139 | 2 | 1991-08-06 | Removed From Ground | Gas | 10270 | Bare Steel | Galvanized Steel | Not Marked
4110139 | 3 | 1991-09-03 | Removed From Ground | Gas | 10270 | Bare Steel | Galvanized Steel | Not Marked
4110139 | 4 | 1991-09-03 | Removed From Ground | Gas | 10270 | Bare Steel | Galvanized Steel | Not Marked
4110139 | 5 | 1991-09-03 | Removed From Ground | Used Oil | 10270 | Bare Steel | Galvanized Steel | Not Marked | Y |  | Y
4110140 | 1 | 1979-04-01 | Currently In Use | Gas | 10000 | Cathodically Protected Steel | Fiberglass Reinforced Plastic | Pressure |  | 1990-06-01 |  | 1990-06-01
4110140 | 2 | 1979-04-01 | Currently In Use | Gas | 10000 | Cathodically Protected Steel | Fiberglass Reinforced Plastic | Pressure |  | 1990-06-01 |  | 1990-06-01
4110140 | 3 | 1979-04-01 | Currently In Use | Gas | 10000 | Cathodically Protected Steel | Fiberglass Reinforced Plastic | Pressure |  | 1990-06-01 |  | 1990-06-01
4110140 | 4 | 1979-04-01 | Currently In Use | Gas | 10000 | Cathodically Protected Steel | Fiberglass Reinforced Plastic | Pressure |  | 1990-06-01 |  | 1990-06-01
4110141 | 347D1 | 1999-11-05 | Removed From Ground | Diesel | 1060 | Bare Steel | Galvanized Steel | Not Marked
4110141 | 347G1 | 1999-11-05 | Removed From Ground | Gas | 1060 | Bare Steel | Galvanized Steel | Not Marked
4110141 | 347G2 | 1999-11-05 | Removed From Ground | Gas | 542 | Bare Steel | Galvanized Steel | Not Marked
4110143 | 1 | 2016-02-16 | Temporarily Out Of Use | Diesel | 10000 | Fiberglass | Fiberglass Reinforced Plastic | Pressure |  | 1997-11-17 |  | 1997-11-17
4110147 | 1 | 1983-06-01 | Removed From Ground | Other | 8000 | Bare Steel | Bare Steel | Not Marked
4110151 | 1 | 1987-08-01 | Removed From Ground | Gas | 6000 | Marked Unknown | Unknown | Not Marked
4110151 | 2 | 1987-08-01 | Removed From Ground | Gas | 6000 | Marked Unknown | Unknown | Not Marked
4110151 | 3 | 1987-08-01 | Removed From Ground | Gas | 6000 | Marked Unknown | Unknown | Not Marked
4110151 | 4 | 1987-08-01 | Removed From Ground | Gas | 6000 | Marked Unknown | Unknown | Not Marked
4110151 | 5 | 1987-08-01 | Removed From Ground | Used Oil | 550 | Marked Unknown | Unknown | Not Marked | Y |  | Y
4110153 | 1 | 1986-01-01 | Removed From Ground | Gas | 3000 | Marked Unknown | Unknown | Not Marked
4110153 | 2 | 1986-01-01 | Removed From Ground | Gas | 3000 | Marked Unknown | Unknown | Not Marked
4110153 | 3 | 1986-01-01 | Removed From Ground | Gas | 3000 | Marked Unknown | Unknown | Not Marked
4110153 | 4 | 1986-01-01 | Removed From Ground | Gas | 4000 | Marked Unknown | Unknown | Not Marked
4110153 | 5 | 1986-01-01 | Removed From Ground | Used Oil | 550 | Marked Unknown | Unknown | Not Marked | Y |  | Y
4110155 | 1 | 1996-11-01 | Removed From Ground | Diesel | 10000 | Bare Steel | Unknown | Suction: No Valve At The Tank
4110156 | 1 | 1998-11-09 | Removed From Ground | Other | 10000 | Bare Steel | Bare Steel | Suction: Valve At The Tank
4110157 | 1 | 1998-05-01 | Removed From Ground | Diesel | 12000 | Bare Steel | Bare Steel | Suction: No Valve At The Tank
4110158 | 1 | 1989-01-01 | Removed From Ground | Gas | 3000 | Bare Steel | Galvanized Steel | Not Marked
4110158 | 2 | 1989-01-01 | Removed From Ground | Gas | 3000 | Bare Steel | Galvanized Steel | Not Marked
4110158 | 3 | 1989-01-01 | Removed From Ground | Gas | 3000 | Bare Steel | Galvanized Steel | Not Marked
4110158 | 4 | 1989-01-01 | Removed From Ground | Gas | 3000 | Bare Steel | Galvanized Steel | Not Marked
4110158 | 5 | 1989-01-01 | Removed From Ground | Used Oil | 200 | Bare Steel | Galvanized Steel | Not Marked | Y |  | Y
4110162 | 1 | 1992-01-01 | Removed From Ground | Gas | 3000 | Bare Steel | Unknown | Not Marked
4110162 | 2 | 1992-01-01 | Removed From Ground | Gas | 3000 | Bare Steel | Unknown | Not Marked
4110162 | 3 | 1992-01-01 | Removed From Ground | Gas | 3000 | Bare Steel | Unknown | Not Marked
4110162 | 4 | 1992-01-01 | Removed From Ground | Gas | 3000 | Bare Steel | Unknown | Not Marked
4110162 | 5 | 1992-01-01 | Removed From Ground | Used Oil | 500 | Bare Steel | Unknown | Not Marked | Y |  | Y
4110163 | 1 | 1999-12-16 | Removed From Ground | Other | 15000 | Composite | Bare Steel | Not Marked
4110163 | 2 | 1992-04-01 | Removed From Ground | Hazardous Substance | 10000 | Marked Unknown | Unknown | Not Marked
4110166 | 1 | 1988-12-14 | Closed In Ground | Gas |  | Bare Steel | Unknown | Not Marked
4110169 | 1 | 1986-05-03 | Currently In Use | Gas | 10000 | Fiberglass Double Walled | Fiberglass Reinforced Plastic | Pressure |  | 1986-05-03 |  | 1998-12-04
4110169 | 2 | 1986-05-03 | Currently In Use | Gas | 8000 | Fiberglass Double Walled | Fiberglass Reinforced Plastic | Pressure |  | 1986-05-03 |  | 1998-12-01
4110169 | 3 | 1986-05-03 | Currently In Use | Gas | 8000 | Fiberglass Double Walled | Fiberglass Reinforced Plastic | Pressure |  | 1986-05-03 |  | 1998-12-04
4110169 | 4 | 1994-10-01 | Removed From Ground | Used Oil | 1000 | Fiberglass | Fiberglass Reinforced Plastic | Not Marked | Y |  | Y
4110170 | 1 | 1989-10-24 | Removed From Ground | Diesel | 8000 | Bare Steel | Galvanized Steel | Suction: Valve At The Tank
4110170 | 2 | 1989-10-24 | Removed From Ground | Diesel | 10000 | Bare Steel | Galvanized Steel | Suction: Valve At The Tank
4110170 | 3 | 1989-10-24 | Removed From Ground | Diesel | 3000 | Bare Steel | Galvanized Steel | Suction: Valve At The Tank
4110170 | 4 | 1989-12-27 | Currently In Use | Diesel | 12000 | Cathodically Protected Steel | Fiberglass Reinforced Plastic | Pressure |  | 1995-02-15 |  | 1995-02-15
4110173 | 1 | 1992-08-24 | Removed From Ground | Diesel | 1000 | Bare Steel | Galvanized Steel | Not Marked
4110173 | 271016 | 1996-01-31 | Currently In Use | Gas | 12000 | Composite | Double Walled | Pressure |  | 1996-03-01 |  | 1996-03-01
4110173 | 271018 | 1996-01-31 | Currently In Use | Gas | 12000 | Composite | Double Walled | Pressure |  | 1996-01-31 |  | 1996-01-31
4110173 | OI |  | Removed From Ground Date Unknown | Used Oil | 500 | Bare Steel | Galvanized Steel | Gravity Fed | Y |  | Y
4110173 | PU | 1995-11-06 | Removed From Ground | Gas | 8000 | Bare Steel | Galvanized Steel | Pressure
4110173 | RU | 1995-11-06 | Removed From Ground | Gas | 5000 | Bare Steel | Galvanized Steel | Pressure
4110173 | SU | 1995-11-06 | Removed From Ground | Gas | 6000 | Bare Steel | Galvanized Steel | Pressure
4110174 | 1 |  | Removed From Ground Date Unknown | Diesel | 2000 | Bare Steel | Galvanized Steel | Not Marked
4110174 | 2 |  | Removed From Ground Date Unknown | Gas | 2000 | Bare Steel | Galvanized Steel | Not Marked
4110174 | 3 |  | Removed From Ground Date Unknown | Gas | 2000 | Bare Steel | Galvanized Steel | Not Marked
4110175 | 1 | 1995-08-01 | Removed From Ground | Gas | 2000 | Bare Steel | Galvanized Steel | Not Marked
4110176 | 1 | 1985-04-21 | Currently In Use | Diesel | 10000 | Steel-Impressed Current | Cathodically Protected | Pressure |  | 1998-09-30 |  | 1998-09-30
4110176 | 2 | 1985-04-21 | Currently In Use | Diesel | 4000 | Steel-Impressed Current | Cathodically Protected | Pressure |  | 1998-09-30 |  | 1998-09-30
4110176 | 3 | 1985-04-21 | Currently In Use | Gas | 4000 | Steel-Impressed Current | Cathodically Protected | Pressure |  | 1998-09-30 |  | 1998-09-30
4110176 | 4 | 1985-04-21 | Currently In Use | Gas | 4000 | Steel-Impressed Current | Cathodically Protected | Pressure |  | 1998-09-30 |  | 1998-09-30
4110178 | 1 | 1997-06-18 | Removed From Ground | Gas | 1000 | Bare Steel | Galvanized Steel | Not Marked
4110180 | 1 |  | Removed From Ground Date Unknown | Diesel | 1000 | Bare Steel | Galvanized Steel | Not Marked
4110180 | 2 |  | Removed From Ground Date Unknown | Gas | 1000 | Bare Steel | Galvanized Steel | Not Marked
4110181 | 1 | 1990-05-01 | Removed From Ground | Diesel | 10000 | Bare Steel | Galvanized Steel | Not Marked
4110182 | 1 | 1992-03-27 | Removed From Ground | Diesel | 10000 | Bare Steel | Unknown | Not Marked
4110183 | 1 | 1999-04-14 | Removed From Ground | Diesel | 10000 | Bare Steel | Galvanized Steel | Pressure
4110183 | 2 | 1999-04-14 | Removed From Ground | Gas | 10000 | Bare Steel | Galvanized Steel | Pressure
4110183 | 3 | 1999-04-14 | Removed From Ground | Diesel | 10000 | Bare Steel | Galvanized Steel | Pressure
4110183 | 4 | 1998-05-01 | Removed From Ground | Used Oil | 250 | Bare Steel | Not Marked | Gravity Fed | Y |  | Y
4110183 | 5A | 1998-04-22 | Currently In Use | Diesel | 20000 | Composite | Fiberglass Reinforced Plastic | Pressure |  | 1998-05-01 |  | 1998-05-01
4110183 | 5B | 1998-04-22 | Currently In Use | Gas | 10000 | Composite | Fiberglass Reinforced Plastic | Pressure |  | 1998-05-01 |  | 1998-05-01
4110185 | 1 |  | Closed In Ground Date Unknown | Used Oil | 2000 | Bare Steel | Unknown | Not Marked | Y |  | Y
4110186 | 1 | 1988-01-01 | Removed From Ground | Used Oil | 550 | Bare Steel | Unknown | Not Marked | Y |  | Y
4110187 | 1 | 2011-06-27 | Temporarily Out Of Use | Gas | 19625 | Steel-Impressed Current | Fiberglass Reinforced Plastic | Not Marked |  | 1998-04-27 |  | 1998-04-27
4110187 | 2 | 1991-05-01 | Closed In Ground | Gas | 11983 | Bare Steel | Galvanized Steel | Not Marked
4110187 | 3 | 2011-06-27 | Temporarily Out Of Use | Diesel | 4000 | Steel-Impressed Current | Cathodically Protected | Not Marked |  | 1998-04-27 |  | 1998-04-27
4110187 | 4 | 2011-06-27 | Temporarily Out Of Use | Gas | 8000 | Steel-Impressed Current | Fiberglass Reinforced Plastic | Suction: No Valve At The Tank |  | 1998-04-27 |  | 1998-04-27
4110187 | 5 | 2011-06-27 | Temporarily Out Of Use | Gas | 6000 | Steel-Impressed Current | Fiberglass Reinforced Plastic | Suction: No Valve At The Tank |  | 1998-04-27 |  | 1998-04-27
4110188 | 1 | 2002-05-13 | Currently In Use | Gas | 9400 | Fiberglass | Cathodically Protected | Pressure |  | 1998-04-27 |  | 1998-04-27
4110188 | 2 | 2002-05-13 | Currently In Use | Gas | 9400 | Fiberglass | Cathodically Protected | Pressure |  | 1998-04-27 |  | 1998-04-27
4110188 | 3 | 2002-05-13 | Currently In Use | Diesel | 4000 | Fiberglass | Cathodically Protected | Pressure |  | 1998-04-27 |  | 1998-04-27
4110188 | 4 | 2002-05-13 | Currently In Use | Diesel | 6000 | Fiberglass | Cathodically Protected | Pressure |  | 1998-04-27 |  | 1998-04-27
4110189 | 1 | 1948-12-31 | Currently In Use | Gas | 10000 | Steel-Impressed Current | Cathodically Protected | Not Marked |  | 1994-10-26 |  | 1994-10-26
4110189 | 2 | 1948-12-31 | Currently In Use | Gas | 10000 | Steel-Impressed Current | Cathodically Protected | Not Marked |  | 1994-10-26 |  | 1994-10-26
4110189 | 3 | 2000-05-01 | Removed From Ground | Empty | 550 | Steel-Impressed Current | Cathodically Protected | Not Marked | Y |  | Y
4110189 | 5 | 1965-12-31 | Currently In Use | Gas | 2000 | Steel-Impressed Current | Cathodically Protected | Not Marked |  | 1994-10-26 |  | 1994-10-26
4110190 | 1 | 1987-08-01 | Removed From Ground | Used Oil | 275 | Bare Steel | Galvanized Steel | Not Marked | Y |  | Y
4110190 | 2 | 1987-08-01 | Removed From Ground | Kerosene | 275 | Bare Steel | Galvanized Steel | Not Marked
4110190 | 3 | 1987-08-01 | Removed From Ground | Heating Oil | 275 | Bare Steel | Galvanized Steel | Not Marked
4110190 | 4 | 1987-08-01 | Removed From Ground | Gas | 4000 | Bare Steel | Galvanized Steel | Not Marked
4110190 | 5 | 1987-08-01 | Removed From Ground | Gas | 4000 | Bare Steel | Galvanized Steel | Not Marked
4110190 | 6 | 1987-08-01 | Removed From Ground | Gas | 4000 | Bare Steel | Galvanized Steel | Not Marked
4110191 | 1 | 2005-12-28 | Removed From Ground | Gas | 5000 | Steel-Impressed Current | Cathodically Protected | Not Marked |  | 1998-02-06 |  | 1998-02-06
4110191 | 2 | 2005-12-28 | Removed From Ground | Gas | 5000 | Steel-Impressed Current | Cathodically Protected | Not Marked |  | 1998-02-06 |  | 1998-02-06
4110191 | 3 | 2005-12-28 | Removed From Ground | Gas | 5000 | Steel-Impressed Current | Impressed Current | Not Marked |  | 1998-02-06 |  | 1998-02-06
4110191 | 4 | 2005-12-28 | Removed From Ground | Gas | 5000 | Steel-Impressed Current | Impressed Current | Not Marked |  | 1998-02-06 |  | 1998-02-06
4110191 | 5 | 2005-12-28 | Removed From Ground | Diesel | 1000 | Steel-Impressed Current | Impressed Current | Not Marked |  | 1998-02-06 |  | 1998-02-06
4110191 | 6 | 1998-05-05 | Removed From Ground | Kerosene | 550 | Bare Steel | Galvanized Steel | Not Marked
4110191 | 7 | 1998-05-05 | Removed From Ground | Used Oil | 550 | Bare Steel | Galvanized Steel | Not Marked | Y |  | Y
4110192 | 1 | 1947-12-31 | Currently In Use | Gas | 3000 | Steel-Impressed Current | Cathodically Protected | Not Marked |  | 1999-02-01 |  | 1999-02-01
4110192 | 2 | 1947-12-31 | Currently In Use | Gas | 3000 | Steel-Impressed Current | Cathodically Protected | Not Marked |  | 1999-02-01 |  | 1999-02-01
4110192 | 3 |  | Closed In Ground Date Unknown | Gas | 3000 | Bare Steel | Galvanized Steel | Not Marked
4110193 | 1 | 1947-12-31 | Temporarily Out Of Use | Gas | 5000 | Steel-Impressed Current | Cathodically Protected | Pressure |  | 1998-01-31 |  | 1998-01-31
4110193 | 2 | 1947-12-31 | Temporarily Out Of Use | Gas | 5000 | Steel-Impressed Current | Cathodically Protected | Pressure |  | 1998-01-31 |  | 1998-01-31
4110193 | 3 | 1947-12-31 | Temporarily Out Of Use | Gas | 5000 | Steel-Impressed Current | Cathodically Protected | Pressure |  | 1998-01-31 |  | 1998-01-31
4110193 | 4 | 1947-12-31 | Temporarily Out Of Use | Gas | 5000 | Steel-Impressed Current | Cathodically Protected | Pressure |  | 1998-01-31 |  | 1998-01-31
4110193 | 5 | 2000-03-22 | Removed From Ground | Used Oil | 550 | Bare Steel | Galvanized Steel | Not Marked | Y |  | Y
4110193 | 6 |  | Permanently Out Of Use | Heating Oil | 560 | Bare Steel | Galvanized Steel | Not Marked
4110193 | 7 | 2000-03-22 | Removed From Ground | Kerosene | 1000 | Bare Steel | Galvanized Steel | Not Marked
4110194 | 1 | 2000-03-16 | Removed From Ground | Gas | 3000 | Bare Steel | Galvanized Steel | Not Marked
4110194 | 2 | 2000-03-16 | Removed From Ground | Gas | 2000 | Bare Steel | Galvanized Steel | Not Marked
4110194 | 3 | 2000-03-16 | Removed From Ground | Used Oil | 550 | Bare Steel | Galvanized Steel | Not Marked | Y |  | Y
4110195 | 1 | 1985-12-01 | Currently In Use | Gas | 8000 | Cathodically Protected Steel | Cathodically Protected | Pressure |  | 1998-12-01 |  | 1998-12-01
4110195 | 2 | 1985-12-01 | Currently In Use | Gas | 8000 | Cathodically Protected Steel | Cathodically Protected | Pressure |  | 1998-12-01 |  | 1998-12-01
4110195 | 3 | 1985-12-01 | Currently In Use | Gas | 6000 | Cathodically Protected Steel | Cathodically Protected | Pressure |  | 1998-12-01 |  | 1998-12-01
4110196 | 1 | 1989-01-01 | Closed In Ground | Gas | 1200 | Bare Steel | Galvanized Steel | Not Marked
4110196 | 2 | 1989-01-01 | Closed In Ground | Gas | 1500 | Bare Steel | Galvanized Steel | Not Marked
4110197 | 1 | 1986-03-01 | Closed In Ground | Gas | 6000 | Bare Steel | Galvanized Steel | Not Marked
4110197 | 2 | 2000-08-22 | Currently In Use | Diesel | 12000 | Composite | Fiberglass/Double Walled | Suction: No Valve At The Tank |  | 2000-08-29 |  | 2000-08-29
4110198 | 1 | 1991-03-14 | Removed From Ground | Gas | 6000 | Bare Steel | Galvanized Steel | Not Marked
4110198 | 2 | 1991-03-14 | Removed From Ground | Gas | 6609 | Bare Steel | Galvanized Steel | Not Marked
4110198 | 3 | 1991-03-14 | Removed From Ground | Gas | 6609 | Bare Steel | Galvanized Steel | Not Marked
4110198 | 4 | 1991-03-14 | Removed From Ground | Other | 4000 | Not Marked/Unknown | Not Marked | Not Marked
4110198 | 5 | 1991-03-14 | Removed From Ground | Other | 4000 | Not Marked/Unknown | Not Marked | Not Marked
4110198 | 6 | 1991-03-14 | Removed From Ground | Other | 4000 | Not Marked/Unknown | Not Marked | Not Marked
4110198 | 7 | 1991-03-14 | Removed From Ground | Other | 4000 | Not Marked/Unknown | Not Marked | Not Marked
4110199 | 1 | 1988-04-14 | Removed From Ground | Gas | 10000 | Bare Steel | Galvanized Steel | Not Marked
4110199 | 2 | 1988-04-14 | Removed From Ground | Gas | 8000 | Bare Steel | Galvanized Steel | Not Marked
4110199 | 3 | 1988-04-14 | Removed From Ground | Gas | 8000 | Bare Steel | Galvanized Steel | Not Marked
4110200 | 1 | 1977-04-25 | Currently In Use | Gas | 10000 | Steel-Impressed Current | Cathodically Protected | Not Marked |  | 1998-05-01 |  | 1998-05-01
4110200 | 2 | 1977-04-25 | Currently In Use | Gas | 8000 | Steel-Impressed Current | Cathodically Protected | Not Marked |  | 1998-05-01 |  | 1998-05-01
4110200 | 3 | 1977-04-25 | Currently In Use | Gas | 8000 | Steel-Impressed Current | Cathodically Protected | Not Marked |  | 1998-05-01 |  | 1998-05-01
4110202 | 1 | 2013-10-15 | Removed From Ground | Gas | 10000 | Steel-Impressed Current | Cathodically Protected | Not Marked |  | 1998-04-01 |  | 1998-04-01
4110202 | 2 | 2013-10-15 | Removed From Ground | Gas | 8000 | Steel-Impressed Current | Cathodically Protected | Not Marked |  | 1998-04-01 |  | 1998-04-01
4110202 | 3 | 2013-10-15 | Removed From Ground | Gas | 8000 | Cathodically Protected Steel | Galvanized Steel | Not Marked |  | 1998-04-01 |  | 1998-04-01
4110203 | 1 | 1979-01-01 | Currently In Use | Gas | 10000 | Steel-Impressed Current | Double Walled | Pressure |  | 1996-06-01 |  | 1996-06-01
4110203 | 2 | 1979-01-01 | Currently In Use | Gas | 10000 | Steel-Impressed Current | Double Walled | Pressure |  | 1996-06-01 |  | 1996-06-01
4110203 | 3 | 1979-01-01 | Currently In Use | Gas | 10000 | Steel-Impressed Current | Double Walled | Pressure |  | 1996-06-01 |  | 1996-06-01
4110204 | 1 | 1980-04-29 | Currently In Use | Gas | 10000 | Steel-Impressed Current | Cathodically Protected | Suction: Valve At The Tank |  | 1998-11-30 |  | 1998-11-30
4110204 | 2 | 1980-04-29 | Currently In Use | Gas | 8000 | Steel-Impressed Current | Cathodically Protected | Suction: Valve At The Tank |  | 1998-11-30 |  | 1998-11-30
4110204 | 3 | 2001-04-01 | Closed In Ground | Gas | 8000 | Steel-Impressed Current | Cathodically Protected | Suction: Valve At The Tank |  | 1998-11-30 |  | 1998-11-30
4110204 | 4 | 2001-04-01 | Currently In Use | Diesel | 4000 | Epoxy | Double Walled | Pressure |  | 2001-04-01 |  | 2001-04-01
4110205 | 1 |  | Permanently Out Of Use | Gas | 3000 | Bare Steel | Galvanized Steel | Not Marked
4110205 | 2 |  | Permanently Out Of Use | Gas | 3000 | Bare Steel | Galvanized Steel | Not Marked
4110207 | 1 | 1996-12-19 | Removed From Ground | Gas | 1000 | Bare Steel | Galvanized Steel | Suction: No Valve At The Tank
4110207 | 2 | 1996-12-19 | Removed From Ground | Empty | 1000 | Bare Steel | Galvanized Steel | Suction: No Valve At The Tank
4110209 | 1 |  | Removed From Ground Date Unknown | Gas | 2980 | Not Marked/Unknown | Not Marked | Not Marked
4110209 | 2 |  | Removed From Ground Date Unknown | Used Oil | 2980 | Not Marked/Unknown | Not Marked | Not Marked
4110209 | 3 |  | Removed From Ground Date Unknown | Gas | 2980 | Not Marked/Unknown | Not Marked | Not Marked
4110209 | 4 |  | Removed From Ground Date Unknown | Gas | 2980 | Not Marked/Unknown | Not Marked | Not Marked
4110209 | 5 | 1986-08-01 | Currently In Use | Gas | 10000 | Steel-Impressed Current | Copper | Pressure |  | 1994-06-10 |  | 1994-06-10
4110209 | 6 | 1986-08-01 | Currently In Use | Gas | 10000 | Steel-Impressed Current | Fiberglass Reinforced Plastic | Pressure |  | 1994-06-10 |  | 1994-06-10
4110209 | 7 | 1986-08-01 | Currently In Use | Gas | 10000 | Steel-Impressed Current | Fiberglass Reinforced Plastic | Pressure |  | 1994-06-10 |  | 1994-06-10
4110210 | 1 | 1969-04-22 | Currently In Use | Gas | 6000 | Steel-Impressed Current | Fiberglass Reinforced Plastic | Pressure |  | 1997-11-01 |  | 1997-11-01
4110210 | 2 | 1969-04-22 | Currently In Use | Gas | 6000 | Steel-Impressed Current | Fiberglass Reinforced Plastic | Pressure |  | 1997-11-01 |  | 1997-11-01
4110210 | 3 | 1969-04-22 | Currently In Use | Gas | 6000 | Steel-Impressed Current | Fiberglass Reinforced Plastic | Pressure |  | 1997-11-01 |  | 1997-11-01
4110210 | 4 | 1969-04-22 | Currently In Use | Gas | 6000 | Steel-Impressed Current | Fiberglass Reinforced Plastic | Pressure |  | 1997-11-01 |  | 1997-11-01
4110210 | 5 | 1975-04-23 | Currently In Use | Gas | 6000 | Steel-Impressed Current | Fiberglass Reinforced Plastic | Pressure |  | 1997-11-01 |  | 1997-11-01
4110210 | 6 | 1975-04-23 | Currently In Use | Gas | 6000 | Steel-Impressed Current | Fiberglass Reinforced Plastic | Pressure |  | 1997-11-01 |  | 1997-11-01
4110210 | 7 | 1996-11-18 | Removed From Ground | Gas | 1000 | Bare Steel | Galvanized Steel | Pressure
4110212 | 1 | 1985-04-22 | Currently In Use | Gas | 10000 | Steel-Impressed Current | Fiberglass Reinforced Plastic | Pressure |  | 1994-09-10 |  | 1994-09-10
4110212 | 2 | 1985-04-22 | Currently In Use | Gas | 10000 | Cathodically Protected Steel | Fiberglass Reinforced Plastic | Pressure |  | 1994-09-10 |  | 1994-09-10
4110212 | 3 | 1985-04-22 | Currently In Use | Diesel | 10000 | Cathodically Protected Steel | Fiberglass Reinforced Plastic | Pressure |  | 1994-09-10 |  | 1994-09-10
4110214 | 1 | 1981-03-10 | Currently In Use | Gas | 12000 | Cathodically Protected Steel | Fiberglass Reinforced Plastic | Pressure |  | 1998-02-01 |  | 1998-02-01
4110214 | 2 | 1981-03-10 | Currently In Use | Diesel | 8000 | Cathodically Protected Steel | Fiberglass Reinforced Plastic | Pressure |  | 1998-02-01 |  | 1998-02-01
4110214 | 3 | 1981-03-10 | Currently In Use | Gas | 12000 | Cathodically Protected Steel | Fiberglass Reinforced Plastic | Pressure |  | 1998-02-01 |  | 1998-02-01
4110214 | 4 | 1981-03-10 | Currently In Use | Gas | 10000 | Cathodically Protected Steel | Fiberglass Reinforced Plastic | Pressure |  | 1998-02-01 |  | 1998-02-01
4110218 | 1 | 1989-01-01 | Closed In Ground | Used Oil | 1 | Marked Unknown | Unknown | Not Marked | Y |  | Y
4110219 | 1 | 2010-01-07 | Removed From Ground | Gas | 12000 | Cathodically Protected Steel | Cathodically Protected | Pressure |  | 1997-01-01 |  | 1997-01-01
4110219 | 2 | 2010-01-07 | Removed From Ground | Gas | 12000 | Cathodically Protected Steel | Cathodically Protected | Pressure |  | 1997-01-01 |  | 1997-01-01
4110219 | 3 | 2010-01-07 | Removed From Ground | Gas | 8000 | Cathodically Protected Steel | Cathodically Protected | Pressure |  | 1997-01-01 |  | 1997-01-01
4110219 | 4 | 2010-01-07 | Removed From Ground | Diesel | 10000 | Cathodically Protected Steel | Cathodically Protected | Pressure |  | 1997-01-01 |  | 1997-01-01
4110220 | 1 |  | Removed From Ground Date Unknown | Diesel | 1000 | Bare Steel | Galvanized Steel | Not Marked
4110220 | 2 |  | Removed From Ground Date Unknown | Gas | 1500 | Bare Steel | Galvanized Steel | Not Marked
4110221 | 1 | 1988-12-13 | Closed In Ground | Gas | 1000 | Bare Steel | Galvanized Steel | Not Marked
4110222 | 1 | 1990-02-02 | Removed From Ground | Gas | 1000 | Bare Steel | Galvanized Steel | Suction: Valve At The Tank
4110223 | 1 | 1988-09-20 | Closed In Ground | Gas | 1000 | Bare Steel | Galvanized Steel | Not Marked
4110224 | 1 | 1988-09-21 | Closed In Ground | Gas | 1000 | Bare Steel | Galvanized Steel | Not Marked
4110225 | 1 | 1988-09-21 | Closed In Ground | Gas | 1000 | Bare Steel | Galvanized Steel | Not Marked
4110226 | 1 | 1988-09-21 | Closed In Ground | Gas | 1000 | Bare Steel | Galvanized Steel | Not Marked
4110227 | 1 | 1988-11-28 | Removed From Ground | Gas | 1000 | Bare Steel | Galvanized Steel | Not Marked
4110228 | 1 | 1988-12-01 | Removed From Ground | Gas | 1000 | Bare Steel | Galvanized Steel | Not Marked
4110229 | 1 |  | Permanently Out Of Use | Gas | 3000 | Bare Steel | Galvanized Steel | Not Marked
4110230 | 1 | 1993-04-20 | Closed In Ground | Gas | 3000 | Bare Steel | Galvanized Steel | Not Marked
4110231 | 1 | 1988-11-30 | Removed From Ground | Diesel | 1000 | Bare Steel | Galvanized Steel | Suction: Valve At The Tank
4110231 | 2 | 1988-11-30 | Removed From Ground | Diesel | 3000 | Bare Steel | Galvanized Steel | Suction: Valve At The Tank
4110232 | 1 | 1988-11-01 | Removed From Ground | Gas | 2000 | Bare Steel | Galvanized Steel | Not Marked
4110234 | 1 | 1988-12-01 | Closed In Ground | Gas | 2000 | Bare Steel | Galvanized Steel | Not Marked
4110236 | 1 | 1988-12-13 | Closed In Ground | Gas | 1000 | Bare Steel | Galvanized Steel | Not Marked
4110237 | 1 | 1992-11-11 | Removed From Ground | Gas | 3000 | Bare Steel | Galvanized Steel | Not Marked
4110238 | 1 | 1990-02-08 | Removed From Ground | Gas | 1000 | Bare Steel | Galvanized Steel | Not Marked
4110239 | 1 | 1988-12-01 | Removed From Ground | Gas | 1000 | Bare Steel | Galvanized Steel | Not Marked
4110241 | 1 |  | Closed In Ground Date Unknown | Gas | 1000 | Bare Steel | Galvanized Steel | Suction: No Valve At The Tank
4110242 | 1 | 1988-11-29 | Closed In Ground | Gas | 1000 | Bare Steel | Galvanized Steel | Not Marked
4110242 | 2 |  | Permanently Out Of Use | Diesel | 10000 | Not Marked/Unknown | Not Marked | Not Marked
4110242 | 3 |  | Permanently Out Of Use | Diesel | 12000 | Not Marked/Unknown | Not Marked | Not Marked
4110243 | 1 | 1997-12-11 | Removed From Ground | Gas | 4000 | Bare Steel | Galvanized Steel | Suction: No Valve At The Tank
4110244 | 1 | 1988-12-13 | Removed From Ground | Diesel | 2000 | Bare Steel | Galvanized Steel | Not Marked
4110245 | 1 | 1988-10-31 | Removed From Ground | Gas | 3000 | Bare Steel | Galvanized Steel | Suction: Valve At The Tank
4110245 | 2 | 1988-10-31 | Removed From Ground | Gas | 3000 | Bare Steel | Galvanized Steel | Suction: Valve At The Tank
4110245 | 3 | 1988-10-31 | Removed From Ground | Kerosene | 10000 | Bare Steel | Galvanized Steel | Suction: Valve At The Tank
4110247 | 1 | 1993-01-30 | Removed From Ground | Gas | 2000 | Bare Steel | Galvanized Steel | Suction: No Valve At The Tank
4110250 | 1 | 1999-01-08 | Removed From Ground | Gas | 3955 | Bare Steel | Unknown | Not Marked
4110250 | 2 | 1999-01-08 | Removed From Ground | Gas | 3955 | Bare Steel | Unknown | Not Marked
4110250 | 3 | 1999-01-08 | Removed From Ground | Gas | 3955 | Bare Steel | Unknown | Not Marked
4110250 | 4 | 1999-01-08 | Removed From Ground | Gas | 3955 | Bare Steel | Unknown | Not Marked
4110250 | 5 | 1999-01-08 | Removed From Ground | Used Oil | 550 | Bare Steel | Unknown | Not Marked | Y |  | Y
4110252 | 003 | 1995-05-10 | Removed From Ground | Diesel | 8000 | Bare Steel | Bare Steel | Not Marked
4110252 | 1 | 1995-05-10 | Removed From Ground | Diesel | 12000 | Bare Steel | Bare Steel | Not Marked
4110252 | 3 | 1995-05-10 | Removed From Ground | Diesel | 8000 | Bare Steel | Bare Steel | Not Marked
4110253 | 1 | 1995-01-24 | Removed From Ground | Diesel | 8000 | Bare Steel | Bare Steel | Not Marked
4110253 | 2 | 1998-09-17 | Removed From Ground | Used Oil | 1000 | Bare Steel | Bare Steel | Gravity Fed | Y |  | Y
4110253 | 3 | 1998-09-17 | Removed From Ground | Gas | 500 | Bare Steel | Bare Steel | Suction: Valve At The Tank
4110253 | 4 | 1995-02-01 | Currently In Use | Diesel | 12000 | Epoxy | Fiberglass Reinforced Plastic | Pressure |  | 1995-02-01 |  | 1995-02-01
4110254 | 1 | 1994-07-18 | Removed From Ground | Gas | 10000 | Fiberglass | Galvanized Steel | Pressure
4110254 | MT2 | 1984-01-01 | Currently In Use | Diesel | 2000 | Fiberglass | Fiberglass/Double Walled | Suction: Valve At The Tank |  | 1998-12-16 12:00 |  | 1998-12-16 12:00
4110255 | 1AST |  | Currently In Use | Gas | 1500 | Bare Steel | Unknown | Not Marked
4110255 | 2AST |  | Currently In Use | Diesel | 1500 | Bare Steel | Unknown | Not Marked
4110255 | 3AST |  | Currently In Use | Other | 1500 | Bare Steel | Unknown | Not Marked
4110256 | 1 | 1986-04-01 | Closed In Ground | Empty | 500 | Marked Unknown | Unknown | Not Marked
4110256 | 618265 | 1991-05-23 | Currently In Use | Gas | 10000 | Fiberglass | Fiberglass Reinforced Plastic | Pressure |  | 1991-05-23 |  | 1991-05-23
4110256 | 623286 | 1992-03-23 | Currently In Use | Diesel | 10000 | Fiberglass | Fiberglass Reinforced Plastic | Pressure |  | 1992-03-23 |  | 1992-03-23
4110256 | A1 | 1986-04-01 | Closed In Ground | Other | 500 | Marked Unknown | Unknown | Not Marked
4110256 | A2 | 1992-10-05 | Removed From Ground | Used Oil | 500 | Bare Steel | Galvanized Steel | Gravity Fed | Y |  | Y
4110256 | B | 1992-10-01 | Removed From Ground | Other | 500 | Bare Steel | Galvanized Steel | Gravity Fed
4110256 | MD1 | 1992-03-18 | Closed In Ground | Gas | 10000 | Bare Steel | Galvanized Steel | Pressure
4110256 | MD2 | 1992-03-18 | Closed In Ground | Diesel | 10000 | Bare Steel | Galvanized Steel | Pressure
4110256 | MD3 | 1992-03-01 | Closed In Ground | Diesel | 6000 | Bare Steel | Unknown | Not Marked
4110256 | MD4 | 1992-03-16 | Closed In Ground | Gas | 6000 | Bare Steel | Unknown | Not Marked
4110256 | MD5 | 1992-03-16 | Closed In Ground | Gas | 6000 | Bare Steel | Unknown | Not Marked
4110256 | MD6 | 1986-04-01 | Removed From Ground | Other | 500 | Bare Steel | Bare Steel | Not Marked
4110256 | MD7 | 1986-04-01 | Removed From Ground | Other | 500 | Bare Steel | Bare Steel | Not Marked
4110259 | 2 | 1990-11-13 | Removed From Ground | Used Oil | 500 | Bare Steel | Unknown | Not Marked | Y |  | Y
4110259 | 3 | 1995-11-13 | Currently In Use | Diesel | 10000 | Fiberglass | Fiberglass Reinforced Plastic | Pressure |  | 1990-11-20 |  | 1990-11-20
4110259 | RU-1 | 1990-11-13 | Removed From Ground | Gas | 8000 | Bare Steel | Unknown | Not Marked
4110260 | 1 | 1986-06-01 | Removed From Ground | Gas | 1 | Bare Steel | Galvanized Steel | Not Marked
4110260 | 2 | 1986-06-01 | Removed From Ground | Gas | 1 | Bare Steel | Galvanized Steel | Not Marked
4110260 | 3 | 1986-06-01 | Removed From Ground | Gas | 1 | Bare Steel | Galvanized Steel | Not Marked
4110260 | 4 | 1986-06-01 | Removed From Ground | Diesel | 1 | Bare Steel | Galvanized Steel | Not Marked
4110261 | 1 |  | Removed From Ground Date Unknown | Gas | 4000 | Bare Steel | Bare Steel | Not Marked
4110261 | 2 |  | Removed From Ground Date Unknown | Gas | 4000 | Bare Steel | Bare Steel | Not Marked
4110262 | ATCT | 1990-01-01 | Removed From Ground | Gas | 500 | Bare Steel | Unknown | Not Marked
4110263 | 1 |  | Removed From Ground Date Unknown | Gas | 10000 | Bare Steel | Bare Steel | Not Marked
4110264 | AFSS | 1997-04-25 | Removed From Ground | Diesel | 4000 | Bare Steel | Galvanized Steel | Not Marked
4110265 | MCN-VOR | 1990-01-01 | Removed From Ground | Gas | 500 | Bare Steel | Unknown | Not Marked
4110267 | 1 | 1982-04-08 | Currently In Use | Gas | 20000 | Cathodically Protected Steel | Double Walled | Pressure |  | 1995-02-15 |  | 1995-02-15
4110267 | 2 | 1982-04-08 | Currently In Use | Gas | 20000 | Cathodically Protected Steel | Double Walled | Pressure |  | 1995-02-15 |  | 1995-02-15
4110267 | 3 | 1982-04-08 | Currently In Use | Diesel | 20000 | Cathodically Protected Steel | Double Walled | Pressure |  | 1995-02-15 |  | 1995-02-15
4110267 | 4 |  | Closed In Ground Date Unknown | Other | 2000 | Bare Steel | Galvanized Steel | Suction: Valve At The Tank
4110267 | 5 |  | Removed From Ground Date Unknown | Used Oil | 550 | Bare Steel | Galvanized Steel | Gravity Fed | Y |  | Y
4110268 | 1 | 1976-04-08 | Currently In Use | Diesel | 9600 | Steel-Impressed Current | Cathodically Protected | Pressure |  | 1995-02-01 |  | 1995-02-01
4110268 | 2 | 1976-04-08 | Currently In Use | Diesel | 9600 | Steel-Impressed Current | Cathodically Protected | Pressure |  | 1995-02-01 |  | 1995-02-01
4110268 | 3 | 1995-10-18 | Removed From Ground | Diesel | 9600 | Bare Steel | Galvanized Steel | Pressure
4110268 | 4 | 1995-10-19 | Removed From Ground | Gas | 9600 | Bare Steel | Galvanized Steel | Pressure
4110268 | 5 | 1995-02-15 | Currently In Use | Gas | 10000 | Fiberglass | Double Walled | Pressure |  | 1995-02-01 |  | 1995-02-01
4110269 | 1 | 1992-08-01 | Removed From Ground | Diesel | 1 | Bare Steel | Galvanized Steel | Not Marked
4110269 | 2 | 1992-08-01 | Removed From Ground | Gas | 1 | Bare Steel | Galvanized Steel | Not Marked
4110272 | 1 | 1975-01-01 | Currently In Use | Gas | 10000 | Steel-Impressed Current | Double Walled | Pressure |  | 1998-12-19 |  | 1998-12-19
4110272 | 2 | 1975-01-01 | Currently In Use | Gas | 10000 | Steel-Impressed Current | Double Walled | Pressure |  | 1998-12-19 |  | 1998-12-19
4110272 | 3 | 1975-01-01 | Currently In Use | Gas | 10000 | Steel-Impressed Current | Cathodically Protected | Pressure |  | 1998-12-19 |  | 1998-12-19
4110272 | 4 | 1975-01-01 | Currently In Use | Diesel | 10000 | Marked Unknown | Double Walled | Pressure |  | 1998-12-19 |  | 1998-12-19
4110273 | 1 | 1970-03-27 | Currently In Use | Gas | 4000 | Lined Interior | Fiberglass Reinforced Plastic | Pressure |  | 1993-10-29 |  | 1993-10-29
4110273 | 2 | 1970-03-27 | Currently In Use | Gas | 4000 | Lined Interior | Fiberglass Reinforced Plastic | Pressure |  | 1993-10-29 |  | 1993-10-29
4110273 | 3 | 1970-03-27 | Currently In Use | Gas | 4000 | Lined Interior | Fiberglass Reinforced Plastic | Pressure |  | 1993-10-29 |  | 1993-10-29
4110273 | 4 | 1970-03-27 | Currently In Use | Gas | 4000 | Lined Interior | Fiberglass Reinforced Plastic | Pressure |  | 1993-10-29 |  | 1993-10-29
4110273 | 5 | 1970-03-27 | Currently In Use | Gas | 10000 | Lined Interior | Fiberglass Reinforced Plastic | Pressure |  | 1993-10-29 |  | 1993-10-29
4110275 | 1 | 1993-09-17 | Removed From Ground | Gas | 10000 | Bare Steel | Bare Steel | Suction: Valve At The Tank
4110275 | 2 | 1993-09-17 | Removed From Ground | Gas | 8000 | Bare Steel | Bare Steel | Suction: Valve At The Tank
4110275 | 3 | 1993-09-17 | Removed From Ground | Gas | 6000 | Bare Steel | Bare Steel | Suction: Valve At The Tank
4110275 | 4 | 1993-09-17 | Removed From Ground | Diesel | 6000 | Bare Steel | Bare Steel | Suction: Valve At The Tank
4110275 | 5 | 1993-09-17 | Removed From Ground | Gas | 3000 | Bare Steel | Bare Steel | Suction: Valve At The Tank
4110275 | 6 | 1993-09-17 | Removed From Ground | Gas | 3000 | Bare Steel | Bare Steel | Suction: Valve At The Tank
4110275 | 7 | 1993-09-17 | Removed From Ground | Used Oil | 550 | Bare Steel | Bare Steel | Gravity Fed | Y |  | Y
4110277 | 1 | 1997-06-03 | Removed From Ground | Gas | 8000 | Marked Unknown | Unknown | Not Marked
4110277 | 2 | 1997-06-03 | Removed From Ground | Gas | 8000 | Marked Unknown | Unknown | Not Marked
4110277 | 3 | 1997-06-03 | Removed From Ground | Gas | 8000 | Marked Unknown | Unknown | Not Marked
4110277 | 4 | 1997-06-03 | Removed From Ground | Diesel | 6000 | Marked Unknown | Unknown | Not Marked
4110278 | 1 | 1984-03-13 | Currently In Use | Gas | 10000 | Steel-Impressed Current | Galvanized Steel | Pressure |  | 1995-03-28 |  | 1995-03-28
4110278 | 2 | 1984-03-13 | Currently In Use | Gas | 10000 | Steel-Impressed Current | Galvanized Steel | Pressure |  | 1995-03-28 |  | 1995-03-28
4110278 | 3 | 1984-03-13 | Currently In Use | Gas | 10000 | Steel-Impressed Current | Galvanized Steel | Pressure |  | 1995-03-28 |  | 1995-03-28
4110279 | 1 | 1989-11-20 | Removed From Ground | Gas | 8000 | Bare Steel | Galvanized Steel | Not Marked
4110279 | 2 | 1989-11-20 | Removed From Ground | Gas | 3000 | Bare Steel | Galvanized Steel | Not Marked
4110279 | 3 | 1989-11-20 | Removed From Ground | Gas | 3000 | Bare Steel | Galvanized Steel | Not Marked
4110279 | 4 | 1989-11-20 | Removed From Ground | Gas | 3000 | Bare Steel | Galvanized Steel | Not Marked
4110279 | 5 | 1989-11-20 | Removed From Ground | Gas | 3000 | Bare Steel | Galvanized Steel | Not Marked
4110279 | 6 | 1989-11-26 | Currently In Use | Gas | 8000 | Composite | Fiberglass Reinforced Plastic | Pressure |  | 1989-11-26 |  | 1989-11-26
4110279 | 7 | 1989-11-26 | Currently In Use | Gas | 8000 | Composite | Fiberglass Reinforced Plastic | Pressure |  | 1989-11-26 |  | 1989-11-26
4110279 | 8 | 1989-11-26 | Currently In Use | Gas | 8000 | Composite | Fiberglass Reinforced Plastic | Pressure |  | 1989-11-26 |  | 1989-11-26
4110280 | 1 | 1984-03-13 | Currently In Use | Diesel | 6000 | Steel-Impressed Current | Impressed Current | Pressure |  | 1999-12-14 12:00 |  | 1999-12-14 12:00
4110280 | 2 | 1984-03-13 | Currently In Use | Gas | 6000 | Steel-Impressed Current | Impressed Current | Pressure |  | 1999-12-14 12:00 |  | 1999-12-14 12:00
4110280 | 3 | 1984-03-13 | Currently In Use | Gas | 6000 | Steel-Impressed Current | Impressed Current | Pressure |  | 1999-12-14 12:00 |  | 1999-12-14 12:00
4110280 | 4 | 1984-03-13 | Currently In Use | Gas | 8000 | Steel-Impressed Current | Impressed Current | Pressure |  | 1999-12-14 12:00 |  | 1999-12-14 12:00
4110281 | 1 | 2002-07-02 | Removed From Ground | Gas | 8000 | Steel-Impressed Current | Cathodically Protected | Pressure |  | 1995-03-29 |  | 1995-03-29
4110281 | 2 | 2002-07-02 | Removed From Ground | Gas | 8000 | Steel-Impressed Current | Cathodically Protected | Pressure |  | 1995-03-29 |  | 1995-03-29
4110281 | 3 | 2002-07-02 | Removed From Ground | Gas | 8000 | Steel-Impressed Current | Cathodically Protected | Pressure |  | 1995-03-29 |  | 1995-03-29
4110281 | 4 | 2013-10-29 | Currently In Use | Gas | 15000 | Composite Double Walled | Double Walled Flex | Pressure | N | 2002-07-09 | N | 2002-07-09
4110281 | 5 | 2013-10-29 | Currently In Use | Gas | 12000 | Composite Double Walled | Double Walled Flex | Pressure | N | 2002-07-09 | N | 2002-07-09
4110282 | 1 | 1983-05-07 | Currently In Use | Gas | 10000 | Steel-Impressed Current | Double Walled Flex | Pressure |  | 1996-10-24 |  | 1996-10-24
4110282 | 2 | 1983-05-07 | Currently In Use | Gas | 10000 | Steel-Impressed Current | Double Walled Flex | Pressure |  | 1996-10-24 |  | 1996-10-24
4110282 | 3 | 1983-05-07 | Currently In Use | Gas | 6000 | Steel-Impressed Current | Double Walled Flex | Pressure |  | 1996-10-24 |  | 1996-10-24
4110282 | 4 | 1983-05-07 | Currently In Use | Diesel | 4000 | Steel-Impressed Current | Double Walled Flex | Pressure |  | 1996-10-24 |  | 1996-10-24
4110283 | 1 | 2017-02-28 | Temporarily Out Of Use | Gas | 10000 | Cathodically Protected Steel | Cathodically Protected | Pressure |  | 1998-01-20 |  | 1998-01-20
4110283 | 2 | 1972-05-06 | Currently In Use | Gas | 10000 | Cathodically Protected Steel | Cathodically Protected | Pressure |  | 1998-01-20 |  | 1998-01-20
4110283 | 3 | 2017-02-28 | Temporarily Out Of Use | Gas | 4000 | Cathodically Protected Steel | Cathodically Protected | Pressure |  | 1998-01-20 |  | 1998-01-20
4110284 | 1 | 1996-02-13 | Removed From Ground | Gas | 8000 | Bare Steel | Galvanized Steel | Pressure
4110284 | 2 | 1996-02-13 | Removed From Ground | Gas | 8000 | Bare Steel | Galvanized Steel | Pressure
4110284 | 3 | 1996-02-13 | Removed From Ground | Gas | 6000 | Bare Steel | Galvanized Steel | Pressure
4110284 | 4 | 2015-03-31 | Removed From Ground | Empty | 10000 | Double Walled | Fiberglass Reinforced Plastic | Pressure |  | 1996-03-11 |  | 1996-03-11
4110284 | 5 | 2015-03-31 | Removed From Ground | Gas | 10000 | Double Walled | Fiberglass Reinforced Plastic | Pressure |  | 1996-03-11 |  | 1996-03-11
4110284 | 6 | 2015-04-08 | Currently In Use | Gas | 15000 | Fiberglass Double Walled | Double Walled Flex | Pressure | N | 2015-04-05 | N | 2015-04-05
4110284 | 7 | 2015-04-08 | Currently In Use | Gas | 8000 | Fiberglass Double Walled | Double Walled Flex | Pressure | N | 2015-04-08 | N | 2015-04-08
4110284 | 8A | 2015-04-08 | Currently In Use | Gas | 6000 | Fiberglass Double Walled | Double Walled Flex | Pressure | N | 2015-04-08 | N | 2015-04-08
4110284 | 8B | 2015-04-08 | Currently In Use | Diesel | 6000 | Fiberglass Double Walled | Double Walled Flex | Pressure | N | 2015-04-08 | N | 2015-04-08
4110285 | 1 |  | Permanently Out Of Use | Diesel | 500 | Bare Steel | Galvanized Steel | Not Marked
4110285 | 2 | 1995-10-28 | Removed From Ground | Gas | 2000 | Bare Steel | Galvanized Steel | Not Marked
4110287 | 1 | 1994-03-21 | Removed From Ground | Gas | 2000 | Bare Steel | Galvanized Steel | Pressure
4110287 | 2 | 1994-03-01 | Removed From Ground | Gas | 10000 | Bare Steel | Galvanized Steel | Pressure
4110287 | 3 | 1994-03-01 | Removed From Ground | Gas | 4000 | Bare Steel | Galvanized Steel | Pressure
4110287 | 4 | 1994-03-01 | Removed From Ground | Gas | 10000 | Bare Steel | Galvanized Steel | Pressure
4110287 | 5A | 1996-03-01 | Currently In Use | Gas | 8000 | Composite | Fiberglass Reinforced Plastic | Pressure |  | 1996-03-01 |  | 1996-03-01
4110287 | 5B | 1996-03-01 | Currently In Use | Gas | 6000 | Composite | Fiberglass Reinforced Plastic | Pressure |  | 1996-03-01 |  | 1996-03-01
4110287 | 6 | 2008-03-01 | Currently In Use | Diesel | 2000 | Composite | Fiberglass Reinforced Plastic | Suction: No Valve At The Tank | N | 2008-03-01 | N | 2008-03-01
4110288 | 1 | 1982-02-12 | Currently In Use | Gas | 6000 | Steel-Impressed Current | Fiberglass Reinforced Plastic | Pressure |  | 1999-05-05 |  | 1999-05-05
4110288 | 2 | 1982-02-12 | Currently In Use | Gas | 6000 | Steel-Impressed Current | Fiberglass Reinforced Plastic | Pressure |  | 1999-05-05 |  | 1999-05-05
4110288 | 3 | 1982-02-12 | Currently In Use | Gas | 6000 | Steel-Impressed Current | Fiberglass Reinforced Plastic | Pressure |  | 1999-05-05 |  | 1999-05-05
4110290 | 1 | 1995-08-22 | Removed From Ground | Empty | 15000 | Marked Unknown | Bare Steel | Suction: Valve At The Tank
4110290 | 2 | 1995-08-22 | Removed From Ground | Empty | 5000 | Marked Unknown | Bare Steel | Suction: Valve At The Tank
4110291 | 1 | 1987-09-01 | Removed From Ground | Gas | 3000 | Bare Steel | Bare Steel | Not Marked
4110291 | 2 | 1988-12-19 | Removed From Ground | Diesel | 20000 | Bare Steel | Bare Steel | Not Marked
4110291 | 3 |  | Permanently Out Of Use | Diesel | 20000 | Cathodically Protected Steel | Fiberglass Reinforced Plastic | Suction: No Valve At The Tank |  | 1989-03-22 |  | 1989-03-22
4110292 | 1 | 1991-01-01 | Currently In Use | Kerosene | 20000 | Fiberglass | Fiberglass/Double Walled | Suction: Valve At The Tank |  | 1997-01-01 |  | 1997-01-01
4110292 | 2 | 1990-12-01 | Removed From Ground | Other | 30000 | Bare Steel | Cathodically Protected | Not Marked
4110292 | 3 | 1990-12-01 | Removed From Ground | Diesel | 30000 | Cathodically Protected Steel | Cathodically Protected | Not Marked
4110296 | 1 | 1994-06-30 | Removed From Ground | Diesel | 10000 | Bare Steel | Bare Steel | Pressure
4110296 | 2 | 1994-06-30 | Removed From Ground | Used Oil | 1000 | Bare Steel | Bare Steel | Gravity Fed | Y |  | Y
4110296 | 3 | 1994-06-30 | Removed From Ground | Gas | 1000 | Bare Steel | Bare Steel | Pressure
4110296 | 4 | 1994-06-30 | Removed From Ground | Diesel | 8000 | Bare Steel | Bare Steel | Pressure
4110297 | 1 |  | Removed From Ground Date Unknown | Diesel | 3000 | Cathodically Protected Steel | Galvanized Steel | Not Marked
4110297 | 2 |  | Removed From Ground Date Unknown | Diesel | 3000 | Cathodically Protected Steel | Galvanized Steel | Not Marked
4110297 | 3 |  | Removed From Ground Date Unknown | Diesel | 3000 | Cathodically Protected Steel | Galvanized Steel | Not Marked
4110297 | 4 |  | Removed From Ground Date Unknown | Diesel | 3000 | Cathodically Protected Steel | Galvanized Steel | Not Marked
4110297 | 5 |  | Removed From Ground Date Unknown | Gas | 2000 | Cathodically Protected Steel | Galvanized Steel | Not Marked
4110298 | 1 | 1988-11-29 | Closed In Ground | Gas | 1000 | Bare Steel | Galvanized Steel | Not Marked
4110298 | 2 | 1978-06-01 | Closed In Ground | Other | 1 | Marked Unknown | Not Marked | Not Marked
4110299 | 1 | 1996-04-12 | Removed From Ground | Gas | 1500 | Marked Unknown | Unknown | Not Marked
4110299 | 2 | 1993-10-01 | Removed From Ground | Used Oil | 1000 | Marked Unknown | Unknown | Not Marked | Y |  | Y
4110299 | 3 | 2003-06-24 | Removed From Ground | Not Marked/Tank Removed | 450 | Unknown | Unknown |  | N |  | N
4110299 | 4 | 2003-06-24 | Removed From Ground | Not Marked/Tank Removed | 900 | Unknown |  |  | N |  | N
4110299 | 5 | 2003-06-24 | Removed From Ground | Not Marked/Tank Removed | 500 | Unknown |  |  | N |  | N
4110300 | 1 | 1985-01-01 | Removed From Ground | Gas | 5000 | Bare Steel | Galvanized Steel | Not Marked
4110300 | 2 | 1985-01-01 | Removed From Ground | Gas | 5000 | Bare Steel | Galvanized Steel | Not Marked
4110300 | 3 | 1985-01-01 | Removed From Ground | Gas | 2000 | Bare Steel | Galvanized Steel | Not Marked
4110300 | 4 | 1985-01-01 | Removed From Ground | Gas | 5000 | Bare Steel | Galvanized Steel | Not Marked
4110300 | 5 | 1985-01-01 | Removed From Ground | Gas | 5000 | Bare Steel | Galvanized Steel | Not Marked
4110300 | 6 | 1985-01-01 | Removed From Ground | Gas | 1000 | Bare Steel | Galvanized Steel | Not Marked
4110300 | 7 | 1980-01-01 | Removed From Ground | Diesel | 2000 | Bare Steel | Not Marked | Not Marked
4110301 | 1 | 1991-02-01 | Removed From Ground | Gas | 6000 | Cathodically Protected Steel | Galvanized Steel | Not Marked
4110301 | 2 | 1991-02-01 | Removed From Ground | Gas | 6000 | Cathodically Protected Steel | Galvanized Steel | Not Marked
4110301 | 3 | 1991-02-01 | Removed From Ground | Gas | 3000 | Cathodically Protected Steel | Galvanized Steel | Not Marked
4110301 | 5 |  | Closed In Ground Date Unknown | Used Oil | 560 | Cathodically Protected Steel | Galvanized Steel | Gravity Fed | Y |  | Y
4110301 | 6 | 1991-03-21 | Currently In Use | Gas | 6000 | Composite | Fiberglass Reinforced Plastic | Pressure |  | 1991-03-04 |  | 1991-03-04
4110301 | 7 | 1991-03-21 | Currently In Use | Gas | 6000 | Composite | Fiberglass Reinforced Plastic | Pressure |  | 1991-03-04 |  | 1991-03-04
4110301 | 8 | 1991-03-21 | Currently In Use | Gas | 8000 | Composite | Fiberglass Reinforced Plastic | Pressure |  | 1991-03-04 |  | 1991-03-04
4110302 | 1 |  | Removed From Ground Date Unknown | Gas | 500 | Bare Steel | Galvanized Steel | Not Marked
4110302 | 2 |  | Removed From Ground Date Unknown | Gas | 500 | Bare Steel | Galvanized Steel | Not Marked
4110303 | 1 | 1990-07-25 | Removed From Ground | Gas | 3000 | Bare Steel | Bare Steel | Not Marked
4110304 | 1 | 1990-09-14 | Currently In Use | Gas | 10000 | Steel-Galvanic | Fiberglass Reinforced Plastic | Pressure |  | 1990-09-15 |  | 1990-09-15
4110304 | 2 | 1990-09-14 | Currently In Use | Diesel | 10000 | Steel-Galvanic | Fiberglass Reinforced Plastic | Pressure |  | 1990-09-15 |  | 1990-09-15
4110306 | 1 | 1993-09-22 | Closed In Ground | Heating Oil | 3008 | Bare Steel | Bare Steel | Pressure
4110306 | 10 | 1998-08-17 | Currently In Use | Diesel | 6000 | Fiberglass Double Walled | Fiberglass Reinforced Plastic | Pressure |  | 1998-08-17 |  | 1998-08-17
4110306 | 11 | 1998-08-17 | Currently In Use | Gas | 4000 | Fiberglass Double Walled | Fiberglass Reinforced Plastic | Pressure |  | 1998-08-17 |  | 1998-08-17
4110306 | 2 | 1998-11-10 | Removed From Ground | Diesel | 10037 | Bare Steel | Bare Steel | Suction: Valve At The Tank
4110306 | 3 | 1998-11-11 | Removed From Ground | Gas | 6048 | Bare Steel | Bare Steel | Pressure
4110306 | 4 | 1989-02-01 | Removed From Ground | Diesel | 500 | Bare Steel | Unknown | Not Marked
4110306 | 5 | 1992-05-01 | Closed In Ground | Kerosene | 2000 | Bare Steel | Bare Steel | Pressure
4110306 | 6 | 1989-02-01 | Removed From Ground | Gas | 500 | Bare Steel | Bare Steel | Not Marked
4110306 | 7 | 1989-02-01 | Removed From Ground | Gas | 275 | Bare Steel | Bare Steel | Not Marked
4110306 | 8 | 1993-09-22 | Closed In Ground | Used Oil | 4512 | Bare Steel | Bare Steel | Pressure | Y |  | Y
4110306 | 9 | 1993-09-22 | Removed From Ground | Diesel | 1500 | Bare Steel | Unknown | Not Marked
4110308 | 1 | 1976-05-05 | Currently In Use | Gas | 10000 | Steel-Impressed Current | Cathodically Protected | Pressure |  | 1997-01-01 |  | 1997-01-01
4110308 | 2 | 1976-05-05 | Currently In Use | Gas | 10000 | Steel-Impressed Current | Cathodically Protected | Pressure |  | 1997-01-01 |  | 1997-01-01
4110308 | 3 | 1976-05-05 | Currently In Use | Diesel | 10000 | Steel-Impressed Current | Cathodically Protected | Pressure |  | 1997-01-01 |  | 1997-01-01
4110309 | 1 |  | Removed From Ground Date Unknown | Gas | 10000 | Bare Steel | Galvanized Steel | Pressure
4110309 | 1A | 1995-08-01 | Currently In Use | Gas | 10000 | Composite | Fiberglass Reinforced Plastic | Pressure |  | 1995-08-01 |  | 1995-08-01
4110309 | 2 |  | Removed From Ground Date Unknown | Gas | 10000 | Bare Steel | Galvanized Steel | Pressure
4110309 | 2A | 1995-08-01 | Currently In Use | Gas | 15000 | Composite | Fiberglass Reinforced Plastic | Pressure |  | 1995-08-01 |  | 1995-08-01
4110309 | 3 |  | Removed From Ground Date Unknown | Gas | 8000 | Bare Steel | Galvanized Steel | Pressure
4110310 | 1 | 2007-04-18 | Removed From Ground | Gas | 8000 | Steel-Impressed Current | Cathodically Protected | Pressure |  | 1997-07-25 |  | 1997-07-25
4110310 | 2 | 2007-04-18 | Removed From Ground | Gas | 8000 | Steel-Impressed Current | Cathodically Protected | Pressure |  | 1997-07-25 |  | 1997-07-25
4110310 | 3 | 2007-04-18 | Removed From Ground | Gas | 2000 | Steel-Impressed Current | Cathodically Protected | Suction: Valve At The Tank |  | 1997-07-25 |  | 1997-07-25
4110310 | 4 | 1973-04-01 | Closed In Ground | Used Oil | 560 | Bare Steel | Galvanized Steel | Not Marked | Y |  | Y
4110311 | 1 | 2003-04-15 | Removed From Ground | Gas | 8000 | Steel-Impressed Current | Cathodically Protected | Pressure |  | 1998-12-03 |  | 1998-12-03
4110311 | 2 | 2003-04-15 | Removed From Ground | Gas | 8000 | Steel-Impressed Current | Cathodically Protected | Pressure |  | 1998-12-03 |  | 1998-12-03
4110311 | 3 | 2003-04-15 | Removed From Ground | Diesel | 10000 | Steel-Impressed Current | Cathodically Protected | Suction: Valve At The Tank |  | 1998-12-03 |  | 1998-12-03
4110311 | 4 | 2003-04-15 | Removed From Ground | Kerosene | 2000 | Steel-Impressed Current | Cathodically Protected | Suction: Valve At The Tank |  | 1998-12-03 |  | 1998-12-03
4110311 | 5 | 2003-04-15 | Removed From Ground | Gas | 8000 | Steel-Impressed Current | Cathodically Protected | Pressure |  | 1998-12-03 |  | 1998-12-03
4110311 | 6 |  | Removed From Ground Date Unknown | Used Oil | 560 | Bare Steel | Galvanized Steel | Not Marked | Y |  | Y
4110311 | 7 |  | Removed From Ground Date Unknown | Diesel | 560 | Bare Steel | Galvanized Steel | Not Marked
4110312 | 1 | 1966-05-03 | Currently In Use | Gas | 10000 | Steel-Impressed Current | Cathodically Protected | Pressure |  | 1998-06-30 |  | 1998-06-30
4110312 | 2 | 1966-05-03 | Currently In Use | Gas | 10000 | Steel-Impressed Current | Cathodically Protected | Pressure |  | 1998-06-30 |  | 1998-06-30
4110313 | 1 | 1988-01-01 | Removed From Ground | Gas | 10000 | Bare Steel | Galvanized Steel | Not Marked
4110313 | 2 | 1988-01-01 | Removed From Ground | Gas | 10000 | Bare Steel | Galvanized Steel | Not Marked
4110314 | 1 | 1996-09-01 | Removed From Ground | Gas | 6000 | Bare Steel | Fiberglass Reinforced Plastic | Pressure
4110314 | 2 | 1996-09-01 | Removed From Ground | Gas | 3000 | Bare Steel | Fiberglass Reinforced Plastic | Pressure
4110314 | 3 | 1996-09-01 | Removed From Ground | Gas | 3000 | Bare Steel | Fiberglass Reinforced Plastic | Pressure
4110314 | 4 | 1988-07-15 | Removed From Ground | Gas | 3000 | Bare Steel | Galvanized Steel | Not Marked
4110314 | 5 | 1988-07-15 | Removed From Ground | Gas | 1000 | Bare Steel | Galvanized Steel | Not Marked
4110315 | 1 | 2016-11-16 | Temporarily Out Of Use | Gas | 8000 | Steel-Impressed Current | Cathodically Protected | Pressure |  | 1998-11-01 |  | 1998-11-01
4110315 | 2 | 2013-06-17 | Temporarily Out Of Use | Gas | 8000 | Steel-Impressed Current | Cathodically Protected | Pressure |  | 1998-11-01 |  | 1998-11-01
4110315 | 3 | 2016-11-16 | Temporarily Out Of Use | Gas | 8000 | Steel-Impressed Current | Cathodically Protected | Pressure |  | 1998-11-01 |  | 1998-11-01
4110317 | 1 |  | Removed From Ground Date Unknown | Gas | 2000 | Bare Steel | Galvanized Steel | Not Marked
4110317 | 1 |  | Temporarily Out Of Use | Gas | 2000 | Bare Steel | Galvanized Steel | Not Marked
4110317 | 10 |  | Currently In Use | Gas | 560 | Bare Steel | Bare Steel | Suction: Valve At The Tank
4110317 | 10 |  | Removed From Ground Date Unknown | Gas | 560 | Bare Steel | Bare Steel | Suction: Valve At The Tank
4110317 | 2 |  | Removed From Ground Date Unknown | Gas | 3000 | Bare Steel | Galvanized Steel | Not Marked
4110317 | 2 |  | Temporarily Out Of Use | Gas | 3000 | Bare Steel | Galvanized Steel | Not Marked
4110317 | 3 |  | Removed From Ground Date Unknown | Gas | 3000 | Bare Steel | Galvanized Steel | Not Marked
4110317 | 3 |  | Temporarily Out Of Use | Gas | 3000 | Bare Steel | Galvanized Steel | Not Marked
4110317 | 4 |  | Removed From Ground Date Unknown | Gas | 4000 | Bare Steel | Galvanized Steel | Not Marked
4110317 | 4 |  | Temporarily Out Of Use | Gas | 4000 | Bare Steel | Galvanized Steel | Not Marked
4110317 | 5 |  | Removed From Ground Date Unknown | Used Oil | 250 | Bare Steel | Galvanized Steel | Not Marked | Y |  | Y
4110317 | 5 |  | Temporarily Out Of Use | Used Oil | 250 | Bare Steel | Galvanized Steel | Not Marked | Y |  | Y
4110317 | 6 |  | Currently In Use | Gas | 4010 | Bare Steel | Bare Steel | Suction: Valve At The Tank
4110317 | 6 |  | Removed From Ground Date Unknown | Gas | 4010 | Bare Steel | Bare Steel | Suction: Valve At The Tank
4110317 | 7 |  | Currently In Use | Gas | 3008 | Bare Steel | Bare Steel | Suction: Valve At The Tank
4110317 | 7 |  | Removed From Ground Date Unknown | Gas | 3008 | Bare Steel | Bare Steel | Suction: Valve At The Tank
4110317 | 8 |  | Currently In Use | Gas | 3008 | Bare Steel | Bare Steel | Suction: Valve At The Tank
4110317 | 8 |  | Removed From Ground Date Unknown | Gas | 3008 | Bare Steel | Bare Steel | Suction: Valve At The Tank
4110317 | 9 |  | Currently In Use | Gas | 2005 | Bare Steel | Bare Steel | Suction: Valve At The Tank
4110317 | 9 |  | Removed From Ground Date Unknown | Gas | 2005 | Bare Steel | Bare Steel | Suction: Valve At The Tank
4110319 | 1 | 1998-07-01 | Removed From Ground | Gas | 10000 | Bare Steel | Galvanized Steel | Not Marked
4110319 | 2 | 1998-07-01 | Removed From Ground | Gas | 10000 | Bare Steel | Galvanized Steel | Not Marked
4110320 | 1 | 1986-01-01 | Removed From Ground | Gas | 12000 | Bare Steel | Galvanized Steel | Not Marked
4110320 | 2 | 1986-01-01 | Removed From Ground | Gas | 12000 | Bare Steel | Galvanized Steel | Not Marked
4110320 | 3 | 1986-01-01 | Removed From Ground | Gas | 5000 | Bare Steel | Galvanized Steel | Not Marked
4110320 | 4 | 1986-01-01 | Removed From Ground | Gas | 5000 | Bare Steel | Galvanized Steel | Not Marked
4110324 | 1 | 2012-03-15 | Temporarily Out Of Use | Gas | 4000 | Steel-Impressed Current | Cathodically Protected | Suction: Valve At The Tank |  | 1998-12-20 |  | 1998-12-20
4110324 | 2 | 2012-03-13 | Temporarily Out Of Use | Gas | 4000 | Steel-Impressed Current | Cathodically Protected | Suction: Valve At The Tank |  | 1998-12-20 |  | 1998-12-20
4110324 | 3 | 2013-03-12 | Temporarily Out Of Use | Gas | 4000 | Steel-Impressed Current | Cathodically Protected | Suction: Valve At The Tank |  | 1998-12-20 |  | 1998-12-20
4110324 | 4 | 2012-03-12 | Temporarily Out Of Use | Gas | 4000 | Steel-Impressed Current | Cathodically Protected | Suction: Valve At The Tank |  | 1998-12-20 |  | 1998-12-20
4110326 | 1 | 1998-09-07 | Removed From Ground | Gas | 4010 | Bare Steel | Galvanized Steel | Suction: Valve At The Tank
4110326 | 2 | 1998-09-07 | Removed From Ground | Gas | 2980 | Bare Steel | Galvanized Steel | Suction: Valve At The Tank
4110326 | 3 | 1998-09-07 | Removed From Ground | Gas | 4010 | Bare Steel | Galvanized Steel | Suction: Valve At The Tank
4110326 | 4 | 1998-09-07 | Removed From Ground | Gas | 2980 | Bare Steel | Galvanized Steel | Suction: Valve At The Tank
4110326 | 5 | 1998-09-07 | Removed From Ground | Gas | 2980 | Bare Steel | Galvanized Steel | Suction: No Valve At The Tank
4110326 | 6 | 1998-11-01 | Currently In Use | Gas | 18 | Epoxy | Secondary Containment | Pressure |  | 1998-11-01 |  | 1998-11-01
4110326 | 7 | 1998-11-01 | Currently In Use | Diesel | 18 | Epoxy | Secondary Containment | Pressure |  | 1998-11-01 |  | 1998-11-01
4110327 | 1 | 1975-06-01 | Temporarily Out Of Use | Gas | 6000 | Steel-Impressed Current | Fiberglass Reinforced Plastic | Suction: Valve At The Tank |  | 1998-08-14 |  | 1998-08-14
4110327 | 2 | 1975-06-01 | Temporarily Out Of Use | Gas | 6000 | Steel-Impressed Current | Fiberglass Reinforced Plastic | Suction: Valve At The Tank |  | 1998-08-14 |  | 1998-08-14
4110327 | 3 | 1975-06-01 | Temporarily Out Of Use | Diesel | 3000 | Steel-Impressed Current | Fiberglass Reinforced Plastic | Suction: Valve At The Tank |  | 1998-08-14 |  | 1998-08-14
4110327 | 4 | 1975-03-01 | Temporarily Out Of Use | Gas | 6000 | Steel-Impressed Current | Fiberglass Reinforced Plastic | Suction: Valve At The Tank |  | 1998-08-14 |  | 1998-08-14
4110328 | 1 |  | Permanently Out Of Use | Gas | 2000 | Bare Steel | Unknown | Not Marked
4110329 | 1 | 1998-07-01 | Removed From Ground | Empty | 4000 | Bare Steel | Bare Steel | Suction: Valve At The Tank
4110329 | 2 | 1998-07-01 | Removed From Ground | Empty | 4000 | Bare Steel | Bare Steel | Suction: Valve At The Tank
4110329 | 3A | 1998-07-01 | Removed From Ground | Empty | 3000 | Bare Steel | Bare Steel | Suction: Valve At The Tank
4110329 | 3B | 1998-07-01 | Removed From Ground | Empty | 3000 | Bare Steel | Unknown | Suction: Valve At The Tank
4110330 | 1 |  | Closed In Ground Date Unknown | Gas | 1000 | Bare Steel | Unknown | Not Marked
4110330 | 2 |  | Closed In Ground Date Unknown | Gas | 1000 | Bare Steel | Unknown | Not Marked
4110332 | 1 |  | Removed From Ground Date Unknown | Gas | 10000 | Bare Steel | Bare Steel | Pressure
4110332 | 2 |  | Removed From Ground Date Unknown | Diesel | 10000 | Bare Steel | Galvanized Steel | Pressure
4110332 | 3 |  | Removed From Ground Date Unknown | Diesel | 10000 | Bare Steel | Not Marked | Not Marked
4110332 | 4 |  | Removed From Ground Date Unknown | Other | 6000 | Bare Steel | Bare Steel | Suction: Valve At The Tank
4110332 | 5 |  | Removed From Ground Date Unknown | Used Oil | 4000 | Bare Steel | Bare Steel | Gravity Fed | Y |  | Y
4110332 | 6 |  | Removed From Ground Date Unknown | Diesel | 10000 | Bare Steel | Not Marked | Not Marked
4110332 | 7 | 1996-01-01 | Currently In Use | Diesel | 20000 | Double Walled | Fiberglass Reinforced Plastic | Pressure |  | 1995-12-01 |  | 1995-12-01
4110333 | 004 | 2011-05-26 | Currently In Use | Gas | 7896 | Cathodically Protected Steel | Fiberglass Reinforced Plastic | Pressure |  | 1989-01-01 |  | 1989-01-01
4110333 | 005 | 2011-05-26 | Currently In Use | Gas | 7896 | Cathodically Protected Steel | Fiberglass Reinforced Plastic | Pressure |  | 1989-01-01 |  | 1989-01-01
4110333 | 006 | 2011-05-26 | Currently In Use | Gas | 7896 | Cathodically Protected Steel | Fiberglass Reinforced Plastic | Pressure |  | 1989-01-01 |  | 1989-01-01
4110333 | 007 | 2009-11-16 | Temporarily Out Of Use | Diesel | 7896 | Cathodically Protected Steel | Fiberglass Reinforced Plastic | Pressure |  | 1989-01-01 |  | 1989-01-01
4110333 | 5 | 1996-08-08 | Removed From Ground | Used Oil | 550 | Not Marked/Unknown | Not Marked | Not Marked
4110334 | 1 | 1988-11-01 | Removed From Ground | Other | 10000 | Bare Steel | Unknown | Not Marked
4110334 | 2 | 1988-11-01 | Removed From Ground | Other | 10000 | Bare Steel | Unknown | Not Marked
4110334 | 3 | 1988-11-01 | Removed From Ground | Other | 10000 | Bare Steel | Unknown | Not Marked
4110334 | 4 | 1988-11-01 | Removed From Ground | Other | 10000 | Bare Steel | Unknown | Not Marked
4110334 | 5 |  | Removed From Ground Date Unknown | Gas | 1000 | Bare Steel | Unknown | Not Marked
4110334 | 6 | 1997-02-05 | Currently In Use | Gas | 1000 | Composite | Fiberglass Reinforced Plastic | Suction: No Valve At The Tank |  | 1997-02-05 |  | 1997-02-05
4110335 | 1 | 1993-10-12 | Removed From Ground | Gas | 10000 | Bare Steel | Bare Steel | Suction: No Valve At The Tank
4110336 | 1 | 1991-07-01 | Currently In Use | Diesel | 10000 | Composite | Fiberglass Reinforced Plastic | Suction: No Valve At The Tank |  | 1991-07-01 |  | 1991-07-01
4110338 | 1 | 1990-01-01 | Removed From Ground | Diesel | 8000 | Bare Steel | Galvanized Steel | Not Marked
4110338 | 2 | 1990-01-01 | Removed From Ground | Diesel | 4000 | Bare Steel | Galvanized Steel | Not Marked
4110339 | 1 | 1991-10-15 | Removed From Ground | Other | 8000 | Bare Steel | Unknown | Not Marked
4110340 | 1 |  | Currently In Use | Used Oil | 1 | Bare Steel | Unknown | Not Marked | Y |  | Y
4110340 | 1 |  | Removed From Ground Date Unknown | Used Oil | 1 | Bare Steel | Unknown | Not Marked | Y |  | Y
4110341 | 1 | 1994-02-01 | Removed From Ground | Used Oil | 500 | Bare Steel | Bare Steel | Not Marked | Y |  | Y
4110342 | 1 | 1991-07-12 | Removed From Ground | Gas | 10000 | Fiberglass | Fiberglass Reinforced Plastic | Not Marked
4110342 | 2 | 1991-07-12 | Removed From Ground | Gas | 10000 | Fiberglass | Fiberglass Reinforced Plastic | Not Marked
4110342 | 3 | 1991-07-12 | Removed From Ground | Gas | 10000 | Fiberglass | Fiberglass Reinforced Plastic | Not Marked
4110342 | 4 | 1991-07-12 | Removed From Ground | Diesel | 6000 | Fiberglass | Fiberglass Reinforced Plastic | Not Marked
4110342 | 5 | 1991-07-12 | Removed From Ground | Diesel | 3000 | Fiberglass | Galvanized Steel | Not Marked
4110343 | 1 | 2017-01-31 | Temporarily Out Of Use | Gas | 12000 | Steel-Galvanic | Galvanic | Pressure |  | 1979-01-01 |  | 1979-01-01
4110343 | 2 | 2017-01-31 | Temporarily Out Of Use | Gas | 12000 | Steel-Galvanic | Galvanic | Pressure |  | 2000-03-01 |  | 1979-01-01
4110343 | 4 | 2017-01-31 | Temporarily Out Of Use | Gas | 12000 | Steel-Galvanic | Galvanic | Pressure |  | 2000-03-01 |  | 1979-01-01
4110345 | 1 | 1996-05-20 | Removed From Ground | Empty | 1000 | Marked Unknown | Unknown | Not Marked
4110345 | 2 | 1996-05-20 | Removed From Ground | Empty | 1000 | Marked Unknown | Unknown | Not Marked
4110345 | 3 | 1996-05-20 | Removed From Ground | Diesel | 10000 | Marked Unknown | Unknown | Not Marked
4110345 | 4 | 1996-05-20 | Removed From Ground | Other | 10000 | Marked Unknown | Unknown | Not Marked
4110347 | 1 | 1981-05-01 | Temporarily Out Of Use | Gas | 6000 | Steel-Impressed Current | Cathodically Protected | Suction: No Valve At The Tank |  | 1997-01-27 |  | 1997-01-27
4110347 | 2 | 1981-05-01 | Temporarily Out Of Use | Gas | 6000 | Steel-Impressed Current | Cathodically Protected | Suction: No Valve At The Tank |  | 1997-01-27 |  | 1997-01-27
4110347 | 3 | 1981-05-01 | Temporarily Out Of Use | Gas | 4000 | Steel-Impressed Current | Fiberglass Reinforced Plastic | Suction: No Valve At The Tank |  | 1997-01-27 |  | 1997-01-27
4110348 | 1 | 2003-04-14 | Removed From Ground | Gas | 8000 | Not Marked/Unknown | Fiberglass Reinforced Plastic | Pressure |  | 1996-05-15 |  | 1996-05-15
4110348 | 2 | 2003-04-14 | Removed From Ground | Gas | 6000 | Not Marked/Unknown | Fiberglass Reinforced Plastic | Pressure |  | 1996-05-15 |  | 1996-05-15
4110348 | 3 | 2003-04-14 | Removed From Ground | Gas | 5000 | Not Marked/Unknown | Fiberglass Reinforced Plastic | Pressure |  | 1996-05-15 |  | 1996-05-15
4110348 | 4 | 2003-04-14 | Removed From Ground | Gas | 6000 | Not Marked/Unknown | Fiberglass Reinforced Plastic | Pressure |  | 1996-05-15 |  | 1996-05-15
4110349 | 3 | 1990-12-01 | Removed From Ground | Gas | 500 | Cathodically Protected Steel | Cathodically Protected | Not Marked
4110349 | 5 | 1988-12-01 | Removed From Ground | Gas | 10000 | Cathodically Protected Steel | Cathodically Protected | Not Marked
4110351 | 1 |  | Currently In Use | Gas | 8000 | Bare Steel | Galvanized Steel | Pressure
4110351 | 1 |  | Removed From Ground Date Unknown | Gas | 8000 | Bare Steel | Galvanized Steel | Pressure
4110351 | 2 |  | Currently In Use | Gas | 8000 | Bare Steel | Galvanized Steel | Pressure
4110351 | 2 |  | Removed From Ground Date Unknown | Gas | 8000 | Bare Steel | Galvanized Steel | Pressure
4110351 | 3 |  | Currently In Use | Gas | 6000 | Bare Steel | Galvanized Steel | Pressure
4110351 | 3 |  | Removed From Ground Date Unknown | Gas | 6000 | Bare Steel | Galvanized Steel | Pressure
4110352 | 1 | 1993-08-10 | Removed From Ground | Gas | 8000 | Bare Steel | Galvanized Steel | Pressure
4110352 | 2 | 1993-08-10 | Removed From Ground | Gas | 8000 | Bare Steel | Galvanized Steel | Pressure
4110352 | 3 | 1993-08-19 | Removed From Ground | Gas | 6000 | Bare Steel | Galvanized Steel | Pressure
4110353 | 1 | 2017-04-03 | Currently In Use | Gas | 8000 | Steel-Impressed Current | Cathodically Protected | Suction: No Valve At The Tank |  | 1983-05-01 |  | 1983-05-01
4110353 | 2 | 2017-04-03 | Currently In Use | Gas | 8000 | Steel-Impressed Current | Cathodically Protected | Suction: No Valve At The Tank |  | 1983-05-01 |  | 1983-05-01
4110353 | 3 | 2017-04-03 | Currently In Use | Gas | 6000 | Steel-Impressed Current | Cathodically Protected | Suction: No Valve At The Tank |  | 1983-05-01 |  | 1983-05-01
4110354 | 1 | 1991-07-23 | Removed From Ground | Gas | 8000 | Bare Steel | Galvanized Steel | Not Marked
4110354 | 2 | 1991-07-23 | Removed From Ground | Gas | 8000 | Bare Steel | Galvanized Steel | Not Marked
4110354 | 3 | 1991-07-23 | Removed From Ground | Gas | 6000 | Bare Steel | Galvanized Steel | Not Marked
4110356 | 1 | 1983-05-02 | Currently In Use | Gas | 8000 | Steel-Impressed Current | Cathodically Protected | Pressure |  | 1998-05-27 |  | 1998-05-27
4110356 | 2 | 1983-05-02 | Currently In Use | Gas | 8000 | Steel-Impressed Current | Cathodically Protected | Pressure |  | 1998-05-27 |  | 1998-05-27
4110356 | 3 | 1983-05-02 | Currently In Use | Gas | 8000 | Steel-Impressed Current | Cathodically Protected | Pressure |  | 1998-05-27 |  | 1998-05-27
4110357 | 1 | 2004-10-25 | Removed From Ground | Gas | 8000 | Steel-Impressed Current | Cathodically Protected | Pressure |  | 1998-01-01 |  | 1998-01-01
4110357 | 2 | 2004-10-25 | Removed From Ground | Gas | 8000 | Steel-Impressed Current | Cathodically Protected | Pressure |  | 1998-01-01 |  | 1998-01-01
4110357 | 3 | 2004-10-25 | Removed From Ground | Gas | 8000 | Steel-Impressed Current | Cathodically Protected | Pressure |  | 1998-01-01 |  | 1998-01-01
4110358 | 1 | 1987-08-01 | Currently In Use | Gas | 10000 | Steel-Impressed Current | Fiberglass Reinforced Plastic | Pressure |  | 1997-08-01 |  | 1997-08-01
4110358 | 2 | 1987-08-01 | Currently In Use | Gas | 10000 | Steel-Impressed Current | Fiberglass Reinforced Plastic | Pressure |  | 1997-08-01 |  | 1997-08-01
4110358 | 3 | 1985-05-01 | Currently In Use | Gas | 8000 | Steel-Impressed Current | Fiberglass Reinforced Plastic | Pressure |  | 1997-08-01 |  | 1997-08-01
4110359 | 1 | 1991-01-01 | Removed From Ground | Gas | 3000 | Bare Steel | Galvanized Steel | Not Marked
4110359 | 2 | 1991-01-01 | Removed From Ground | Diesel | 3000 | Bare Steel | Galvanized Steel | Not Marked
4110359 | 3 | 1991-01-01 | Removed From Ground | Diesel | 5000 | Bare Steel | Galvanized Steel | Not Marked
4110359 | 4 | 1976-06-01 | Closed In Ground | Diesel |  | Bare Steel | Galvanized Steel | Not Marked
4110361 | 1 | 1991-07-18 | Removed From Ground | Diesel | 3000 | Epoxy | Galvanized Steel | Not Marked
4110361 | 2 |  | Currently In Use | Diesel | 1000 | Not Marked/Unknown | Not Marked | Not Marked
4110361 | 2 |  | Removed From Ground Date Unknown | Diesel | 1000 | Not Marked/Unknown | Not Marked | Not Marked
4110362 | 1 | 1999-12-07 | Removed From Ground | Gas | 2000 | Bare Steel | Unknown | Not Marked
4110363 | 1 | 1988-12-01 | Closed In Ground | Empty | 6600 | Bare Steel | Galvanized Steel | Not Marked
4110363 | 2 | 2003-05-07 | Removed From Ground | Gas | 10000 | Fiberglass | Fiberglass Reinforced Plastic | Pressure |  | 1989-10-01 |  | 1989-10-01
4110363 | 3 | 2003-05-07 | Removed From Ground | Diesel | 10000 | Fiberglass | Fiberglass Reinforced Plastic | Pressure |  | 1989-10-01 |  | 1989-10-01
4110364 | 1 | 1991-01-25 | Removed From Ground | Diesel | 12000 | Bare Steel | Galvanized Steel | Not Marked
4110365 | 1 | 2002-08-31 | Removed From Ground | Gas | 5000 | Bare Steel | Galvanized Steel | Suction: No Valve At The Tank
4110365 | 2 | 2002-08-31 | Removed From Ground | Gas | 5000 | Bare Steel | Galvanized Steel | Suction: No Valve At The Tank
4110365 | 3 | 2002-08-31 | Removed From Ground | Gas | 3000 | Bare Steel | Galvanized Steel | Suction: No Valve At The Tank
4110365 | 4 | 2002-08-31 | Removed From Ground | Used Oil | 500 | Bare Steel | Galvanized Steel | Suction: No Valve At The Tank | Y |  | Y
4110367 | 1 | 1995-11-15 | Removed From Ground | Used Oil | 300 | Bare Steel | Bare Steel | Gravity Fed | Y |  | Y
4110367 | 2 | 2001-03-14 | Removed From Ground | Gas | 500 | Bare Steel | Not Marked | Not Marked
4110368 | 1 | 1988-09-01 | Removed From Ground | Diesel | 2000 | Bare Steel | Galvanized Steel | Suction: Valve At The Tank
4110368 | 2 | 1998-05-01 | Removed From Ground | Diesel | 4000 | Bare Steel | Copper | Suction: Valve At The Tank
4110368 | 3 | 1972-01-01 | Removed From Ground | Diesel | 550 | Bare Steel | Unknown | Suction: Valve At The Tank
4110368 | 4 | 1998-05-18 | Currently In Use | Diesel | 4000 | Double Walled | Copper | Suction: Valve At The Tank |  | 1998-05-18 |  | 1998-05-18
4110369 | 1 | 1992-02-05 | Removed From Ground | Kerosene | 10000 | Bare Steel | Galvanized Steel | Suction: Valve At The Tank
4110369 | 2 | 2016-09-27 | Removed From Ground | Diesel | 10000 | Double Walled | Copper | Suction: Valve At The Tank |  | 1997-08-22 |  | 1997-08-22
4110369 | 3 | 2016-10-05 | Currently In Use | Diesel | 10000 | Fiberglass Double Walled | Fiberglass Reinforced Plastic | Suction: Valve At The Tank | N | 2016-11-09 | N | 2016-11-09
4110370 | 1 | 1985-11-01 | Currently In Use | Gas | 10000 | Cathodically Protected Steel | Fiberglass Reinforced Plastic | Pressure |  | 1997-01-15 12:00 | Y | 1997-01-15 12:00
4110370 | 2 | 1985-11-25 | Currently In Use | Gas | 10000 | Cathodically Protected Steel | Fiberglass Reinforced Plastic | Pressure |  | 1997-01-15 12:00 | Y | 1997-01-15 12:00
4110370 | 3 | 1985-11-25 | Currently In Use | Gas | 10000 | Cathodically Protected Steel | Fiberglass Reinforced Plastic | Pressure |  | 1997-01-15 12:00 | Y | 1997-01-15 12:00
4110372 | 1 | 1991-08-09 | Removed From Ground | Gas | 12000 | Bare Steel | Galvanized Steel | Pressure
4110372 | 2 | 1989-12-13 | Removed From Ground | Gas | 1000 | Bare Steel | Galvanized Steel | Pressure
4110373 | 1 | 1997-06-03 | Removed From Ground | Other | 10000 | Bare Steel | Copper | Suction: Valve At The Tank
4110374 | 1 | 1997-07-08 | Removed From Ground | Other | 3000 | Bare Steel | Copper | Suction: Valve At The Tank
4110374 | 2 | 2004-09-28 | Removed From Ground | Kerosene | 4000 | Double Walled | Fiberglass Reinforced Plastic | Suction: Valve At The Tank |  | 1997-08-05 |  | 1997-08-05
4110375 | 1 | 1986-10-01 | Removed From Ground | Gas | 10000 | Bare Steel | Galvanized Steel | Not Marked
4110375 | 2 | 1986-10-01 | Removed From Ground | Used Oil | 550 | Bare Steel | Galvanized Steel | Not Marked | Y |  | Y
4110375 | 3 | 1986-10-01 | Removed From Ground | Gas | 10000 | Bare Steel | Galvanized Steel | Pressure
4110375 | 4 | 1986-10-01 | Removed From Ground | Gas | 5000 | Bare Steel | Galvanized Steel | Not Marked
4110375 | 5 | 1986-11-01 | Currently In Use | Gas | 10000 | Cathodically Protected Steel | Fiberglass Reinforced Plastic | Pressure |  | 1986-11-01 |  | 1986-11-01
4110375 | 6 | 1986-11-01 | Currently In Use | Gas | 10000 | Cathodically Protected Steel | Fiberglass Reinforced Plastic | Pressure |  | 1986-11-01 |  | 1986-11-01
4110375 | 7 | 1986-11-01 | Currently In Use | Gas | 10000 | Cathodically Protected Steel | Fiberglass Reinforced Plastic | Pressure |  | 1986-11-01 |  | 1986-11-01
4110377 | 1 | 1985-11-25 | Currently In Use | Gas | 10000 | Fiberglass | Fiberglass Reinforced Plastic | Pressure |  | 1985-11-25 |  | 1985-11-25
4110377 | 2 | 1985-11-25 | Currently In Use | Gas | 10000 | Fiberglass | Fiberglass Reinforced Plastic | Pressure |  | 1985-11-25 |  | 1985-11-25
4110377 | 3 | 1985-11-25 | Currently In Use | Gas | 10000 | Bare Steel | Fiberglass Reinforced Plastic | Pressure |  | 1985-11-25 |  | 1985-11-25
4110377 | 4 |  | Removed From Ground Date Unknown | Gas | 5000 | Bare Steel | Galvanized Steel | Not Marked
4110377 | 5 |  | Removed From Ground Date Unknown | Gas | 5000 | Bare Steel | Galvanized Steel | Not Marked
4110377 | 6 |  | Removed From Ground Date Unknown | Gas | 5000 | Bare Steel | Galvanized Steel | Not Marked
4110377 | 7 |  | Removed From Ground Date Unknown | Diesel | 5000 | Bare Steel | Galvanized Steel | Not Marked
4110380 | 1 | 1986-03-01 | Removed From Ground | Other | 10000 | Cathodically Protected Steel | Galvanized Steel | Not Marked
4110380 | 2 | 1986-03-01 | Removed From Ground | Gas | 10000 | Cathodically Protected Steel | Galvanized Steel | Not Marked
4110380 | 3 | 1986-03-01 | Removed From Ground | Gas | 5000 | Cathodically Protected Steel | Galvanized Steel | Not Marked
4110380 | 4 | 1986-03-01 | Removed From Ground | Used Oil | 550 | Cathodically Protected Steel | Galvanized Steel | Not Marked | Y |  | Y
4110380 | 6 | 2005-04-14 | Removed From Ground | Gas | 8000 | Cathodically Protected Steel | Fiberglass Reinforced Plastic | Pressure |  | 1988-10-01 |  | 1988-10-01
4110380 | 7 | 2005-04-14 | Removed From Ground | Gas | 8000 | Cathodically Protected Steel | Fiberglass Reinforced Plastic | Pressure |  | 1988-10-01 |  | 1988-10-01
4110380 | 8 | 2005-04-14 | Removed From Ground | Gas | 8000 | Cathodically Protected Steel | Fiberglass Reinforced Plastic | Pressure |  | 1988-10-01 |  | 1988-10-01
4110380 | 9 | 2005-04-14 | Removed From Ground | Used Oil | 550 | Cathodically Protected Steel | Fiberglass Reinforced Plastic | Gravity Fed | Y |  | Y
4110381 | 1 |  | Removed From Ground Date Unknown | Gas |  | Marked Unknown | Unknown | Not Marked
4110382 | 053 | 2016-01-06 | Currently In Use | Gas | 7896 | Steel-Impressed Current | Fiberglass/Double Walled | Suction: No Valve At The Tank |  | 1998-12-21 |  | 1998-12-21
4110382 | 054 | 2016-01-06 | Currently In Use | Gas | 7896 | Steel-Impressed Current | Fiberglass Reinforced Plastic | Suction: No Valve At The Tank |  | 1998-12-21 |  | 1998-12-21
4110383 | 1 | 1974-09-03 | Currently In Use | Gas | 6000 | Steel-Impressed Current | Cathodically Protected | Suction: Valve At The Tank |  | 1998-08-01 12:00 |  | 1998-08-01 12:00
4110383 | 2 | 1974-09-03 | Currently In Use | Gas | 4000 | Steel-Impressed Current | Cathodically Protected | Suction: Valve At The Tank |  | 1998-08-01 12:00 |  | 1998-08-01 12:00
4110383 | 3 | 2001-08-17 | Temporarily Out Of Use | Gas | 1000 | Steel-Impressed Current | Cathodically Protected | Suction: Valve At The Tank |  | 1998-08-01 12:00 |  | 1998-08-01 12:00
4110383 | 4 |  | Removed From Ground Date Unknown | Gas | 1000 | Bare Steel | Galvanized Steel | Not Marked
4110383 | 5 |  | Removed From Ground Date Unknown | Gas | 4000 | Bare Steel | Bare Steel | Not Marked
4110383 | 6 |  | Removed From Ground Date Unknown | Gas | 3000 | Bare Steel | Bare Steel | Not Marked
4110383 | 7 |  | Removed From Ground Date Unknown | Gas | 4000 | Bare Steel | Bare Steel | Not Marked
4110383 | 8 | 1999-12-03 | Closed In Ground | Diesel | 500 | Bare Steel | Bare Steel | Not Marked
4110386 | 1 | 1992-10-19 | Removed From Ground | Used Oil | 500 | Bare Steel | Unknown | Not Marked | Y |  | Y
4110386 | 2 | 1992-10-01 | Removed From Ground | Gas | 1000 | Bare Steel | Galvanized Steel | Not Marked
4110386 | 3 | 2012-02-21 | Removed From Ground | Used Oil | 1000 | Double Walled | Double Walled | Gravity Fed | Y |  | Y | 1992-10-21
4110387 | 1 | 2015-04-28 | Temporarily Out Of Use | Diesel | 8000 | Fiberglass | Fiberglass Reinforced Plastic | Suction: Valve At The Tank |  | 1998-12-17 12:00 | Y | 1998-12-17 12:00
4110389 | 1 | 2004-04-30 | Removed From Ground | Gas | 10000 | Steel-Impressed Current | Fiberglass Reinforced Plastic | Pressure |  | 1998-05-26 |  | 1998-05-26
4110389 | 2 | 2004-04-30 | Removed From Ground | Gas | 10000 | Steel-Impressed Current | Fiberglass Reinforced Plastic | Pressure |  | 1998-05-26 |  | 1998-05-26
4110389 | 3 | 2004-04-30 | Removed From Ground | Gas | 10000 | Steel-Impressed Current | Not Marked | Pressure |  | 1998-05-26 |  | 1998-05-26
4110390 | 1 | 1990-09-05 | Removed From Ground | Gas | 2000 | Bare Steel | Galvanized Steel | Not Marked
4110390 | 2 | 1990-09-05 | Removed From Ground | Diesel | 2000 | Bare Steel | Galvanized Steel | Not Marked
4110391 | 1 | 1986-03-01 | Removed From Ground | Gas | 5000 | Cathodically Protected Steel | Galvanized Steel | Not Marked
4110391 | 2 | 1986-03-01 | Removed From Ground | Gas | 3000 | Cathodically Protected Steel | Galvanized Steel | Not Marked
4110391 | 3 | 1986-03-01 | Removed From Ground | Gas | 3000 | Cathodically Protected Steel | Galvanized Steel | Not Marked
4110391 | 4 | 1986-03-01 | Removed From Ground | Gas | 3000 | Cathodically Protected Steel | Galvanized Steel | Not Marked
4110391 | 5 | 1986-03-01 | Removed From Ground | Used Oil | 550 | Cathodically Protected Steel | Galvanized Steel | Gravity Fed | Y |  | Y
4110391 | 6 | 1990-02-15 | Removed From Ground | Gas | 550 | Bare Steel | Galvanized Steel | Not Marked
4110391 | 7 | 1990-11-27 | Removed From Ground | Gas | 3000 | Bare Steel | Galvanized Steel | Pressure
4110391 | 8 | 1990-11-19 | Removed From Ground | Gas | 12000 | Bare Steel | Galvanized Steel | Pressure
4110391 | 9 | 1993-08-25 | Removed From Ground | Gas | 12000 | Double Walled | Fiberglass Reinforced Plastic | Pressure
4120001 | 1 | 1998-05-01 | Removed From Ground | Diesel | 8200 | Bare Steel | Galvanized Steel | Suction: Valve At The Tank
4120001 | 2 | 1998-07-16 | Currently In Use | Diesel | 8000 | Composite | Fiberglass Reinforced Plastic | Suction: No Valve At The Tank |  | 1998-06-01 |  | 1998-06-01
4120001 | 3 | 1998-07-16 | Currently In Use | Gas | 4000 | Composite | Fiberglass Reinforced Plastic | Suction: No Valve At The Tank |  | 1998-06-01 |  | 1998-06-01
4120003 | 1 | 2000-03-29 | Removed From Ground | Other | 20024 | Bare Steel | Not Marked | Suction: No Valve At The Tank
4120003 | 2 | 1997-12-02 | Removed From Ground | Other | 4010 | Bare Steel | Not Marked | Suction: No Valve At The Tank
4120003 | 3 | 2000-02-29 | Removed From Ground | Other | 3000 | Bare Steel | Not Marked | Suction: No Valve At The Tank
4120003 | 4 | 2000-02-29 | Removed From Ground | Other | 5044 | Bare Steel | Not Marked | Suction: No Valve At The Tank
4120003 | 5 | 2000-03-07 | Removed From Ground | Other | 2500 | Bare Steel | Not Marked | Suction: No Valve At The Tank
4120003 | 6 | 2000-03-23 | Removed From Ground | Other | 1650 | Bare Steel | Not Marked | Suction: No Valve At The Tank
4120003 | 7 | 2000-04-06 | Removed From Ground | Gas | 2025 | Bare Steel | Not Marked | Suction: Valve At The Tank
4120003 | 8 | 2000-03-23 | Removed From Ground | Gas |  | Bare Steel | Not Marked | Suction: No Valve At The Tank
4120005 | 1 | 2004-03-01 | Removed From Ground | Diesel | 8000 | Unknown | Unknown | Not Marked | N |  | N
4120005 | 2 |  | Removed From Ground Date Unknown | Gas | 500 | Bare Steel | Galvanized Steel | Not Marked
4120006 | 1 | 1998-04-01 | Removed From Ground | Gas | 10000 | Bare Steel | Galvanized Steel | Not Marked
4120006 | 2 | 1998-04-01 | Removed From Ground | Diesel | 2000 | Bare Steel | Galvanized Steel | Not Marked
4120006 | 3 | 1998-04-01 | Removed From Ground | Diesel | 2000 | Bare Steel | Galvanized Steel | Not Marked
4120007 | 1 | 1993-09-29 | Removed From Ground | Gas | 2000 | Bare Steel | Galvanized Steel | Suction: No Valve At The Tank
4120007 | 2 | 1993-09-29 | Removed From Ground | Diesel | 560 | Bare Steel | Galvanized Steel | Suction: No Valve At The Tank
4120007 | 214930 | 2008-04-17 | Removed From Ground | Gas | 1000 | Steel-Galvanic | Cathodically Protected | Suction: No Valve At The Tank |  | 1993-09-30 |  | 1993-09-30
4120007 | 214932 | 2008-04-17 | Removed From Ground | Diesel | 1000 | Steel-Galvanic | Cathodically Protected | Suction: No Valve At The Tank |  | 1993-09-30 |  | 1993-09-30
4120009 | 10257-1 | 1987-01-01 | Removed From Ground | Gas | 1000 | Bare Steel | Unknown | Not Marked
4120009 | 10257-2 | 1987-01-01 | Removed From Ground | Diesel | 500 | Bare Steel | Unknown | Not Marked
4120009 | 257D1 | 2001-08-23 | Removed From Ground | Diesel | 2000 | Cathodically Protected Steel | Galvanized Steel | Suction: Valve At The Tank
4120009 | 257G1 | 2001-08-23 | Removed From Ground | Gas | 2000 | Cathodically Protected Steel | Galvanized Steel | Suction: Valve At The Tank
4120010 | 1 | 2000-03-17 | Removed From Ground | Gas | 550 | Bare Steel | Galvanized Steel | Not Marked
4120011 | 1AST |  | Permanently Out Of Use | Diesel | 4000 | Bare Steel | Galvanized Steel | Not Marked
4120011 | 2AST |  | Currently In Use | Diesel | 3000 | Bare Steel | Galvanized Steel | Not Marked
4120012 | 1 |  | Currently In Use | Diesel | 1000 | Bare Steel | Unknown | Not Marked
4120012 | 2 |  | Currently In Use | Gas | 1000 | Bare Steel | Unknown | Not Marked
4120014 | 1 | 1987-02-01 | Removed From Ground | Gas | 500 | Bare Steel | Galvanized Steel | Not Marked
4120014 | 2 | 1987-02-01 | Removed From Ground | Gas | 1000 | Bare Steel | Galvanized Steel | Not Marked
4120014 | 3 | 1987-02-01 | Removed From Ground | Gas | 2000 | Bare Steel | Galvanized Steel | Not Marked
4120015 | 1 | 1991-03-02 | Removed From Ground | Diesel | 2000 | Bare Steel | Galvanized Steel | Not Marked
4120015 | 2 | 1991-03-02 | Removed From Ground | Gas | 1000 | Not Marked/Unknown | Not Marked | Not Marked
4120016 | 1 | 1998-02-26 | Removed From Ground | Diesel | 2000 | Bare Steel | Galvanized Steel | Suction: No Valve At The Tank
4120017 | 1 | 1993-12-30 | Removed From Ground | Gas | 6000 | Bare Steel | Galvanized Steel | Not Marked
4120017 | 2 | 1993-12-30 | Removed From Ground | Gas | 6000 | Bare Steel | Galvanized Steel | Not Marked
4120017 | 3 | 1993-12-30 | Removed From Ground | Gas | 6000 | Bare Steel | Galvanized Steel | Not Marked
4120018 | 1 | 1990-01-10 | Removed From Ground | Gas | 15000 | Bare Steel | Galvanized Steel | Not Marked
4120018 | 2 | 1990-01-10 | Removed From Ground | Gas | 4000 | Bare Steel | Galvanized Steel | Not Marked
4120018 | 3 | 1990-01-10 | Removed From Ground | Gas | 4000 | Bare Steel | Galvanized Steel | Not Marked
4120018 | 4 | 1990-01-15 | Currently In Use | Gas | 8200 | Composite | Double Walled | Pressure |  | 1990-01-15 |  | 1990-01-15
4120018 | 5 | 1990-01-15 | Currently In Use | Gas | 8200 | Composite | Double Walled | Pressure |  | 1990-01-15 |  | 1990-01-15
4120018 | 6 | 1990-01-15 | Currently In Use | Gas | 8200 | Composite | Double Walled | Pressure |  | 1990-01-15 |  | 1990-01-15
4120019 | 1 | 1996-12-18 | Removed From Ground | Gas | 6000 | Bare Steel | Galvanized Steel | Suction: No Valve At The Tank
4120019 | 2 | 1996-12-18 | Removed From Ground | Gas | 3000 | Bare Steel | Galvanized Steel | Suction: No Valve At The Tank
4120019 | 3 | 1996-12-18 | Removed From Ground | Gas | 3000 | Bare Steel | Galvanized Steel | Suction: No Valve At The Tank
4120019 | 4 | 1996-12-18 | Removed From Ground | Diesel | 2000 | Bare Steel | Galvanized Steel | Suction: Valve At The Tank
4120020 | 1 |  | Removed From Ground Date Unknown | Gas | 1000 | Bare Steel | Galvanized Steel | Not Marked
4120020 | 2 |  | Removed From Ground Date Unknown | Gas | 1000 | Bare Steel | Galvanized Steel | Not Marked
4120020 | 3 |  | Removed From Ground Date Unknown | Gas | 1000 | Bare Steel | Galvanized Steel | Not Marked
4120021 | 1 | 1998-07-15 | Removed From Ground | Gas | 4000 | Bare Steel | Galvanized Steel | Suction: Valve At The Tank
4120021 | 2 | 1998-07-15 | Removed From Ground | Gas | 4000 | Bare Steel | Galvanized Steel | Suction: Valve At The Tank
4120021 | 3 | 1998-07-15 | Removed From Ground | Gas | 2000 | Bare Steel | Galvanized Steel | Suction: Valve At The Tank
4120021 | 4 | 2015-03-31 | Temporarily Out Of Use | Gas | 6000 | Cathodically Protected Steel | Cathodically Protected | Suction: Valve At The Tank |  | 1998-07-18 |  | 1998-07-18
4120021 | 5A | 2015-03-31 | Temporarily Out Of Use | Gas | 3000 | Cathodically Protected Steel | Cathodically Protected | Suction: Valve At The Tank |  | 1998-07-18 |  | 1998-07-18
4120021 | 5B | 2015-03-31 | Temporarily Out Of Use | Gas | 3000 | Cathodically Protected Steel | Cathodically Protected | Suction: Valve At The Tank |  | 1998-07-18 |  | 1998-07-18
4120022 | 1 | 1998-08-17 | Removed From Ground | Gas | 8000 | Bare Steel | Galvanized Steel | Suction: Valve At The Tank
4120022 | 2 | 1998-08-17 | Removed From Ground | Gas | 6000 | Bare Steel | Galvanized Steel | Suction: Valve At The Tank
4120022 | 3 | 1989-06-01 | Removed From Ground | Gas | 1000 | Bare Steel | Galvanized Steel | Suction: Valve At The Tank
4120022 | 4 | 1989-06-01 | Removed From Ground | Gas | 1000 | Bare Steel | Galvanized Steel | Not Marked
4120022 | 5 | 1989-07-01 | Currently In Use | Gas | 3000 | STIP-3 | Fiberglass Reinforced Plastic | Suction: No Valve At The Tank |  | 1989-07-01 |  | 1989-07-01
4120022 | 6A | 1989-07-01 | Currently In Use | Gas | 5000 | STIP-3 | Fiberglass Reinforced Plastic | Suction: No Valve At The Tank |  | 1989-07-01 |  | 1989-07-01
4120022 | 6B | 1989-07-01 | Currently In Use | Gas | 3000 | STIP-3 | Fiberglass Reinforced Plastic | Suction: No Valve At The Tank |  | 1989-07-01 |  | 1989-07-01
4120023 | 1 | 1993-10-01 | Removed From Ground | Gas | 3000 | Bare Steel | Galvanized Steel | Not Marked
4120023 | 2 | 1993-10-01 | Removed From Ground | Gas | 2000 | Bare Steel | Galvanized Steel | Not Marked
4120023 | 3 | 1993-10-01 | Removed From Ground | Gas | 1000 | Bare Steel | Galvanized Steel | Not Marked
4120025 | 1 | 2014-05-06 | Temporarily Out Of Use | Gas | 10000 | Steel-Impressed Current | Cathodically Protected | Suction: No Valve At The Tank |  | 1998-06-01 |  | 1998-06-01
4120025 | 2 | 2014-05-06 | Temporarily Out Of Use | Gas | 10000 | Steel-Impressed Current | Cathodically Protected | Suction: No Valve At The Tank |  | 1998-06-01 |  | 1998-06-01
4120025 | 3 | 2014-05-06 | Temporarily Out Of Use | Gas | 10000 | Steel-Impressed Current | Cathodically Protected | Pressure |  | 1998-06-01 |  | 1998-06-01
4120026 | 1 | 1990-06-25 | Removed From Ground | Gas | 2000 | Bare Steel | Galvanized Steel | Not Marked
4120027 | 1 |  | Permanently Out Of Use | Gas | 550 | Bare Steel | Galvanized Steel | Not Marked
4120027 | 2 |  | Permanently Out Of Use | Gas | 550 | Bare Steel | Galvanized Steel | Not Marked
4120080 | 1 | 1985-12-01 | Removed From Ground | Gas | 10000 | Bare Steel | Galvanized Steel | Suction: Valve At The Tank
4120080 | 4 | 1986-01-01 | Currently In Use | Gas | 8000 | STIP-3 | Fiberglass Reinforced Plastic | Suction: No Valve At The Tank |  | 1991-03-01 |  | 1991-03-01
4120080 | 5 | 1991-03-01 | Currently In Use | Gas | 8000 | STIP-3 | Fiberglass Reinforced Plastic | Suction: No Valve At The Tank |  | 1991-03-01 |  | 1991-03-01
4130003 | 1 | 1998-08-28 | Removed From Ground | Gas | 4000 | Bare Steel | Galvanized Steel | Pressure |  |  |  | 1994-06-22
4130003 | 2 | 1998-08-28 | Removed From Ground | Gas | 4000 | Bare Steel | Galvanized Steel | Pressure |  |  |  | 1994-06-22
4130003 | 3 | 1998-08-28 | Removed From Ground | Gas | 4000 | Bare Steel | Galvanized Steel | Pressure |  |  |  | 1994-06-22
4130003 | 4 | 1998-08-28 | Removed From Ground | Gas | 4000 | Bare Steel | Galvanized Steel | Pressure |  |  |  | 1994-06-22
4130003 | 5 | 1999-01-18 | Currently In Use | Gas | 10000 | Composite Double Walled | Double Walled Flex | Pressure |  | 1999-01-18 |  | 1999-01-18
4130003 | 6 | 1999-01-18 | Currently In Use | Gas | 8000 | Composite Double Walled | Double Walled Flex | Pressure |  | 1999-01-18 |  | 1999-01-18
4130005 | 1 | 1998-06-30 | Removed From Ground | Diesel | 10000 | Bare Steel | Galvanized Steel | Not Marked
4130005 | 2 | 1998-06-30 | Removed From Ground | Gas | 10000 | Bare Steel | Galvanized Steel | Not Marked
4130006 | 1 | 1989-01-01 | Removed From Ground | Gas | 2000 | Bare Steel | Galvanized Steel | Not Marked
4130006 | 2 | 1989-01-01 | Removed From Ground | Diesel | 560 | Bare Steel | Galvanized Steel | Not Marked
4130006 | 3 | 2008-06-04 | Removed From Ground | Gas | 1000 | Steel-Galvanic | Galvanized Steel | Not Marked |  | 1989-01-01 |  | 1989-01-01
4130006 | 4 | 2008-06-04 | Removed From Ground | Diesel | 1000 | Steel-Galvanic | Galvanized Steel | Not Marked |  | 1989-01-01 |  | 1989-01-01
4130008 | 1 | 1992-07-30 | Removed From Ground | Diesel | 1000 | Bare Steel | Copper | Suction: Valve At The Tank
4130009 | 1 | 1994-01-01 | Removed From Ground | Gas | 1000 | Bare Steel | Galvanized Steel | Not Marked
4130009 | 2 | 1995-03-27 | Removed From Ground | Gas | 1000 | Bare Steel | Galvanized Steel | Not Marked
4130009 | 3 | 1995-03-27 | Removed From Ground | Diesel | 1000 | Bare Steel | Galvanized Steel | Not Marked
4130010 | 1 | 1986-01-01 | Currently In Use | Gas | 10000 | Steel-Impressed Current | Cathodically Protected | Pressure |  | 1998-04-24 |  | 1998-04-24
4130010 | 2 | 1986-01-01 | Currently In Use | Gas | 10000 | Steel-Impressed Current | Cathodically Protected | Pressure |  | 1998-04-24 |  | 1998-04-24
4130010 | 3 | 1986-01-01 | Currently In Use | Gas | 10000 | Steel-Impressed Current | Cathodically Protected | Pressure |  | 1998-04-24 |  | 1998-04-24
4130011 | 1 | 2007-09-19 | Removed From Ground | Gas | 10000 | Steel-Impressed Current | Cathodically Protected | Pressure |  | 1996-09-18 |  | 1996-09-18
4130011 | 2 | 2007-09-19 | Removed From Ground | Diesel | 10000 | Steel-Impressed Current | Cathodically Protected | Pressure |  | 1996-09-18 |  | 1996-09-18
4130011 | 3 | 2007-09-19 | Removed From Ground | Diesel | 10000 | Steel-Impressed Current | Cathodically Protected | Pressure |  | 1996-09-18 |  | 1996-09-18
4130012 | 1 | 1986-01-01 | Currently In Use | Gas | 10000 | Steel-Impressed Current | Cathodically Protected | Pressure |  | 1998-04-24 |  | 1998-04-24
4130012 | 2 | 1986-01-01 | Currently In Use | Gas | 10000 | Steel-Impressed Current | Cathodically Protected | Pressure |  | 1998-04-24 |  | 1998-04-24
4130012 | 3 | 1986-01-01 | Currently In Use | Gas | 10000 | Steel-Impressed Current | Cathodically Protected | Pressure |  | 1998-04-24 |  | 1998-04-24
4130012 | 4 | 1986-01-01 | Currently In Use | Diesel | 10000 | Steel-Impressed Current | Cathodically Protected | Pressure |  | 1998-04-24 |  | 1998-04-24
4130015 | 1 |  | Removed From Ground Date Unknown | Gas | 2000 | Bare Steel | Galvanized Steel | Not Marked
4130015 | 2 |  | Removed From Ground Date Unknown | Gas | 2000 | Bare Steel | Galvanized Steel | Not Marked
4130015 | 3 |  | Removed From Ground Date Unknown | Gas | 2000 | Bare Steel | Galvanized Steel | Not Marked
4130016 | 1 | 1985-10-01 | Removed From Ground | Gas | 6000 | Fiberglass | Galvanized Steel | Not Marked
4130016 | 2 | 1985-10-01 | Removed From Ground | Gas | 6000 | Fiberglass | Galvanized Steel | Not Marked
4130016 | 3 | 1985-10-01 | Removed From Ground | Gas | 6000 | Fiberglass | Galvanized Steel | Not Marked
4130016 | 4 | 1985-10-01 | Removed From Ground | Diesel | 2000 | Composite | Galvanized Steel | Not Marked
4130016 | 5 | 1985-10-30 | Currently In Use | Gas | 6000 | Epoxy | Fiberglass Reinforced Plastic | Pressure |  | 1998-09-08 |  | 1998-09-08
4130016 | 6 | 1985-10-30 | Currently In Use | Gas | 6000 | Epoxy | Fiberglass Reinforced Plastic | Pressure |  | 1998-09-08 |  | 1998-09-08
4130016 | 7 | 1985-10-30 | Currently In Use | Gas | 6000 | Epoxy | Fiberglass Reinforced Plastic | Pressure |  | 1998-09-08 |  | 1998-09-08
4130016 | 8 | 1985-10-30 | Currently In Use | Diesel | 4000 | Epoxy | Fiberglass Reinforced Plastic | Pressure |  | 1998-09-08 |  | 1998-09-08
4130017 | 1 |  | Permanently Out Of Use | Gas | 560 | Bare Steel | Galvanized Steel | Not Marked
4130017 | 2 |  | Permanently Out Of Use | Gas | 1000 | Bare Steel | Galvanized Steel | Not Marked
4130018 | 1 |  | Permanently Out Of Use | Gas | 1000 | Bare Steel | Galvanized Steel | Not Marked
4130018 | 2 |  | Permanently Out Of Use | Gas | 1000 | Bare Steel | Galvanized Steel | Not Marked
4130019 | 1 | 1985-04-18 | Currently In Use | Gas | 4000 | Cathodically Protected Steel | Fiberglass Reinforced Plastic | Pressure |  | 1998-11-10 |  | 1998-12-18
4130019 | 2 | 1985-04-18 | Currently In Use | Gas | 6000 | Composite | Fiberglass Reinforced Plastic | Pressure |  | 1998-11-10 |  | 1998-12-18
4130019 | 3 | 1985-04-18 | Currently In Use | Gas | 6000 | Composite | Fiberglass Reinforced Plastic | Pressure |  | 1998-11-10 |  | 1998-12-18
4130021 | 1 | 1988-06-01 | Removed From Ground | Diesel | 1000 | Bare Steel | Galvanized Steel | Not Marked
4130021 | 2 | 1988-06-01 | Removed From Ground | Gas | 500 | Bare Steel | Galvanized Steel | Not Marked
4130022 | 1-PREM | 1996-03-01 | Removed From Ground | Gas | 3000 | Bare Steel | Galvanized Steel | Pressure
4130022 | 2-PREM |  | Removed From Ground Date Unknown | Gas | 3000 | Bare Steel | Galvanized Steel | Pressure
4130022 | 3-MG | 1980-01-01 | Currently In Use | Gas | 6000 | Cathodically Protected Steel | Cathodically Protected | Pressure |  | 1996-06-01 |  | 1996-06-01
4130022 | 4-DS | 1988-03-01 | Currently In Use | Gas | 10000 | Cathodically Protected Steel | Cathodically Protected | Pressure |  | 1996-06-01 |  | 1996-06-01
4130022 | 5-UL | 1988-03-01 | Currently In Use | Gas | 8000 | Cathodically Protected Steel | Cathodically Protected | Pressure |  | 1996-06-01 |  | 1996-06-01
4130022 | 6-K1 | 1988-03-01 | Currently In Use | Kerosene | 3000 | Cathodically Protected Steel | Cathodically Protected | Pressure |  | 1996-06-01 |  | 1996-06-01
4130022 | 7-PREM | 1996-03-20 | Currently In Use | Gas | 6000 | Composite | Cathodically Protected | Pressure |  | 1996-06-01 |  | 1996-06-01
4130023 | 1 | 1975-04-01 | Currently In Use | Gas | 10000 | Steel-Impressed Current | Impressed Current | Suction: No Valve At The Tank |  | 1996-02-14 |  | 1996-02-14
4130023 | 2 | 1975-04-01 | Currently In Use | Gas | 10000 | Steel-Impressed Current | Impressed Current | Suction: No Valve At The Tank |  | 1996-02-14 |  | 1996-02-14
4130023 | 3 | 1975-04-01 | Currently In Use | Gas | 10000 | Steel-Impressed Current | Impressed Current | Suction: No Valve At The Tank |  | 1996-02-14 |  | 1996-02-14
4140002 | 1 | 1998-01-29 | Removed From Ground | Gas | 5000 | Bare Steel | Galvanized Steel | Not Marked
4140002 | 2 | 1998-01-29 | Removed From Ground | Gas | 3000 | Bare Steel | Galvanized Steel | Not Marked
4140003 | 1 |  | Removed From Ground Date Unknown | Gas | 3000 | Bare Steel | Galvanized Steel | Not Marked
4140003 | 2 |  | Removed From Ground Date Unknown | Other | 7000 | Bare Steel | Unknown | Not Marked
4140006 | 1 | 1993-03-01 | Removed From Ground | Diesel | 4000 | Bare Steel | Galvanized Steel | Not Marked
4140006 | 2 | 1993-03-01 | Removed From Ground | Gas | 3000 | Bare Steel | Galvanized Steel | Not Marked
4140007 | 1 | 1997-12-06 | Removed From Ground | Gas | 2000 | Bare Steel | Galvanized Steel | Not Marked
4140008 | 1 | 1990-06-20 | Removed From Ground | Gas |  | Bare Steel | Unknown | Not Marked
4140008 | 2 | 1990-06-20 | Removed From Ground | Gas |  | Bare Steel | Unknown | Not Marked
4140008 | 3 | 1990-06-20 | Removed From Ground | Gas |  | Bare Steel | Unknown | Not Marked
4140008 | 4 | 1990-06-20 | Removed From Ground | Kerosene |  | Bare Steel | Unknown | Not Marked
4140008 | 5 | 1990-06-20 | Removed From Ground | Used Oil |  | Bare Steel | Unknown | Not Marked | Y |  | Y
4140009 | 1 | 1988-08-31 | Removed From Ground | Gas | 4000 | Bare Steel | Galvanized Steel | Suction: Valve At The Tank
4140009 | 2 | 1988-08-31 | Removed From Ground | Gas | 1000 | Bare Steel | Galvanized Steel | Suction: Valve At The Tank
4140009 | 3 | 1988-08-31 | Removed From Ground | Diesel | 1000 | Bare Steel | Galvanized Steel | Not Marked
4140009 | 4 | 1988-08-31 | Removed From Ground | Gas | 550 | Bare Steel | Galvanized Steel | Not Marked
4140009 | 5 | 1988-08-01 | Removed From Ground | Gas | 6000 | Cathodically Protected Steel | Cathodically Protected | Suction: Valve At The Tank
4140009 | 6 | 1988-08-01 | Removed From Ground | Gas | 6000 | Cathodically Protected Steel | Cathodically Protected | Not Marked
4140009 | 7 | 1988-08-01 | Removed From Ground | Gas | 6000 | Cathodically Protected Steel | Cathodically Protected | Not Marked
4140009 | 8 | 1988-08-01 | Removed From Ground | Diesel | 6000 | Cathodically Protected Steel | Cathodically Protected | Not Marked
4140009 | 9A | 1994-07-20 | Currently In Use | Diesel | 8000 | Composite | Fiberglass/Double Walled | Pressure |  | 1994-07-20 |  | 1994-07-20
4140009 | 9B | 1994-07-20 | Currently In Use | Gas | 6000 | Composite | Fiberglass/Double Walled | Pressure |  | 1994-07-20 |  | 1994-07-20
4140009 | 9C | 1994-07-20 | Currently In Use | Gas | 2000 | Composite | Fiberglass/Double Walled | Pressure | N | 1994-07-20 | N | 1994-07-20
4140010 | 1 | 1991-07-15 | Removed From Ground | Gas | 4000 | Bare Steel | Fiberglass Reinforced Plastic | Not Marked
4140010 | 2 | 1991-07-15 | Removed From Ground | Gas | 1000 | Bare Steel | Fiberglass Reinforced Plastic | Not Marked
4140010 | 3 | 1991-07-15 | Removed From Ground | Used Oil | 150 | Bare Steel | Unknown | Not Marked | Y |  | Y
4140010 | 4 | 1983-03-01 | Closed In Ground | Other | 4000 | Bare Steel | Fiberglass Reinforced Plastic | Not Marked
4140010 | 5 | 1983-04-01 | Closed In Ground | Other | 4000 | Bare Steel | Fiberglass Reinforced Plastic | Not Marked
4140010 | 6 |  | Permanently Out Of Use | Gas | 4000 | Marked Unknown | Galvanized Steel | Not Marked
4140010 | 7 |  | Permanently Out Of Use | Gas | 1000 | Marked Unknown | Galvanized Steel | Not Marked
4140011 | 1 | 1991-09-01 | Removed From Ground | Diesel | 8000 | Bare Steel | Not Marked | Not Marked
4140013 | 1 | 1990-05-01 | Removed From Ground | Diesel | 2000 | Bare Steel | Galvanized Steel | Not Marked
4140013 | 2 | 1990-05-01 | Removed From Ground | Gas | 2000 | Bare Steel | Galvanized Steel | Not Marked
4140014 | 1 | 1967-01-01 | Currently In Use | Gas | 8000 | Steel-Impressed Current | Impressed Current | Suction: No Valve At The Tank |  | 1997-07-01 |  | 1997-07-01
4140014 | 2 | 1967-01-01 | Currently In Use | Gas | 3000 | Steel-Impressed Current | Impressed Current | Suction: No Valve At The Tank |  | 1997-07-01 |  | 1997-07-01
4140014 | 3 | 1967-01-01 | Currently In Use | Gas | 6000 | Steel-Impressed Current | Impressed Current | Suction: No Valve At The Tank |  | 1997-07-01 |  | 1997-07-01
4140014 | 4 | 1988-04-01 | Currently In Use | Diesel | 6000 | Steel-Impressed Current | Impressed Current | Suction: No Valve At The Tank |  | 1997-07-01 |  | 1997-07-01
4140017 | 1 | 1989-10-25 | Removed From Ground | Gas | 2000 | Bare Steel | Galvanized Steel | Not Marked
4140018 | 1 | 1988-03-01 | Removed From Ground | Gas | 3000 | Bare Steel | Galvanized Steel | Not Marked
4140018 | 2 | 1988-03-01 | Removed From Ground | Gas | 3000 | Bare Steel | Galvanized Steel | Not Marked
4140018 | 3 | 1988-03-01 | Currently In Use | Gas | 4000 | STIP-3 | Fiberglass Reinforced Plastic | Pressure |  | 1998-10-01 |  | 1988-03-01
4140018 | 4 | 1988-03-01 | Currently In Use | Gas | 4000 | STIP-3 | Fiberglass Reinforced Plastic | Pressure |  | 1998-10-01 |  | 1988-03-01
4140018 | 5 | 1988-03-01 | Currently In Use | Diesel | 4000 | STIP-3 | Fiberglass Reinforced Plastic | Pressure |  | 1998-10-01 |  | 1988-03-01
4140019 | 1 | 1996-05-20 | Removed From Ground | Other | 4000 | Bare Steel | Galvanized Steel | Not Marked
4140019 | 2 | 1996-05-20 | Removed From Ground | Other | 4000 | Bare Steel | Galvanized Steel | Suction: Valve At The Tank
4140019 | 3 | 1996-05-20 | Removed From Ground | Other | 4000 | Bare Steel | Galvanized Steel | Suction: Valve At The Tank
4140019 | 4 | 1996-05-20 | Removed From Ground | Other | 10000 | Bare Steel | Galvanized Steel | Suction: Valve At The Tank
4140019 | 5 | 1988-03-09 | Currently In Use | Gas | 8000 | Cathodically Protected Steel | Fiberglass Reinforced Plastic | Pressure |  | 1997-05-15 |  | 1997-05-15
4140019 | 6 | 1997-05-15 | Currently In Use | Gas | 6000 | Cathodically Protected Steel | Fiberglass Reinforced Plastic | Pressure |  | 1997-05-15 |  | 1997-05-15
4140019 | 7 | 1997-05-15 | Currently In Use | Diesel | 6000 | Cathodically Protected Steel | Fiberglass Reinforced Plastic | Pressure |  | 1997-05-15 |  | 1997-05-15
4140021 | 1 | 1995-06-30 | Removed From Ground | Diesel | 10000 | Bare Steel | Unknown | Not Marked
4140022 | 1 | 1989-10-31 | Removed From Ground | Gas | 2000 | Bare Steel | Bare Steel | Not Marked
4140022 | 2 | 1989-10-31 | Removed From Ground | Diesel | 560 | Bare Steel | Bare Steel | Not Marked
4140022 | 3 | 1980-08-01 | Closed In Ground | Empty | 560 | Bare Steel | Bare Steel | Not Marked
4140023 | 1 | 2005-11-03 | Removed From Ground | Gas | 3000 | Bare Steel | Bare Steel | Not Marked
4140023 | 2 | 2007-07-26 | Removed From Ground Date Unknown | Used Oil | 550 | Bare Steel | Bare Steel | Not Marked | Y |  | Y
4140023 | 3 | 2005-11-03 | Removed From Ground | Gas | 3000 | Bare Steel | Bare Steel | Not Marked
4140023 | 4 | 2005-11-03 | Removed From Ground | Gas | 4000 | Bare Steel | Bare Steel | Not Marked
4140023 | 5 | 2007-07-26 | Removed From Ground Date Unknown | Other | 550 | Bare Steel | Bare Steel | Not Marked
4140023 | 6 | 2007-07-26 | Removed From Ground Date Unknown | Gas | 1000 | Bare Steel | Bare Steel | Not Marked
4140024 | 10408-1 | 1990-12-01 | Removed From Ground | Gas | 1000 | Bare Steel | Galvanized Steel | Not Marked
4140024 | 10408-2 | 1990-12-01 | Removed From Ground | Diesel | 550 | Bare Steel | Galvanized Steel | Not Marked
4140024 | 10408-3 | 1990-12-01 | Removed From Ground | Diesel | 550 | Bare Steel | Galvanized Steel | Not Marked
4140024 | 408D1 | 2004-03-23 | Removed From Ground | Diesel | 1040 | Cathodically Protected Steel | Galvanized Steel | Suction: Valve At The Tank |  | 1989-01-01 |  | 1989-01-01
4140024 | 408G1 | 2004-03-23 | Removed From Ground | Gas | 1040 | Cathodically Protected Steel | Galvanized Steel | Suction: Valve At The Tank |  | 1989-01-01 |  | 1989-01-01
4140025 | 1 | 1988-10-07 | Removed From Ground | Diesel | 2000 | Bare Steel | Unknown | Not Marked
4140025 | 2 | 1988-10-07 | Removed From Ground | Gas | 2000 | Bare Steel | Unknown | Not Marked
4140026 | 1 | 1986-09-01 | Removed From Ground | Gas | 1000 | Bare Steel | Galvanized Steel | Not Marked
4140027 | 1 | 1987-04-01 | Removed From Ground | Gas | 1000 | Bare Steel | Galvanized Steel | Not Marked
4140027 | 2 | 1987-04-01 | Removed From Ground | Gas | 1000 | Bare Steel | Galvanized Steel | Not Marked
4140027 | 3 | 1987-04-01 | Removed From Ground | Empty | 550 | Bare Steel | Galvanized Steel | Not Marked
4140027 | 4 | 1987-04-01 | Removed From Ground | Empty | 250 | Bare Steel | Galvanized Steel | Not Marked
4140032 | 1 | 1991-01-01 | Removed From Ground | Gas | 10000 | Bare Steel | Galvanized Steel | Not Marked
4140032 | 2 | 1991-01-01 | Removed From Ground | Gas | 10000 | Bare Steel | Galvanized Steel | Not Marked
4140033 | 1 |  | Removed From Ground Date Unknown | Diesel |  | Bare Steel | Galvanized Steel | Not Marked
4140034 | 1 | 1988-08-01 | Removed From Ground | Gas | 2000 | Bare Steel | Galvanized Steel | Not Marked
4140034 | 2 | 1988-08-01 | Removed From Ground | Diesel | 3000 | Bare Steel | Galvanized Steel | Not Marked
4140035 | 1 |  | Removed From Ground Date Unknown | Other | 4000 | Bare Steel | Galvanized Steel | Not Marked
4140035 | 2 |  | Removed From Ground Date Unknown | Other | 3000 | Bare Steel | Galvanized Steel | Not Marked
4140035 | 3 |  | Removed From Ground Date Unknown | Other | 1000 | Bare Steel | Galvanized Steel | Not Marked
4140035 | 4 |  | Removed From Ground Date Unknown | Other | 4000 | Bare Steel | Galvanized Steel | Not Marked
4140035 | 5 | 2005-06-29 | Removed From Ground | Gas | 6000 | Composite | Fiberglass Reinforced Plastic | Pressure |  | 1989-01-01 |  | 1989-01-01
4140035 | 6 | 2005-06-29 | Removed From Ground | Gas | 6000 | Composite | Fiberglass Reinforced Plastic | Pressure |  | 1989-01-01 |  | 1989-01-01
4140035 | 7 | 2005-06-29 | Removed From Ground | Gas | 6000 | Composite | Fiberglass Reinforced Plastic | Pressure |  | 1989-01-01 |  | 1989-01-01
4140035 | 8 | 2005-06-29 | Removed From Ground | Diesel | 6000 | Composite | Fiberglass Reinforced Plastic | Pressure |  | 1989-01-01 |  | 1989-01-01
4140036 | 1 |  | Removed From Ground Date Unknown | Gas | 2000 | Bare Steel | Galvanized Steel | Suction: Valve At The Tank
4140036 | 2 |  | Removed From Ground Date Unknown | Diesel | 2000 | Bare Steel | Galvanized Steel | Suction: Valve At The Tank
4140038 | 1 | 1988-04-14 | Removed From Ground | Gas | 1065 | Bare Steel | Galvanized Steel | Not Marked
4140038 | 2 | 1988-04-14 | Removed From Ground | Gas | 1065 | Bare Steel | Galvanized Steel | Not Marked
4140039 | 1 | 1988-04-14 | Removed From Ground | Gas | 560 | Bare Steel | Galvanized Steel | Not Marked
4140039 | 2 | 1988-04-14 | Removed From Ground | Gas | 1065 | Bare Steel | Galvanized Steel | Not Marked
4140039 | 3 | 1988-04-14 | Removed From Ground | Gas | 1065 | Bare Steel | Galvanized Steel | Not Marked
4140039 | 4 | 1988-04-14 | Removed From Ground | Gas | 3000 | Bare Steel | Galvanized Steel | Not Marked
4140040 | 1 | 1988-04-14 | Removed From Ground | Gas | 1065 | Bare Steel | Galvanized Steel | Not Marked
4140040 | 2 | 1988-04-14 | Removed From Ground | Gas | 1065 | Bare Steel | Galvanized Steel | Not Marked
4140041 | 1 | 1997-01-01 | Removed From Ground | Diesel | 560 | Bare Steel | Galvanized Steel | Suction: Valve At The Tank
4140041 | 2 | 1997-01-01 | Removed From Ground | Gas | 560 | Bare Steel | Galvanized Steel | Suction: Valve At The Tank
4140042 | 1 | 1988-04-14 | Removed From Ground | Gas | 560 | Bare Steel | Galvanized Steel | Not Marked
4140042 | 2 | 1988-04-14 | Removed From Ground | Gas | 560 | Bare Steel | Galvanized Steel | Not Marked
4140043 | 1 | 1988-05-16 | Removed From Ground | Gas | 3000 | Bare Steel | Galvanized Steel | Not Marked
4140043 | 2 | 1988-05-16 | Removed From Ground | Gas | 4000 | Bare Steel | Galvanized Steel | Not Marked
4140043 | 3 | 1988-05-16 | Removed From Ground | Gas | 2000 | Bare Steel | Galvanized Steel | Not Marked
4140043 | 4 | 1988-05-16 | Removed From Ground | Diesel | 2000 | Bare Steel | Galvanized Steel | Not Marked
4140044 | 1 | 1988-04-14 | Removed From Ground | Gas | 1065 | Bare Steel | Galvanized Steel | Not Marked
4140044 | 2 | 1988-04-14 | Removed From Ground | Gas | 1065 | Bare Steel | Galvanized Steel | Not Marked
4140044 | 3 | 1988-04-14 | Removed From Ground | Gas | 2000 | Bare Steel | Galvanized Steel | Not Marked
4140046 | 1 | 1992-03-21 | Removed From Ground | Diesel | 2000 | Bare Steel | Galvanized Steel | Not Marked
4140047 | 1 | 1985-01-01 | Currently In Use | Gas | 8000 | Steel-Impressed Current | Impressed Current | Suction: No Valve At The Tank |  | 1998-08-01 |  | 1998-08-01
4140047 | 2 | 1986-01-01 | Currently In Use | Gas | 6000 | Steel-Impressed Current | Impressed Current | Suction: No Valve At The Tank |  | 1998-10-30 |  | 1998-10-30
4140047 | 3 | 1985-01-01 | Currently In Use | Diesel | 6000 | Steel-Impressed Current | Impressed Current | Suction: No Valve At The Tank |  | 1998-08-01 |  | 1998-08-01
4140048 | 1 |  | Removed From Ground Date Unknown | Gas | 4000 | Bare Steel | Galvanized Steel | Suction: Valve At The Tank
4140048 | 2 |  | Removed From Ground Date Unknown | Gas | 4000 | Bare Steel | Galvanized Steel | Suction: Valve At The Tank
4140050 | 1 | 1997-10-27 | Removed From Ground | Diesel | 2000 | Bare Steel | Galvanized Steel | Suction: Valve At The Tank
4140052 | 1 | 1996-04-17 | Removed From Ground | Gas | 6000 | Bare Steel | Galvanized Steel | Suction: Valve At The Tank
4140052 | 2 | 1996-04-17 | Removed From Ground | Gas | 8000 | Bare Steel | Galvanized Steel | Suction: Valve At The Tank
4140052 | 3 | 1996-04-17 | Removed From Ground | Gas | 6000 | Bare Steel | Galvanized Steel | Suction: Valve At The Tank
4140052 | 4 | 1999-09-01 | Removed From Ground | Gas | 16000 | Composite | Cathodically Protected | Pressure |  | 1996-04-25 |  | 1996-04-25
4140053 | 1 | 1997-09-02 | Removed From Ground | Gas | 6000 | Bare Steel | Fiberglass Reinforced Plastic | Suction: No Valve At The Tank |  | 1994-12-28 |  | 1994-12-28
4140053 | 2 | 1997-09-02 | Removed From Ground | Gas | 6000 | Bare Steel | Fiberglass Reinforced Plastic | Suction: No Valve At The Tank |  | 1994-12-28 |  | 1994-12-28
4140053 | 3 | 1997-09-02 | Removed From Ground | Gas | 6000 | Bare Steel | Fiberglass Reinforced Plastic | Suction: No Valve At The Tank |  | 1994-12-28 |  | 1994-12-28
4140054 | 1 |  | Removed From Ground Date Unknown | Gas | 500 | Bare Steel | Unknown | Not Marked
4140055 | 1 | 1992-02-03 | Removed From Ground | Gas | 2000 | Bare Steel | Galvanized Steel | Not Marked
4140055 | 2 | 1982-05-03 | Currently In Use | Diesel | 2000 | Steel-Impressed Current | Galvanic | Suction: No Valve At The Tank |  | 1999-01-01 |  | 1999-01-01
4140055 | 3 | 1992-02-03 | Removed From Ground | Gas | 2000 | Bare Steel | Galvanized Steel | Not Marked
4140055 | 4 | 1992-02-03 | Removed From Ground | Used Oil | 1000 | Bare Steel | Galvanized Steel | Not Marked | Y |  | Y
4140055 | 5A | 1992-02-03 | Currently In Use | Gas | 6000 | Steel-Galvanic | Galvanic | Suction: No Valve At The Tank |  | 1992-02-03 |  | 1992-02-03
4140055 | 5B | 1992-02-03 | Currently In Use | Gas | 3000 | Steel-Galvanic | Galvanic | Suction: No Valve At The Tank |  | 1992-02-03 |  | 1992-02-03
4140055 | 5C | 1992-02-03 | Currently In Use | Gas | 3000 | Steel-Galvanic | Galvanic | Suction: No Valve At The Tank |  | 1992-02-03 |  | 1992-02-03
4140056 | 1 | 1998-11-05 | Removed From Ground | Diesel | 10000 | Bare Steel | Bare Steel | Suction: Valve At The Tank
4140056 | 2 | 1998-11-05 | Removed From Ground | Gas | 2000 | Bare Steel | Bare Steel | Suction: Valve At The Tank
4140057 | 1 | 1992-11-23 | Removed From Ground | Diesel | 1500 | Bare Steel | Copper | Suction: Valve At The Tank
4150002 | 1 | 1998-12-21 | Removed From Ground | Diesel | 1000 | Bare Steel | Copper | Not Marked
4150004 | 1 | 1993-05-18 | Removed From Ground | Gas | 2000 | Bare Steel | Galvanized Steel | Not Marked
4150004 | 2 | 1993-05-18 | Removed From Ground | Diesel | 10000 | Bare Steel | Galvanized Steel | Not Marked
4150004 | 3 | 1993-05-18 | Removed From Ground | Used Oil | 500 | Bare Steel | Galvanized Steel | Not Marked | Y |  | Y
4150004 | 4 |  | Removed From Ground Date Unknown | Other | 1000 | Bare Steel | Galvanized Steel | Not Marked
4150004 | 5 | 1993-05-18 | Removed From Ground | Diesel | 10000 | Not Marked/Unknown | Not Marked | Not Marked
4150004 | 6 | 1993-05-18 | Removed From Ground | Gas | 500 | Not Marked/Unknown | Not Marked | Not Marked
4150004 | 7 |  | Removed From Ground Date Unknown | Diesel | 500 | Not Marked/Unknown | Not Marked | Not Marked
4150005 | 1 | 1999-12-14 | Removed From Ground | Gas | 10000 | Bare Steel | Galvanized Steel | Suction: Valve At The Tank
4150005 | 2 | 1999-12-14 | Removed From Ground | Gas | 6000 | Bare Steel | Galvanized Steel | Suction: Valve At The Tank
4150005 | 3 | 1999-12-14 | Removed From Ground | Gas | 6000 | Bare Steel | Galvanized Steel | Suction: Valve At The Tank
4150005 | 4 | 1999-12-14 | Removed From Ground | Diesel | 6000 | Bare Steel | Galvanized Steel | Suction: Valve At The Tank
4150006 | 1 | 1999-12-09 | Removed From Ground | Gas | 1060 | Bare Steel | Galvanized Steel | Suction: Valve At The Tank
4150006 | 2 | 1996-02-11 | Removed From Ground | Gas | 560 | Bare Steel | Galvanized Steel | Not Marked
4150009 | 1 | 1986-04-01 | Removed From Ground | Gas | 1060 | Bare Steel | Galvanized Steel | Not Marked
4150009 | 2 | 1986-04-01 | Removed From Ground | Gas | 1060 | Bare Steel | Galvanized Steel | Not Marked
4150009 | 3 | 1986-04-01 | Removed From Ground | Gas | 560 | Bare Steel | Galvanized Steel | Not Marked
4150011 | 1 | 1987-08-01 | Removed From Ground | Empty | 10000 | Cathodically Protected Steel | Bare Steel | Not Marked
4150011 | 2 | 1987-08-01 | Removed From Ground | Empty | 10000 | Cathodically Protected Steel | Bare Steel | Not Marked
4150011 | 3 | 1987-08-01 | Removed From Ground | Empty | 5000 | Cathodically Protected Steel | Bare Steel | Not Marked
4150011 | 4 | 1987-09-01 | Currently In Use | Gas | 8000 | Composite | Fiberglass Reinforced Plastic | Pressure |  | 1993-10-04 |  | 1993-10-04
4150011 | 5 | 1987-09-01 | Currently In Use | Gas | 8000 | Composite | Fiberglass Reinforced Plastic | Pressure |  | 1993-10-04 |  | 1993-10-04
4150011 | 6 | 1987-09-01 | Currently In Use | Gas | 8000 | Composite | Fiberglass Reinforced Plastic | Pressure |  | 1993-10-04 |  | 1993-10-04
4150011 | 7 | 1987-09-01 | Currently In Use | Diesel | 10000 | Composite | Fiberglass Reinforced Plastic | Pressure |  | 1993-10-04 |  | 1993-10-04
4150012 | 534D1 | 2002-02-01 | Removed From Ground | Diesel | 1000 | Bare Steel | Galvanized Steel | Suction: No Valve At The Tank
4150012 | 534G1 | 2002-02-01 | Removed From Ground | Gas | 2000 | Bare Steel | Galvanized Steel | Suction: No Valve At The Tank
4150013 | 1 | 1993-07-01 | Removed From Ground | Gas | 1000 | Bare Steel | Galvanized Steel | Not Marked
4150014 | 1 | 1996-05-13 | Removed From Ground | Used Oil | 1000 | Bare Steel | Galvanized Steel | Gravity Fed | Y |  | Y
4150014 | 10 | 1995-12-01 | Currently In Use | Used Oil | 1000 | Double Walled | Fiberglass Reinforced Plastic | Gravity Fed | Y | 1988-01-01 12:00 | Y | 1995-12-01 12:00
4150014 | 11 | 1995-12-01 | Currently In Use | Gas | 12000 | Double Walled | Fiberglass Reinforced Plastic | Pressure |  | 1995-12-01 |  | 1995-12-01
4150014 | 12 | 1995-12-01 | Currently In Use | Gas | 12000 | Double Walled | Fiberglass Reinforced Plastic | Pressure |  | 1995-12-01 |  | 1995-12-01
4150014 | 13 | 1995-12-01 | Currently In Use | Diesel | 20000 | Double Walled | Fiberglass Reinforced Plastic | Pressure |  | 1995-12-01 |  | 1995-12-01
4150014 | 14 | 1995-12-01 | Currently In Use | Diesel | 20000 | Double Walled | Fiberglass Reinforced Plastic | Pressure |  | 1995-12-01 |  | 1995-12-01
4150014 | 15 | 1995-12-01 | Currently In Use | Diesel | 20000 | Double Walled | Fiberglass Reinforced Plastic | Pressure |  | 1995-12-01 |  | 1995-12-01
4150014 | 16 | 1995-12-01 | Currently In Use | Gas | 12000 | Double Walled | Fiberglass Reinforced Plastic | Pressure |  | 1995-12-01 |  | 1995-12-01
4150014 | 2 | 1996-05-13 | Removed From Ground | Other | 2000 | Bare Steel | Galvanized Steel | Pressure
4150014 | 3 | 1996-05-13 | Removed From Ground | Heating Oil | 8000 | Bare Steel | Galvanized Steel | Not Marked
4150014 | 5 | 1996-05-13 | Removed From Ground | Gas | 10000 | Bare Steel | Galvanized Steel | Pressure
4150014 | 6 | 1996-05-13 | Removed From Ground | Gas | 10000 | Bare Steel | Galvanized Steel | Pressure
4150014 | 7 | 1996-05-13 | Removed From Ground | Diesel | 20000 | Bare Steel | Galvanized Steel | Pressure
4150014 | 8 | 1996-05-13 | Removed From Ground | Diesel | 20000 | Bare Steel | Galvanized Steel | Pressure
4150014 | 9 |  | Removed From Ground Date Unknown | Diesel | 20000 | Bare Steel | Galvanized Steel | Pressure
4150015 | 1 | 1993-10-26 | Removed From Ground | Gas | 8000 | Bare Steel | Bare Steel | Pressure
4150015 | 2 | 1993-10-26 | Removed From Ground | Gas | 8000 | Bare Steel | Bare Steel | Pressure
4150015 | 3 | 1993-10-26 | Removed From Ground | Gas | 4000 | Bare Steel | Bare Steel | Pressure
4150015 | 4 |  | Currently In Use | Used Oil | 550 | Bare Steel | Galvanized Steel | Not Marked | Y |  | Y
4150016 | 1 | 1975-04-26 | Currently In Use | Gas | 6000 | Steel-Impressed Current | Fiberglass Reinforced Plastic | Pressure |  | 1990-06-01 |  | 1990-06-01
4150016 | 2 | 1975-04-26 | Currently In Use | Gas | 6000 | Steel-Impressed Current | Fiberglass Reinforced Plastic | Pressure |  | 1990-06-01 |  | 1990-06-01
4150016 | 3 | 1975-04-26 | Currently In Use | Gas | 6000 | Steel-Impressed Current | Fiberglass Reinforced Plastic | Pressure |  | 1990-06-01 |  | 1990-06-01
4150017 | 1 | 1994-11-01 | Removed From Ground | Gas | 8000 | Bare Steel | Galvanized Steel | Not Marked
4150017 | 2 | 1994-11-01 | Removed From Ground | Gas | 8000 | Bare Steel | Galvanized Steel | Not Marked
4150017 | 3 | 1994-11-01 | Removed From Ground | Gas | 8000 | Bare Steel | Galvanized Steel | Not Marked
4150019 | 1 | 1992-04-30 | Closed In Ground | Gas | 10000 | Bare Steel | Galvanized Steel | Not Marked
4150019 | 2 | 1992-04-30 | Closed In Ground | Gas | 10000 | Bare Steel | Galvanized Steel | Not Marked
4150019 | 3 | 1992-04-30 | Closed In Ground | Gas | 10000 | Bare Steel | Galvanized Steel | Not Marked
4150020 | A | 2011-05-12 | Removed From Ground | Gas | 12000 | Cathodically Protected Steel | Cathodically Protected | Pressure |  | 1990-01-01 |  | 1990-01-01
4150020 | B | 2011-05-12 | Removed From Ground | Gas | 12000 | Cathodically Protected Steel | Cathodically Protected | Pressure |  | 1990-01-01 |  | 1990-01-01
4150020 | C | 2011-05-12 | Removed From Ground | Gas | 8000 | Cathodically Protected Steel | Cathodically Protected | Pressure |  | 1990-01-01 |  | 1990-01-01
4150020 | D | 2011-05-12 | Removed From Ground | Gas | 6000 | Cathodically Protected Steel | Cathodically Protected | Pressure |  | 1990-01-01 |  | 1990-01-01
4150020 | E | 2011-05-12 | Removed From Ground | Diesel | 20000 | Cathodically Protected Steel | Cathodically Protected | Pressure |  | 1990-01-01 |  | 1990-01-01
4150021 | 1 | 1988-05-01 | Currently In Use | Gas | 10000 | Fiberglass | Fiberglass Reinforced Plastic | Pressure |  | 1988-05-01 12:00 | Y | 1988-05-01 12:00
4150021 | 2 | 1988-05-01 | Currently In Use | Gas | 10000 | Fiberglass | Fiberglass Reinforced Plastic | Pressure |  | 1988-05-01 12:00 | Y | 1988-05-01 12:00
4150021 | 3 | 1988-05-01 | Currently In Use | Diesel | 10000 | Fiberglass | Fiberglass Reinforced Plastic | Pressure |  | 1998-05-01 12:00 | Y | 1998-05-01 12:00
4150021 | 4 |  | Removed From Ground Date Unknown | Diesel | 10000 | Bare Steel | Galvanized Steel | Not Marked
4150021 | 5 |  | Removed From Ground Date Unknown | Used Oil | 550 | Bare Steel | Galvanized Steel | Not Marked | Y |  | Y
4150022 | 1 | 1989-01-01 | Removed From Ground | Used Oil | 550 | Bare Steel | Galvanized Steel | Not Marked | Y |  | Y
4150022 | 10 | 2000-01-01 | Currently In Use | Gas | 8000 | Fiberglass | Fiberglass Reinforced Plastic | Pressure |  | 2000-01-01 12:00 | Y | 2000-01-01 12:00
4150022 | 2 | 1989-01-01 | Removed From Ground | Gas | 6000 | Bare Steel | Galvanized Steel | Not Marked
4150022 | 3 | 1989-01-01 | Removed From Ground | Gas | 6000 | Bare Steel | Galvanized Steel | Not Marked
4150022 | 4 | 1989-01-01 | Removed From Ground | Gas | 6000 | Bare Steel | Galvanized Steel | Not Marked
4150022 | 5 | 1995-01-01 | Removed From Ground | Gas | 10000 | Fiberglass | Fiberglass Reinforced Plastic | Not Marked
4150022 | 6 | 1995-01-01 | Removed From Ground | Gas | 10000 | Fiberglass | Fiberglass Reinforced Plastic | Not Marked
4150022 | 7 |  | Removed From Ground Date Unknown | Gas | 10000 | Fiberglass | Fiberglass Reinforced Plastic | Not Marked
4150022 | 8 |  | Removed From Ground Date Unknown | Used Oil | 500 | Not Marked/Unknown | Not Marked | Not Marked | Y |  | Y
4150022 | 9 | 2000-01-01 | Currently In Use | Gas | 15000 | Fiberglass | Fiberglass Reinforced Plastic | Pressure |  | 2000-01-01 12:00 | Y | 2000-01-01 12:00
4150023 | 1 | 1999-05-11 | Removed From Ground | Gas | 10000 | Cathodically Protected Steel | Double Walled | Pressure |  | 1995-10-13 |  | 1995-10-13
4150023 | 2 | 1999-05-11 | Removed From Ground | Gas | 10000 | Cathodically Protected Steel | Double Walled | Pressure |  | 1995-10-13 |  | 1995-10-13
4150023 | 3 | 1999-05-11 | Removed From Ground | Gas | 10000 | Cathodically Protected Steel | Double Walled | Pressure |  | 1995-10-13 |  | 1995-10-13
4150023 | 4 | 1999-05-11 | Removed From Ground | Gas | 10000 | Cathodically Protected Steel | Double Walled | Pressure |  | 1995-10-13 |  | 1995-10-13
4150023 | 5A | 1998-12-15 | Currently In Use | Gas | 6000 | Composite | Double Walled | Pressure |  | 1998-12-18 |  | 1998-12-18
4150023 | 5B | 1998-12-15 | Currently In Use | Gas | 6000 | Composite | Double Walled | Pressure |  | 1998-12-18 |  | 1998-12-18
4150023 | 6 | 1998-12-15 | Currently In Use | Gas | 12000 | Composite | Double Walled | Pressure |  | 1998-12-18 |  | 1998-12-18
4150025 | 1 | 1997-11-03 | Removed From Ground | Diesel | 2000 | Bare Steel | Galvanized Steel | Suction: Valve At The Tank
4150026 | 1 | 1997-08-18 | Removed From Ground | Gas | 1000 | Bare Steel | Galvanized Steel | Not Marked
4150026 | 2 | 1997-08-18 | Removed From Ground | Gas | 1000 | Bare Steel | Bare Steel | Not Marked
4150027 | 1 | 1991-12-01 | Removed From Ground | Diesel | 1000 | Bare Steel | Galvanized Steel | Suction: Valve At The Tank
4150027 | 1A | 1991-08-01 | Currently In Use | Gas | 10000 | Tank Jacket | Double Walled | Pressure |  | 1991-08-10 |  | 1991-08-10
4150027 | 2 | 1991-12-01 | Removed From Ground | Gas | 1000 | Bare Steel | Galvanized Steel | Suction: Valve At The Tank
4150027 | 2A | 1991-08-01 | Currently In Use | Diesel | 10000 | Tank Jacket | Double Walled | Pressure |  | 1991-08-10 |  | 1991-08-10
4150027 | 3 | 1991-12-01 | Removed From Ground | Gas | 2000 | Bare Steel | Galvanized Steel | Suction: Valve At The Tank
4150028 | 1 | 1981-08-10 | Temporarily Out Of Use | Diesel | 20000 | Steel-Impressed Current | Cathodically Protected | Pressure |  | 1998-09-24 |  | 1998-09-24
4150028 | 2 | 1981-08-10 | Temporarily Out Of Use | Diesel | 20000 | Steel-Impressed Current | Cathodically Protected | Pressure |  | 1998-09-24 |  | 1998-09-24
4150028 | 3 | 1981-08-10 | Temporarily Out Of Use | Gas | 6000 | Steel-Impressed Current | Cathodically Protected | Pressure |  | 1998-09-24 |  | 1998-09-24
4150028 | 4 | 1981-08-10 | Temporarily Out Of Use | Gas | 6000 | Steel-Impressed Current | Cathodically Protected | Pressure |  | 1998-09-24 |  | 1998-09-24
4150028 | 5 | 1981-08-10 | Temporarily Out Of Use | Other | 500 | Steel-Impressed Current | Cathodically Protected | Pressure | Y | 1998-09-24 12:00 | Y | 1998-09-24 12:00
4150029 | 1 | 1993-09-01 | Removed From Ground | Diesel | 2000 | Bare Steel | Galvanized Steel | Suction: No Valve At The Tank
4150029 | 2 | 1993-09-01 | Removed From Ground | Gas | 2000 | Bare Steel | Galvanized Steel | Suction: No Valve At The Tank
4150029 | 3 | 1993-09-01 | Removed From Ground | Diesel | 1000 | Bare Steel | Galvanized Steel | Suction: No Valve At The Tank
4150030 | 1 | 1998-05-05 | Currently In Use | Gas | 6000 | Steel-Impressed Current | Fiberglass Reinforced Plastic | Pressure |  | 1990-01-15 |  | 1990-01-15
4150030 | 2 | 1998-05-05 | Currently In Use | Gas | 6000 | Steel-Impressed Current | Fiberglass Reinforced Plastic | Pressure |  | 1990-01-15 |  | 1990-01-15
4150030 | 3 | 1998-05-05 | Currently In Use | Gas | 6000 | Steel-Impressed Current | Fiberglass Reinforced Plastic | Pressure |  | 1990-01-15 |  | 1990-01-15
4150030 | 4 | 1998-05-05 | Currently In Use | Diesel | 6000 | Steel-Impressed Current | Fiberglass Reinforced Plastic | Pressure |  | 1990-01-15 |  | 1990-01-15
4150032 | 1 | 1997-07-19 | Removed From Ground | Diesel | 550 | Bare Steel | Galvanized Steel | Not Marked
4150032 | 2 | 1997-07-19 | Removed From Ground | Gas | 550 | Bare Steel | Galvanized Steel | Not Marked
4150032 | 3 | 1997-07-19 | Removed From Ground | Gas | 1000 | Bare Steel | Galvanized Steel | Not Marked
4150032 | 4 | 1989-04-05 | Currently In Use | Diesel | 3000 | Steel-Galvanic | Fiberglass Reinforced Plastic | Pressure |  | 1998-07-01 |  | 1998-07-01
4150032 | 5 | 1998-08-01 | Removed From Ground | Gas | 1000 | Bare Steel | Galvanized Steel | Not Marked
4150032 | 6 | 1998-08-01 | Removed From Ground | Gas | 2000 | Not Marked/Unknown | Not Marked | Not Marked
4150032 | 7 | 1998-07-01 | Currently In Use | Gas | 4000 | Epoxy | Fiberglass Reinforced Plastic | Pressure |  | 1998-07-01 |  | 1998-07-01
4150033 | 1 | 2006-09-20 | Removed From Ground | Diesel | 2000 | Cathodically Protected Steel | Cathodically Protected | Not Marked |  | 1998-12-19 |  | 1998-12-19
4150033 | 2 | 2006-09-21 | Removed From Ground | Gas | 2000 | Cathodically Protected Steel | Cathodically Protected | Not Marked |  | 1998-12-19 |  | 1998-12-19
4150033 | 3 | 2006-09-21 | Removed From Ground | Gas | 1000 | Cathodically Protected Steel | Cathodically Protected | Not Marked |  | 1998-12-19 |  | 1998-12-19
4150033 | 4 | 2006-09-22 | Removed From Ground | Not Marked/Tank Removed | 2000 | Unknown | Unknown |  | N |  | N
4150033 | 5 | 2006-09-02 | Currently In Use | Diesel | 2000 | Composite Double Walled | Double Walled Flex | Pressure | N | 2006-10-30 | N | 2006-10-30
4150033 | 6 | 2006-09-02 | Currently In Use | Gas | 4000 | Composite Double Walled | Double Walled Flex | Pressure | N | 2006-10-30 | N | 2006-10-30
4150034 | 1 | 1981-01-01 | Currently In Use | Gas | 20024 | Cathodically Protected Steel | Fiberglass Reinforced Plastic | Pressure |  | 1989-01-01 |  | 1989-01-01
4150034 | 2 | 1981-01-01 | Currently In Use | Gas | 20024 | Cathodically Protected Steel | Fiberglass Reinforced Plastic | Pressure |  | 1989-01-01 |  | 1989-01-01
4150034 | 3 | 1981-01-01 | Currently In Use | Diesel | 20024 | Cathodically Protected Steel | Cathodically Protected | Pressure |  | 1989-01-01 |  | 1989-01-01
4150034 | 4 | 1981-01-01 | Currently In Use | Diesel | 20024 | Cathodically Protected Steel | Cathodically Protected | Pressure |  | 1989-01-01 |  | 1989-01-01
4150034 | 5 | 1989-01-01 | Currently In Use | Gas | 10150 | Cathodically Protected Steel | Fiberglass Reinforced Plastic | Pressure |  | 1989-01-01 |  | 1989-01-01
4150035 | 1 | 1996-02-15 | Removed From Ground | Gas | 4010 | Bare Steel | Galvanized Steel | Not Marked |  |  |  | 1993-03-05
4150035 | 2 | 1996-02-01 | Removed From Ground | Gas | 4010 | Bare Steel | Galvanized Steel | Not Marked |  |  |  | 1993-03-05
4150035 | 3 | 1996-02-01 | Removed From Ground | Gas | 1000 | Bare Steel | Galvanized Steel | Not Marked |  |  |  | 1993-03-05
4150035 | 4 | 1996-02-01 | Removed From Ground | Diesel | 5000 | Bare Steel | Galvanized Steel | Not Marked |  |  |  | 1993-03-05
4150037 | 5 | 1990-01-01 | Currently In Use | Kerosene | 4000 | Steel-Impressed Current | Fiberglass Reinforced Plastic | Pressure |  | 1990-01-15 |  | 1990-01-15
4150039 | 1 | 1997-06-11 | Removed From Ground | Gas | 4000 | Bare Steel | Galvanized Steel | Suction: Valve At The Tank
4150039 | 2 | 1997-06-11 | Removed From Ground | Gas | 4000 | Bare Steel | Galvanized Steel | Suction: Valve At The Tank
4150039 | 3 | 1997-06-11 | Removed From Ground | Gas | 4000 | Bare Steel | Galvanized Steel | Suction: Valve At The Tank
4150039 | 4A | 1995-11-15 | Currently In Use | Gas | 1000 | Composite | Double Walled | Pressure |  | 1995-11-15 |  | 1995-11-15
4150039 | 4B | 1995-11-15 | Currently In Use | Gas | 5000 | Composite | Double Walled | Pressure | N | 1995-11-15 | N | 1995-11-15
4150039 | 5 | 2005-03-26 | Removed From Ground | Kerosene | 1000 | Composite | Double Walled | Suction: Valve At The Tank |  | 1995-11-15 |  | 1995-11-15
4150040 | 1 | 2007-09-24 | Removed From Ground | Diesel | 1000 | Bare Steel | Galvanized Steel | Not Marked
4150040 | 1 |  | Currently In Use | Diesel | 1000 | Bare Steel | Galvanized Steel | Not Marked
4150040 | 2 | 2007-09-24 | Removed From Ground | Diesel | 1000 | Bare Steel | Galvanized Steel | Not Marked
4150040 | 2 |  | Currently In Use | Diesel | 1000 | Bare Steel | Galvanized Steel | Not Marked
4150040 | 3 | 2007-09-24 | Removed From Ground | Diesel | 500 | Unknown | Unknown |  | N |  | N
4150041 | 1 | 1987-11-30 | Removed From Ground | Gas | 3000 | Bare Steel | Galvanized Steel | Not Marked
4150042 | 1 | 1988-01-10 | Removed From Ground | Gas | 1 | Bare Steel | Copper | Not Marked
4150043 | 1 | 1995-02-01 | Removed From Ground | Gas | 3000 | Bare Steel | Galvanized Steel | Not Marked
4150043 | 2 | 1995-02-01 | Removed From Ground | Gas | 3000 | Bare Steel | Galvanized Steel | Not Marked
4150043 | 3 | 1995-02-01 | Removed From Ground | Gas | 2000 | Bare Steel | Galvanized Steel | Not Marked
4150043 | 4 | 1995-02-01 | Removed From Ground | Diesel | 2000 | Bare Steel | Galvanized Steel | Not Marked
4160001 | 1 | 1995-11-07 | Closed In Ground | Diesel | 10000 | Bare Steel | Galvanized Steel | Not Marked
4160001 | 2 | 1995-11-07 | Removed From Ground | Diesel | 1000 | Bare Steel | Galvanized Steel | Not Marked
4160001 | 3 | 1995-11-07 | Removed From Ground | Gas | 1000 | Bare Steel | Galvanized Steel | Not Marked
4160001 | 4 | 1995-11-07 | Removed From Ground | Diesel | 1000 | Bare Steel | Bare Steel | Not Marked
4160002 | 1 | 2011-01-01 | Removed From Ground | Gas | 20000 | Steel-Impressed Current | Impressed Current | Pressure |  | 1998-12-01 |  | 1998-12-01
4160002 | 2 | 2011-01-01 | Removed From Ground | Gas | 10000 | Steel-Impressed Current | Impressed Current | Pressure |  | 1998-12-01 |  | 1998-12-01
4160002 | 3 | 2011-01-01 | Removed From Ground | Gas | 10000 | Steel-Impressed Current | Impressed Current | Pressure |  | 1998-12-01 |  | 1998-12-01
4160002 | 4 | 2011-01-01 | Removed From Ground | Diesel | 8000 | Steel-Impressed Current | Impressed Current | Pressure |  | 1998-12-01 |  | 1998-12-01
4160002 | 5 | 2011-01-01 | Removed From Ground | Kerosene | 8000 | Steel-Impressed Current | Impressed Current | Pressure |  | 1998-12-01 |  | 1998-12-01
4160003 | 1 | 1997-07-01 | Removed From Ground | Diesel | 10000 | Bare Steel | Galvanized Steel | Suction: Valve At The Tank
4160004 | 1 | 1970-04-28 | Currently In Use | Gas | 10000 | Steel-Impressed Current | Cathodically Protected | Pressure |  | 1991-03-01 |  | 1991-03-01
4160004 | 2 | 1970-04-01 | Currently In Use | Gas | 10000 | Steel-Impressed Current | Cathodically Protected | Pressure |  | 1991-03-01 |  | 1991-03-01
4160004 | 3 | 1970-04-28 | Currently In Use | Gas | 5000 | Steel-Impressed Current | Cathodically Protected | Pressure |  | 1991-03-01 |  | 1991-03-01
4160005 | 1 |  | Currently In Use | Other | 4000 | Bare Steel | Bare Steel | Not Marked
4160005 | 2 | 1991-11-15 | Removed From Ground | Other | 8000 | Bare Steel | Copper | Not Marked
4160005 | 3 | 1991-11-15 | Removed From Ground | Other | 12000 | Bare Steel | Not Marked | Not Marked
4160005 | 4 | 1991-11-15 | Removed From Ground | Gas | 550 | Bare Steel | Bare Steel | Not Marked
4160007 | 1 | 1990-06-01 | Removed From Ground | Other | 5000 | Not Marked/Unknown | Not Marked | Suction: Valve At The Tank
4160008 | 1 | 1998-08-11 | Removed From Ground | Diesel | 500 | Bare Steel | Copper | Suction: No Valve At The Tank
4160009 | 1 | 1998-08-12 | Removed From Ground | Diesel | 500 | Bare Steel | Copper | Suction: No Valve At The Tank
4160010 | 1 | 1998-08-11 | Removed From Ground | Diesel | 500 | Bare Steel | Galvanized Steel | Not Marked
4160011 | 1 | 1998-08-11 | Removed From Ground | Diesel | 500 | Bare Steel | Copper | Not Marked
4160012 | 1 | 1998-08-12 | Removed From Ground | Diesel | 500 | Bare Steel | Copper | Suction: No Valve At The Tank
4160013 | 1 | 1998-08-12 | Removed From Ground | Diesel | 500 | Bare Steel | Copper | Suction: No Valve At The Tank
4160014 | 1 | 2008-07-12 | Removed From Ground | Gas | 3000 | Bare Steel | Galvanized Steel | Not Marked
4160016 | 1 | 1993-08-30 | Removed From Ground | Gas | 560 | Bare Steel | Unknown | Not Marked
4160016 | 2 | 1993-08-30 | Removed From Ground | Diesel | 1000 | Bare Steel | Unknown | Not Marked
4160016 | 3 |  | Currently In Use | Used Oil | 1000 | Bare Steel | Unknown | Not Marked | Y |  | Y
4160017 | 1 | 1996-05-01 | Removed From Ground | Gas | 10000 | Bare Steel | Galvanized Steel | Pressure |  |  |  | 1993-03-02
4160017 | 2 | 1996-05-01 | Removed From Ground | Gas | 10000 | Bare Steel | Galvanized Steel | Pressure |  |  |  | 1993-03-02
4160017 | 3 | 1996-05-01 | Removed From Ground | Gas | 10000 | Bare Steel | Galvanized Steel | Pressure |  |  |  | 1993-03-02
4160017 | 4 | 1995-05-01 | Removed From Ground | Diesel | 2000 | Bare Steel | Galvanized Steel | Suction: Valve At The Tank
4160017 | 5 | 1996-05-09 | Removed From Ground | Used Oil | 560 | Bare Steel | Not Marked | Not Marked | Y |  | Y
4160017 | 6 | 1996-05-09 | Removed From Ground | Kerosene | 560 | Bare Steel | Not Marked | Not Marked
4160018 | 1 | 1991-03-21 | Removed From Ground | Other | 1000 | Bare Steel | Copper | Not Marked
4160018 | L295049 |  | Permanently Out Of Use | Other | 1000 | Tank Jacket | Copper | Suction: Valve At The Tank
4160020 | 1 | 1994-10-01 | Removed From Ground | Gas | 10000 | Bare Steel | Galvanized Steel | Suction: No Valve At The Tank |  | 1994-10-01 |  | 1994-10-01
4160020 | 2 |  | Removed From Ground Date Unknown | Diesel | 10000 | Bare Steel | Galvanized Steel | Suction: No Valve At The Tank |  | 1994-10-01 |  | 1994-10-01
4160020 | 3 | 1994-10-01 | Removed From Ground | Gas | 2000 | Bare Steel | Galvanized Steel | Suction: No Valve At The Tank |  | 1994-10-01 |  | 1994-10-01
4160020 | 4 | 1994-10-01 | Removed From Ground | Empty | 5000 | Bare Steel | Galvanized Steel | Not Marked
4160020 | 5 | 1994-10-01 | Removed From Ground | Empty | 8000 | Bare Steel | Galvanized Steel | Not Marked
4160020 | 6 |  | Removed From Ground Date Unknown | Empty | 250 | Bare Steel | Galvanized Steel | Gravity Fed | Y |  | Y | 1994-10-01
4160020 | 7 | 2016-06-27 | Removed From Ground | Diesel | 10000 | Composite | Fiberglass Reinforced Plastic | Pressure |  | 1998-10-01 |  | 1998-10-01
4160021 | 1 | 2016-01-15 | Removed From Ground | Gas | 10000 | Fiberglass | Fiberglass Reinforced Plastic | Pressure | Y | 1995-12-29 12:00 | Y | 1995-12-29 12:00
4160021 | 2 | 2016-01-15 | Removed From Ground | Gas | 10000 | Fiberglass | Fiberglass Reinforced Plastic | Pressure | Y | 1995-12-29 12:00 | Y | 1995-12-29 12:00
4160021 | 3 | 2016-01-15 | Removed From Ground | Gas | 10000 | Fiberglass | Fiberglass Reinforced Plastic | Pressure | Y | 1995-12-29 12:00 | Y | 1995-12-29 12:00
4160021 | 4 | 2016-01-15 | Removed From Ground | Used Oil | 1000 | Fiberglass | Fiberglass Reinforced Plastic | Gravity Fed | Y |  | Y
4160021 | 5 | 2016-02-08 | Currently In Use | GAS | 15000 | Fiberglass Double Walled | Double Walled Flex | Pressure | N | 2016-02-08 | N | 2016-02-08
4160021 | 6 | 2016-02-08 | Currently In Use | GAS | 10000 | Fiberglass Double Walled | Double Walled Flex | Pressure | N | 2016-02-08 | N | 2016-02-08
4160021 | 7A | 2016-02-08 | Currently In Use | Diesel | 8000 | Fiberglass Double Walled | Double Walled Flex | Pressure | N | 2016-02-08 | N | 2016-02-08
4160021 | 7B | 2016-02-08 | Currently In Use | GAS | 6000 | Fiberglass Double Walled | Double Walled Flex | Pressure | N | 2016-02-08 | N | 2016-02-08
4160022 | 1 | 1999-03-23 | Removed From Ground | Empty | 950 | Bare Steel | Galvanized Steel | Not Marked
4160022 | 2 | 1999-03-23 | Removed From Ground | Gas | 9500 | Bare Steel | Galvanized Steel | Suction: Valve At The Tank |  |  |  | 1981-04-01
4160023 | 1 | 2005-02-18 | Removed From Ground | Gas | 5000 | Composite | Fiberglass Reinforced Plastic | Pressure |  | 1988-10-04 |  | 1988-10-04
4160023 | 2 | 2005-02-18 | Removed From Ground | Gas | 10000 | Composite | Cathodically Protected | Pressure |  | 1988-10-04 |  | 1988-10-04
4160023 | 3 | 2005-02-18 | Removed From Ground | Gas | 10000 | Composite | Fiberglass Reinforced Plastic | Pressure |  | 1988-10-04 |  | 1988-10-04
4160023 | 4 | 1988-10-01 | Removed From Ground | Used Oil | 550 | Cathodically Protected Steel | Galvanized Steel | Not Marked | Y |  | Y
4160023 | 5 | 1970-06-01 | Removed From Ground | Gas | 800 | Cathodically Protected Steel | Cathodically Protected | Not Marked
4160023 | 6 | 1970-06-01 | Removed From Ground | Gas | 800 | Cathodically Protected Steel | Galvanized Steel | Not Marked
4160024 | 1 | 1990-08-05 | Removed From Ground | Gas | 2000 | Bare Steel | Galvanized Steel | Not Marked
4160024 | 2 | 1990-08-05 | Removed From Ground | Empty | 1000 | Bare Steel | Galvanized Steel | Not Marked
4160024 | 3 | 2008-07-10 | Removed From Ground | Other | 2000 | Steel-Galvanic | Cathodically Protected | Suction: No Valve At The Tank |  | 1990-08-10 |  | 1990-08-10
4160025 | 1 | 2008-07-11 | Removed From Ground | Gas | 1000 | Steel-Galvanic | Cathodically Protected | Suction: No Valve At The Tank |  | 1990-08-20 |  | 1990-08-20
4160026 | 1 | 1990-08-11 | Removed From Ground | Diesel | 560 | Bare Steel | Galvanized Steel | Suction: No Valve At The Tank
4160026 | 2 | 1990-08-11 | Removed From Ground | Empty | 560 | Bare Steel | Galvanized Steel | Suction: No Valve At The Tank
4160026 | 3 | 2008-07-10 | Removed From Ground | Gas | 1000 | Steel-Galvanic | Cathodically Protected | Suction: No Valve At The Tank |  | 1990-08-28 |  | 1990-08-28
4160026 | 4 | 2008-07-10 | Removed From Ground | Diesel | 1000 | Steel-Galvanic | Cathodically Protected | Suction: No Valve At The Tank |  | 1990-08-28 |  | 1990-08-28
4160027 | 1 | 1985-06-01 | Removed From Ground | Gas | 500 | Bare Steel | Galvanized Steel | Not Marked
4160028 | 1 |  | Currently In Use | Gas | 1000 | Bare Steel | Galvanized Steel | Not Marked
4160028 | 2 |  | Currently In Use | Gas | 1000 | Bare Steel | Galvanized Steel | Not Marked
4160028 | 3 |  | Currently In Use | Gas | 3000 | Bare Steel | Galvanized Steel | Not Marked
4160029 | 1 |  | Temporarily Out Of Use | Used Oil | 1000 | Bare Steel | Galvanized Steel | Not Marked | Y |  | Y
4160030 | 1 | 1990-01-01 | Removed From Ground | Gas | 1000 | Bare Steel | Galvanized Steel | Not Marked
4160032 | 10542-1 | 1993-06-21 | Removed From Ground | Gas | 1000 | Bare Steel | Galvanized Steel | Suction: No Valve At The Tank
4160032 | 10542-2 | 1990-06-01 | Removed From Ground | Diesel | 550 | Bare Steel | Galvanized Steel | Suction: No Valve At The Tank
4160033 | 1 |  | Removed From Ground Date Unknown | Gas | 1000 | Bare Steel | Galvanized Steel | Suction: Valve At The Tank
4160033 | 2 |  | Removed From Ground Date Unknown | Gas | 1000 | Bare Steel | Galvanized Steel | Suction: Valve At The Tank
4160033 | 3 |  | Removed From Ground Date Unknown | Used Oil | 550 | Bare Steel | Bare Steel | Gravity Fed | Y |  | Y
4160033 | 4 |  | Removed From Ground Date Unknown | Gas | 2000 | Bare Steel | Bare Steel | Gravity Fed
4160034 | 1 | 1978-09-01 | Closed In Ground | Gas | 600 | Bare Steel | Bare Steel | Not Marked
4160035 | 1 | 1988-11-20 | Removed From Ground | Gas | 1050 | Bare Steel | Galvanized Steel | Not Marked
4160035 | 2 | 1988-11-20 | Removed From Ground | Gas | 1050 | Bare Steel | Galvanized Steel | Not Marked
4160035 | 3 | 1987-11-01 | Currently In Use | Gas | 4000 | Cathodically Protected Steel | Fiberglass Reinforced Plastic | Pressure |  | 1997-09-17 |  | 1998-03-24
4160035 | 4 | 1988-12-01 | Currently In Use | Gas | 4000 | Composite | Fiberglass Reinforced Plastic | Pressure |  | 1997-09-17 |  | 1998-03-24
4160036 | 1 | 1997-07-10 | Removed From Ground | Gas | 1000 | Bare Steel | Galvanized Steel | Not Marked
4160037 | 1 | 1992-01-07 | Removed From Ground | Gas | 2000 | Bare Steel | Galvanized Steel | Pressure
4160037 | 2 | 1992-01-07 | Removed From Ground | Diesel | 10000 | Bare Steel | Galvanized Steel | Pressure
4160040 | 1 | 2000-04-01 | Removed From Ground | Gas | 4000 | Bare Steel | Galvanized Steel | Suction: Valve At The Tank
4160040 | 2 | 2000-04-01 | Removed From Ground | Gas | 3000 | Bare Steel | Galvanized Steel | Suction: Valve At The Tank
4160040 | 3 | 2000-04-01 | Removed From Ground | Gas | 2000 | Bare Steel | Galvanized Steel | Suction: Valve At The Tank
4160041 | 1 | 1995-01-01 | Removed From Ground | Other | 3000 | Bare Steel | Galvanized Steel | Not Marked
4160041 | 2 | 1995-01-01 | Removed From Ground | Gas | 5000 | Bare Steel | Galvanized Steel | Not Marked
4160042 | 1 |  | Removed From Ground Date Unknown | Gas | 1200 | Bare Steel | Unknown | Not Marked
4160042 | 2 |  | Removed From Ground Date Unknown | Gas | 6000 | Bare Steel | Not Marked | Not Marked
4160044 | 1 | 1983-04-17 | Currently In Use | Gas | 6000 | Steel-Impressed Current | Cathodically Protected | Suction: No Valve At The Tank |  | 1998-11-01 |  | 1998-11-01
4160044 | 2 | 1983-04-17 | Currently In Use | Gas | 4000 | Steel-Impressed Current | Cathodically Protected | Suction: No Valve At The Tank |  | 1998-11-01 |  | 1998-11-01
4160044 | 3 | 1983-04-17 | Currently In Use | Diesel | 6000 | Steel-Impressed Current | Cathodically Protected | Suction: No Valve At The Tank |  | 1998-11-01 |  | 1998-11-01
4160045 | 1 | 1982-12-01 | Closed In Ground | Gas | 4000 | Bare Steel | Galvanized Steel | Not Marked
4160045 | 2 | 1982-12-01 | Closed In Ground | Gas | 4000 | Bare Steel | Galvanized Steel | Not Marked
4160045 | 3 | 1982-12-01 | Closed In Ground | Gas | 4000 | Bare Steel | Galvanized Steel | Not Marked
4160046 | 1 | 1998-02-22 | Removed From Ground | Gas | 10000 | Bare Steel | Galvanized Steel | Pressure
4160046 | 10 | 1998-02-22 | Removed From Ground | Used Oil | 560 | Bare Steel | Galvanized Steel | Pressure | Y |  | Y
4160046 | 2 | 1998-02-22 | Removed From Ground | Gas | 10000 | Bare Steel | Galvanized Steel | Pressure
4160046 | 3 | 1998-02-22 | Removed From Ground | Gas | 10000 | Bare Steel | Galvanized Steel | Pressure
4160046 | 4 | 1998-02-22 | Removed From Ground | Diesel | 6000 | Bare Steel | Galvanized Steel | Pressure
4160046 | 5 | 1998-02-22 | Removed From Ground | Diesel | 8000 | Bare Steel | Galvanized Steel | Pressure
4160046 | 6 | 1998-02-22 | Removed From Ground | Gas | 8000 | Bare Steel | Galvanized Steel | Pressure
4160046 | 7 | 1998-02-22 | Removed From Ground | Gas | 10000 | Bare Steel | Galvanized Steel | Pressure
4160046 | 8 | 1998-02-22 | Removed From Ground | Gas | 8000 | Bare Steel | Galvanized Steel | Pressure
4160046 | 9 | 1998-02-22 | Removed From Ground | Used Oil | 280 | Bare Steel | Galvanized Steel | Pressure | Y |  | Y
4160047 | 1 | 1998-12-01 | Removed From Ground | Diesel | 1000 | Bare Steel | Galvanized Steel | Suction: Valve At The Tank
4160047 | 2 | 1998-12-01 | Removed From Ground | Gas | 2000 | Bare Steel | Galvanized Steel | Pressure
4160047 | 3 | 1998-12-01 | Removed From Ground | Gas | 4000 | Bare Steel | Galvanized Steel | Pressure
4160047 | 4 | 1998-12-01 | Removed From Ground | Used Oil | 280 | Bare Steel | Bare Steel | Pressure | Y |  | Y
4160047 | 5A | 2017-05-05 | Temporarily Out Of Use | Gas | 4000 | Composite | Fiberglass Reinforced Plastic | Pressure |  | 1998-12-01 |  | 1998-12-01
4160047 | 5B | 2015-05-05 | Temporarily Out Of Use | Gas | 2000 | Composite | Fiberglass Reinforced Plastic | Pressure |  | 1998-12-01 |  | 1998-12-01
4160048 | 1 | 1987-06-01 | Removed From Ground | Gas | 2000 | Bare Steel | Galvanized Steel | Not Marked
4160049 | 1 | 1999-07-01 | Removed From Ground | Diesel | 6000 | Bare Steel | Galvanized Steel | Suction: No Valve At The Tank
4160049 | 2 | 1999-07-01 | Removed From Ground | Gas | 1000 | Bare Steel | Galvanized Steel | Suction: No Valve At The Tank
4160049 | 3 | 1999-07-01 | Removed From Ground | Other | 1000 | Bare Steel | Galvanized Steel | Suction: No Valve At The Tank
4160049 | 4 | 1999-07-01 | Removed From Ground | Other | 1000 | Bare Steel | Galvanized Steel | Suction: No Valve At The Tank
4160050 | 1 | 1999-12-09 | Removed From Ground | Gas | 4000 | Bare Steel | Galvanized Steel | Pressure
4160050 | 2 | 1999-12-09 | Removed From Ground | Gas | 4000 | Bare Steel | Galvanized Steel | Pressure
4160050 | 3 | 1999-12-09 | Removed From Ground | Gas | 4000 | Bare Steel | Galvanized Steel | Pressure
4160050 | 4 | 1999-12-09 | Closed In Ground | Used Oil | 560 | Bare Steel | Bare Steel | Pressure | Y |  | Y
4160051 | 1 | 1983-05-08 | Currently In Use | Gas | 8000 | Steel-Impressed Current | Impressed Current | Pressure |  | 1997-09-17 |  | 1997-09-17
4160051 | 2 | 1983-05-08 | Currently In Use | Gas | 8000 | Steel-Impressed Current | Impressed Current | Pressure |  | 1997-09-17 |  | 1997-09-17
4160051 | 3 | 1983-05-08 | Currently In Use | Gas | 8000 | Steel-Impressed Current | Impressed Current | Pressure |  | 1997-09-17 |  | 1997-09-17
4160051 | 4 | 1983-05-08 | Currently In Use | Diesel | 8000 | Steel-Impressed Current | Impressed Current | Pressure |  | 1997-09-17 |  | 1997-09-17
4160052 | 1 | 1974-05-07 | Currently In Use | Gas | 3000 | Steel-Impressed Current | Fiberglass Reinforced Plastic | Pressure |  | 1995-06-01 |  | 1995-06-01
4160052 | 2 | 1974-05-07 | Currently In Use | Diesel | 2000 | Steel-Impressed Current | Fiberglass Reinforced Plastic | Pressure |  | 1995-06-01 |  | 1995-06-01
4160052 | 3 | 1985-05-07 | Currently In Use | Gas | 6000 | Steel-Impressed Current | Fiberglass/Sec Containment | Suction: No Valve At The Tank |  | 1995-06-01 |  | 1995-06-01
4160052 | 4 | 1989-01-01 | Currently In Use | Gas | 4000 | Steel-Impressed Current | Fiberglass/Sec Containment | Suction: No Valve At The Tank |  | 1995-06-01 |  | 1995-06-01
4160053 | 1 | 1980-05-07 | Currently In Use | Gas | 6000 | Steel-Impressed Current | Impressed Current | Suction: Valve At The Tank |  | 1996-11-09 |  | 1996-11-09
4160053 | 2 | 1980-05-07 | Currently In Use | Gas | 6000 | Steel-Impressed Current | Impressed Current | Suction: Valve At The Tank |  | 1996-11-09 |  | 1996-11-09
4160053 | 3 | 1980-05-07 | Currently In Use | Gas | 8000 | Steel-Impressed Current | Impressed Current | Suction: Valve At The Tank |  | 1996-11-09 |  | 1996-11-09
4160054 | 1 | 1979-05-08 | Currently In Use | Gas | 8000 | Steel-Impressed Current | Fiberglass Reinforced Plastic | Pressure |  | 1997-06-16 |  | 1997-06-16
4160054 | 2 | 1979-05-08 | Currently In Use | Gas | 8000 | Steel-Impressed Current | Fiberglass Reinforced Plastic | Pressure |  | 1997-06-16 |  | 1997-06-16
4160054 | 3 | 1979-05-08 | Currently In Use | Gas | 8000 | Steel-Impressed Current | Fiberglass Reinforced Plastic | Pressure |  | 1997-06-16 |  | 1997-06-16
4160055 | 1 | 1979-05-08 | Currently In Use | Gas | 8000 | Steel-Impressed Current | Impressed Current | Suction: Valve At The Tank |  | 1996-09-18 |  | 1996-09-18
4160055 | 2 | 1979-05-08 | Currently In Use | Gas | 8000 | Steel-Impressed Current | Impressed Current | Suction: Valve At The Tank |  | 1996-09-18 |  | 1996-09-18
4160055 | 3 | 1979-05-08 | Currently In Use | Gas | 8000 | Steel-Impressed Current | Impressed Current | Suction: Valve At The Tank |  | 1996-09-18 |  | 1996-09-18
4160056 | 1 | 2011-07-07 | Currently In Use | Gas | 6000 | Steel-Impressed Current | Impressed Current | Suction: Valve At The Tank |  | 1996-11-25 |  | 1996-11-25
4160056 | 2 | 2011-07-07 | Currently In Use | Gas | 8000 | Steel-Impressed Current | Impressed Current | Suction: Valve At The Tank |  | 1996-11-25 |  | 1996-11-25
4160056 | 3 | 2011-07-07 | Currently In Use | Gas | 8000 | Steel-Impressed Current | Impressed Current | Suction: Valve At The Tank |  | 1996-11-25 |  | 1996-11-25
4160057 | 1 | 1982-05-07 | Currently In Use | Gas | 8000 | Steel-Impressed Current | Impressed Current | Pressure |  | 1998-07-08 |  | 1998-07-08
4160057 | 2 | 1982-05-07 | Currently In Use | Gas | 8000 | Steel-Impressed Current | Impressed Current | Pressure |  | 1998-07-08 |  | 1998-07-08
4160057 | 3 | 1982-05-07 | Currently In Use | Gas | 8000 | Steel-Impressed Current | Impressed Current | Pressure |  | 1998-07-08 |  | 1998-07-08
4160058 | 1 | 1974-05-07 | Currently In Use | Gas | 8000 | Steel-Impressed Current | Impressed Current | Pressure |  | 1996-09-17 |  | 1996-09-17
4160058 | 2 | 1974-05-07 | Currently In Use | Gas | 6000 | Steel-Impressed Current | Impressed Current | Pressure |  | 1996-09-17 |  | 1996-09-17
4160058 | 3 | 1988-01-01 | Currently In Use | Gas | 4000 | Steel-Impressed Current | Impressed Current | Pressure |  | 1996-09-17 |  | 1996-09-17
4160059 | 1 | 1979-05-08 | Currently In Use | Gas | 8000 | Steel-Impressed Current | Fiberglass Reinforced Plastic | Pressure |  | 1996-06-01 |  | 1996-06-01
4160059 | 2 | 1979-05-08 | Currently In Use | Gas | 8000 | Steel-Impressed Current | Fiberglass Reinforced Plastic | Pressure |  | 1996-06-01 |  | 1996-06-01
4160059 | 3 | 1979-05-08 | Currently In Use | Gas | 8000 | Steel-Impressed Current | Fiberglass Reinforced Plastic | Pressure |  | 1996-06-01 |  | 1996-06-01
4160060 | 1 | 1983-05-08 | Currently In Use | Gas | 6000 | Steel-Impressed Current | Cathodically Protected | Pressure |  | 1995-01-15 |  | 1995-01-15
4160060 | 2 | 1974-05-07 | Currently In Use | Gas | 8000 | Steel-Impressed Current | Cathodically Protected | Pressure |  | 1995-01-15 |  | 1995-01-15
4160060 | 3 | 1974-05-07 | Currently In Use | Gas | 6000 | Steel-Impressed Current | Cathodically Protected | Pressure |  | 1995-01-15 |  | 1995-01-15
4160063 | 1 |  | Currently In Use | Kerosene | 3000 | Bare Steel | Bare Steel | Not Marked
4160063 | 2 |  | Temporarily Out Of Use | Gas | 2500 | Bare Steel | Bare Steel | Not Marked
4160063 | 3 |  | Currently In Use | Other | 1000 | Concrete | Bare Steel | Not Marked | Y |  | Y
4160063 | 4 |  | Currently In Use | Other | 550 | Bare Steel | Bare Steel | Not Marked | Y |  | Y
4160069 | 1 | 1999-02-10 | Removed From Ground | Diesel | 2000 | Marked Unknown | Unknown | Not Marked
4160069 | 2 | 1999-02-10 | Removed From Ground | Gas | 2000 | Marked Unknown | Unknown | Not Marked
4160069 | 3 | 1999-02-10 | Removed From Ground | Gas | 1000 | Marked Unknown | Unknown | Not Marked
4160069 | 4 | 1999-02-10 | Removed From Ground | Gas | 1000 | Marked Unknown | Unknown | Not Marked
4160069 | 5 | 1999-02-10 | Removed From Ground | Other | 1000 | Not Marked/Unknown | Not Marked | Not Marked
4160069 | 6 | 1999-02-10 | Removed From Ground | Gas | 500 | Marked Unknown | Unknown | Not Marked
4160070 | 1 | 1998-11-01 | Removed From Ground | Empty | 4000 | Bare Steel | Galvanized Steel | Suction: Valve At The Tank
4160070 | 2 | 1998-11-01 | Removed From Ground | Empty | 4000 | Bare Steel | Galvanized Steel | Suction: Valve At The Tank
4160070 | 3 | 1998-11-01 | Removed From Ground | Empty | 500 | Bare Steel | Galvanized Steel | Suction: Valve At The Tank
4160070 | 4 | 1998-11-01 | Removed From Ground | Empty | 1000 | Bare Steel | Galvanized Steel | Suction: Valve At The Tank
4160071 | 1 | 1997-12-22 | Removed From Ground | Empty | 1000 | Bare Steel | Unknown | Suction: Valve At The Tank
4160074 | 1 | 1984-05-03 | Temporarily Out Of Use | Gas | 10000 | Steel-Impressed Current | Fiberglass Reinforced Plastic | Pressure |  | 1990-05-03 |  | 1990-05-03
4160074 | 2 | 1984-05-03 | Temporarily Out Of Use | Gas | 6000 | Steel-Impressed Current | Fiberglass Reinforced Plastic | Pressure |  | 1990-05-03 |  | 1990-05-03
4160074 | 3 | 1984-05-03 | Temporarily Out Of Use | Diesel | 10000 | Steel-Impressed Current | Impressed Current | Pressure |  | 1990-05-02 |  | 1990-05-02
4160074 | 4 | 1990-05-03 | Temporarily Out Of Use | Gas | 4000 | Steel-Impressed Current | Fiberglass Reinforced Plastic | Pressure |  | 1990-05-03 |  | 1990-05-03
4160078 | 1 | 1988-01-01 | Removed From Ground | Gas | 1000 | Bare Steel | Galvanized Steel | Not Marked
4160078 | 2 | 1988-01-01 | Removed From Ground | Gas | 1000 | Bare Steel | Galvanized Steel | Not Marked
4160078 | 3 | 1988-01-01 | Removed From Ground | Gas | 3000 | Bare Steel | Galvanized Steel | Not Marked
4160078 | 4 | 1988-01-01 | Removed From Ground | Gas | 1060 | Bare Steel | Bare Steel | Not Marked
4160079 | 1 | 1997-01-01 | Removed From Ground | Gas | 1000 | Bare Steel | Bare Steel | Suction: Valve At The Tank
4160080 | 1 | 1993-09-01 | Removed From Ground | Gas | 1000 | Bare Steel | Galvanized Steel | Suction: Valve At The Tank
4160080 | 2 | 1996-07-01 | Removed From Ground | Diesel | 1000 | Bare Steel | Galvanized Steel | Suction: Valve At The Tank
4160080 | 3 | 1993-09-01 | Removed From Ground | Diesel | 2000 | Bare Steel | Galvanized Steel | Suction: Valve At The Tank
4160081 | 1 | 1996-12-01 | Closed In Ground | Gas | 2000 | Bare Steel | Galvanized Steel | Suction: Valve At The Tank
4160082 | 1 | 1995-04-01 | Removed From Ground | Gas | 1000 | Bare Steel | Bare Steel | Suction: Valve At The Tank
4160082 | 4 | 2013-06-03 | Temporarily Out Of Use | Diesel | 5000 | Fiberglass | Fiberglass Reinforced Plastic | Suction: Valve At The Tank |  | 1998-11-01 |  | 1998-11-01
4160083 | 1 | 1997-05-01 | Removed From Ground | Other | 10000 | Bare Steel | Bare Steel | Not Marked
4160083 | 2 | 1997-05-01 | Removed From Ground | Other | 10000 | Bare Steel | Unknown | Not Marked
4160083 | 3 | 1997-05-01 | Removed From Ground | Other | 1 | Bare Steel | Unknown | Not Marked
4160083 | 4 | 1997-05-01 | Removed From Ground | Other | 1 | Bare Steel | Unknown | Not Marked
4160084 | 1 | 1990-05-24 | Removed From Ground | Gas | 1000 | Bare Steel | Not Marked | Not Marked
4160084 | 2 | 1990-05-24 | Removed From Ground | Gas | 2000 | Bare Steel | Not Marked | Not Marked
4160087 | 1 |  | Permanently Out Of Use | Gas | 560 | Bare Steel | Not Marked | Not Marked
4160087 | 2 |  | Permanently Out Of Use | Gas | 1000 | Bare Steel | Not Marked | Not Marked
4160088 | 001 |  | Removed From Ground Date Unknown | Diesel | 6000 | Bare Steel | Galvanized Steel | Not Marked
4160089 | 1 | 1998-12-16 | Removed From Ground | Gas | 4000 | Bare Steel | Galvanized Steel | Not Marked
4160089 | 2 | 1998-12-16 | Removed From Ground | Gas | 4000 | Bare Steel | Galvanized Steel | Not Marked
4160089 | 3 | 1998-12-16 | Removed From Ground | Gas | 1000 | Bare Steel | Galvanized Steel | Not Marked
4160090 | 1 | 1999-01-01 | Removed From Ground | Gas | 3000 | Bare Steel | Galvanized Steel | Suction: Valve At The Tank
4160090 | 2 | 1999-01-01 | Removed From Ground | Gas | 3000 | Bare Steel | Galvanized Steel | Not Marked
4160090 | 3 | 1999-01-01 | Removed From Ground | Gas | 3000 | Bare Steel | Galvanized Steel | Suction: Valve At The Tank
4160090 | 4 | 1999-01-01 | Removed From Ground | Diesel | 3000 | Bare Steel | Galvanized Steel | Suction: Valve At The Tank
4160090 | 5A | 2007-01-08 | Removed From Ground | Gas | 3000 | Fiberglass | Fiberglass Reinforced Plastic | Suction: No Valve At The Tank |  | 1999-05-03 |  | 1999-05-03
4160090 | 5B | 2007-01-08 | Removed From Ground | Gas | 2000 | Fiberglass | Fiberglass Reinforced Plastic | Suction: No Valve At The Tank |  | 1999-05-03 |  | 1999-05-03
4160090 | 5C | 2007-01-08 | Removed From Ground | Diesel | 1000 | Fiberglass | Fiberglass Reinforced Plastic | Suction: No Valve At The Tank |  | 1999-05-03 |  | 1999-05-03
4160091 | 1 |  | Removed From Ground Date Unknown | Gas | 2000 | Cathodically Protected Steel | Galvanized Steel | Not Marked
4160092 | 1 |  | Permanently Out Of Use | Gas | 1000 | Bare Steel | Galvanized Steel | Not Marked
4160092 | 2AST |  | Currently In Use | Empty | 500 | Bare Steel | Galvanized Steel | Suction: Valve At The Tank
4160093 | 1 | 2007-05-07 | Temporarily Out Of Use | Gas | 5000 | Steel-Impressed Current | Cathodically Protected | Not Marked |  | 1999-01-07 |  | 1999-01-07
4160093 | 1 |  | Removed From Ground Date Unknown | Gas | 5000 | Steel-Impressed Current | Cathodically Protected | Not Marked |  | 1999-01-07 |  | 1999-01-07
4160093 | 2 | 2007-05-07 | Temporarily Out Of Use | Gas | 3000 | Steel-Impressed Current | Cathodically Protected | Not Marked |  | 1999-01-07 |  | 1999-01-07
4160093 | 2 |  | Removed From Ground Date Unknown | Gas | 3000 | Steel-Impressed Current | Cathodically Protected | Not Marked |  | 1999-01-07 |  | 1999-01-07
4160093 | 3 | 2007-05-08 | Currently In Use | Diesel | 3000 | Steel-Impressed Current | Cathodically Protected | Not Marked |  | 1999-01-07 |  | 1999-01-07
4160093 | 3 |  | Removed From Ground Date Unknown | Diesel | 3000 | Steel-Impressed Current | Cathodically Protected | Not Marked |  | 1999-01-07 |  | 1999-01-07
4160094 | 1 | 1999-06-22 | Removed From Ground | Empty | 1000 | Bare Steel | Galvanized Steel | Suction: Valve At The Tank
4160095 | 1 | 2006-08-10 | Removed From Ground | Gas | 10000 | Steel-Impressed Current | Impressed Current | Pressure |  | 1996-08-01 |  | 1996-08-01
4160095 | 1 |  | Currently In Use | Gas | 10000 | Steel-Impressed Current | Impressed Current | Pressure |  | 1996-08-01 |  | 1996-08-01
4160095 | 2 | 2006-08-10 | Removed From Ground | Gas | 10000 | Steel-Impressed Current | Impressed Current | Pressure |  | 1996-08-01 |  | 1996-08-01
4160095 | 2 |  | Currently In Use | Gas | 10000 | Steel-Impressed Current | Impressed Current | Pressure |  | 1996-08-01 |  | 1996-08-01
4160095 | 3 | 2006-08-10 | Removed From Ground | Diesel | 5000 | Steel-Impressed Current | Impressed Current | Pressure |  | 1996-08-01 |  | 1996-08-01
4160095 | 3 |  | Currently In Use | Diesel | 5000 | Steel-Impressed Current | Impressed Current | Pressure |  | 1996-08-01 |  | 1996-08-01
4160095 | 4 | 2006-08-10 | Removed From Ground | Kerosene | 2500 | Steel-Impressed Current | Impressed Current | Pressure |  | 1996-08-01 |  | 1996-08-01
4160095 | 4 |  | Currently In Use | Kerosene | 2500 | Steel-Impressed Current | Impressed Current | Pressure |  | 1996-08-01 |  | 1996-08-01
4160096 | 1 | 1998-04-01 | Closed In Ground | Gas | 560 | Bare Steel | Bare Steel | Not Marked
4160097 | 1 |  | Removed From Ground Date Unknown | Empty | 2000 | Bare Steel | Bare Steel | Suction: Valve At The Tank
4160097 | 1 |  | Temporarily Out Of Use | Empty | 2000 | Bare Steel | Bare Steel | Suction: Valve At The Tank
4160097 | 2 |  | Removed From Ground Date Unknown | Empty | 1000 | Bare Steel | Bare Steel | Suction: Valve At The Tank
4160097 | 2 |  | Temporarily Out Of Use | Empty | 1000 | Bare Steel | Bare Steel | Suction: Valve At The Tank
4160097 | 3 |  | Removed From Ground Date Unknown | Empty | 2000 | Bare Steel | Bare Steel | Suction: Valve At The Tank
4160100 | 1 | 1977-02-28 | Currently In Use | Gas | 10000 | Steel-Impressed Current | Galvanized Steel | Pressure |  | 1996-11-18 |  | 1996-11-18
4160100 | 2 | 1977-02-28 | Currently In Use | Gas | 10000 | Steel-Impressed Current | Galvanized Steel | Pressure |  | 1996-11-18 |  | 1996-11-18
4160100 | 3 | 1987-01-01 | Currently In Use | Gas | 6000 | Steel-Impressed Current | Galvanized Steel | Pressure |  | 1996-11-18 |  | 1996-11-18
4160102 | 1 | 1996-02-12 | Removed From Ground | Gas | 1000 | Bare Steel | Galvanized Steel | Not Marked
4160102 | 2 | 1996-02-12 | Removed From Ground | Gas | 1000 | Bare Steel | Galvanized Steel | Not Marked
4160102 | 3 | 1996-02-12 | Removed From Ground | Used Oil | 500 | Marked Unknown | Unknown | Not Marked | Y |  | Y
4160103 | 1 | 1997-03-12 | Removed From Ground | Gas | 3000 | Bare Steel | Galvanized Steel | Pressure
4160103 | 2 | 1997-02-12 | Removed From Ground | Gas | 2000 | Bare Steel | Galvanized Steel | Pressure
4160103 | 3 | 1997-02-12 | Removed From Ground | Gas | 2000 | Bare Steel | Galvanized Steel | Pressure
4160103 | 4 | 1997-02-12 | Removed From Ground | Gas | 10000 | Bare Steel | Galvanized Steel | Pressure
4160103 | 5 | 1997-02-12 | Removed From Ground | Gas | 10000 | Bare Steel | Galvanized Steel | Pressure
4160104 | 1 |  | Temporarily Out Of Use | Gas | 1000 | Bare Steel | Galvanized Steel | Not Marked
4160104 | 2 |  | Temporarily Out Of Use | Diesel | 2000 | Bare Steel | Galvanized Steel | Not Marked
4170001 | 1 | 1982-04-08 | Currently In Use | Gas | 6000 | Steel-Impressed Current | Double Walled Flex | Pressure |  | 1998-10-09 |  | 1998-10-09
4170001 | 2 | 1982-04-08 | Currently In Use | Gas | 5000 | Steel-Impressed Current | Double Walled Flex | Pressure |  | 1998-10-09 |  | 1998-10-09
4170001 | 3 | 1982-04-08 | Currently In Use | Gas | 5000 | Steel-Impressed Current | Double Walled Flex | Pressure |  | 1998-10-09 |  | 1998-10-09
4170001 | 4 | 1982-04-08 | Currently In Use | Diesel | 6000 | Steel-Impressed Current | Double Walled Flex | Pressure |  | 1998-10-09 |  | 1998-10-09
4170001 | 5 | 2000-06-23 | Currently In Use | Diesel | 12000 | Composite | Double Walled Flex | Pressure |  | 2000-06-23 |  | 2000-06-23
4170003 | 1 | 1986-04-08 | Currently In Use | Gas | 8000 | Steel-Impressed Current | Impressed Current | Pressure |  | 1999-08-03 |  | 1999-08-03
4170003 | 2 | 1985-04-08 | Currently In Use | Diesel | 6000 | Steel-Impressed Current | Impressed Current | Suction: No Valve At The Tank |  | 1999-08-03 |  | 1999-08-03
4170003 | 3 | 1985-04-08 | Currently In Use | Gas | 3000 | Steel-Impressed Current | Impressed Current | Pressure |  | 1999-08-03 |  | 1999-08-03
4170004 | 1 | 1968-03-15 | Currently In Use | Other | 8000 | Cathodically Protected Steel | Impressed Current | Pressure |  | 1998-12-01 12:00 | Y | 1998-12-01 12:00
4170004 | 2 | 1968-03-15 | Currently In Use | Other | 8000 | Cathodically Protected Steel | Impressed Current | Pressure |  | 1998-12-01 12:00 | Y | 1998-12-01 12:00
4170004 | 3 | 1968-03-15 | Currently In Use | Other | 8000 | Cathodically Protected Steel | Impressed Current | Pressure |  | 1998-12-01 12:00 | Y | 1998-12-01 12:00
4170004 | 4 | 1984-03-15 | Currently In Use | Diesel | 8000 | Cathodically Protected Steel | Impressed Current | Pressure |  | 1998-12-01 12:00 | Y | 1998-12-01 12:00
4170004 | 5 | 1984-03-15 | Currently In Use | Kerosene | 8000 | Cathodically Protected Steel | Impressed Current | Pressure |  | 1998-12-01 12:00 | Y | 1998-12-01 12:00
4170005 | 1 | 1974-02-24 | Currently In Use | Gas | 4000 | Steel-Impressed Current | Impressed Current | Suction: No Valve At The Tank |  | 1997-08-15 |  | 1997-08-15
4170005 | 2 | 1974-02-24 | Currently In Use | Gas | 4000 | Steel-Impressed Current | Impressed Current | Suction: No Valve At The Tank |  | 1997-08-15 |  | 1997-08-15
4170006 | 1 | 2010-08-27 | Currently In Use | Gas | 10000 | Steel-Impressed Current | Cathodically Protected | Pressure |  | 1998-06-30 |  | 1998-06-30
4170006 | 2 | 2010-08-27 | Currently In Use | Gas | 10000 | Steel-Impressed Current | Cathodically Protected | Pressure |  | 1998-06-30 |  | 1998-06-30
4170006 | 3 | 2010-01-21 | Removed From Ground | Kerosene | 500 | Cathodically Protected Steel | Cathodically Protected | Suction: Valve At The Tank |  | 1998-07-08 |  | 1998-07-08
4170007 | 1 | 1984-01-01 | Closed In Ground | Gas | 560 | Bare Steel | Galvanized Steel | Not Marked
4170007 | 2 | 1984-01-01 | Closed In Ground | Gas | 560 | Bare Steel | Galvanized Steel | Not Marked
4170008 | 1 | 1988-03-17 | Currently In Use | Gas | 15000 | STIP-3 | Fiberglass Reinforced Plastic | Pressure |  | 1988-03-17 |  | 1988-03-17
4170008 | 2 | 1998-01-01 | Removed From Ground | Diesel | 10000 | Marked Unknown | Unknown | Suction: No Valve At The Tank
4170008 | 3 |  | Permanently Out Of Use | Diesel | 10000 | Marked Unknown | Unknown | Not Marked
4170008 | 4 |  | Permanently Out Of Use | Diesel | 1 | Marked Unknown | Unknown | Not Marked
4170008 | 5 | 1998-03-01 | Currently In Use | Diesel | 12000 | Composite | Fiberglass Reinforced Plastic | Not Marked |  | 1998-03-01 |  | 1998-03-01
4170009 | 1 | 1974-02-18 | Currently In Use | Gas | 8066 | Steel-Impressed Current | Cathodically Protected | Pressure |  | 1988-01-01 |  | 1988-01-01
4170009 | 2 | 2015-02-13 | Temporarily Out Of Use | Gas | 8066 | Steel-Impressed Current | Cathodically Protected | Pressure |  | 1988-01-01 |  | 1988-01-01
4170009 | 3 | 1988-01-01 | Currently In Use | Gas | 10000 | Steel-Impressed Current | Fiberglass Reinforced Plastic | Pressure |  | 1988-01-01 |  | 1988-01-01
4170010 | 1 |  | Removed From Ground Date Unknown | Gas | 8000 | Bare Steel | Galvanized Steel | Not Marked
4170010 | 2 |  | Removed From Ground Date Unknown | Gas | 6000 | Bare Steel | Galvanized Steel | Not Marked
4170011 | 1 | 1998-03-16 | Removed From Ground | Gas | 6000 | Bare Steel | Galvanized Steel | Suction: No Valve At The Tank
4170011 | 2 | 1998-03-16 | Removed From Ground | Gas | 6000 | Bare Steel | Galvanized Steel | Suction: No Valve At The Tank
4170011 | 3 | 1998-03-16 | Removed From Ground | Gas | 6000 | Bare Steel | Galvanized Steel | Suction: No Valve At The Tank
4170013 | 1 | 1988-06-01 | Removed From Ground | Gas | 2000 | Bare Steel | Galvanized Steel | Not Marked
4170013 | 2 | 1988-06-01 | Removed From Ground | Diesel | 2000 | Bare Steel | Galvanized Steel | Not Marked
4170014 | 1 | 1997-10-06 | Removed From Ground | Gas | 2000 | Bare Steel | Galvanized Steel | Not Marked
4170014 | 2 | 1997-10-06 | Removed From Ground | Diesel | 560 | Bare Steel | Galvanized Steel | Not Marked
4170016 | 1 |  | Removed From Ground Date Unknown | Gas | 540 | Bare Steel | Galvanized Steel | Not Marked
4170017 | 204D1 | 2004-05-11 | Removed From Ground | Diesel | 540 | Bare Steel | Galvanized Steel | Suction: Valve At The Tank
4170017 | 204G1 | 2004-05-11 | Removed From Ground | Gas | 2000 | Cathodically Protected Steel | Cathodically Protected | Suction: Valve At The Tank
4170018 | 205D1 | 2005-01-18 | Removed From Ground | Diesel | 560 | Bare Steel | Galvanized Steel | Suction: Valve At The Tank
4170018 | 205G1 | 2005-01-18 | Removed From Ground | Gas | 1000 | Bare Steel | Galvanized Steel | Suction: Valve At The Tank
4170020 | 1 | 1999-04-01 | Removed From Ground | Gas | 1000 | Bare Steel | Galvanized Steel | Suction: Valve At The Tank
4170020 | 2 | 1999-04-01 | Removed From Ground | Gas | 500 | Bare Steel | Galvanized Steel | Suction: Valve At The Tank
4170020 | 3 | 1999-04-01 | Removed From Ground | Gas | 500 | Bare Steel | Galvanized Steel | Suction: Valve At The Tank
4170022 | 1 | 1991-07-01 | Currently In Use | Gas | 4000 | Composite | Galvanic | Suction: No Valve At The Tank |  | 1991-07-01 |  | 1991-07-01
4170022 | 2 | 1991-07-01 | Currently In Use | Diesel | 2000 | Composite | Galvanic | Suction: No Valve At The Tank |  | 1991-07-01 |  | 1991-07-01
4170022 | 3 | 1991-01-01 | Removed From Ground | Gas | 3000 | Bare Steel | Galvanized Steel | Not Marked
4170023 | 3 | 1976-04-21 | Currently In Use | Diesel | 10000 | Steel-Impressed Current | Fiberglass Reinforced Plastic | Suction: Valve At The Tank |  | 1998-06-29 |  | 1998-06-29
4170024 | 1 | 1998-06-01 | Removed From Ground | Diesel | 500 | Bare Steel | Bare Steel | Suction: Valve At The Tank
4170025 | 1 | 1998-06-01 | Removed From Ground | Gas | 2000 | Bare Steel | Galvanized Steel | Suction: Valve At The Tank
4170025 | 2 | 1998-06-01 | Removed From Ground | Gas | 2000 | Bare Steel | Galvanized Steel | Suction: Valve At The Tank
4170025 | 5 | 2004-06-22 | Temporarily Out Of Use | Gas | 1000 | Composite | Fiberglass Reinforced Plastic | Suction: No Valve At The Tank |  | 1998-06-19 |  | 1998-06-19
4170025 | 6 | 2004-06-22 | Temporarily Out Of Use | Gas | 2000 | Composite | Fiberglass Reinforced Plastic | Suction: No Valve At The Tank |  | 1998-06-19 |  | 1998-06-19
4170026 | 1 | 2005-10-25 | Removed From Ground | Gas | 8000 | Cathodically Protected Steel | Cathodically Protected | Pressure |  | 1997-10-20 |  | 1997-10-20
4170026 | 2 | 2005-10-25 | Removed From Ground | Gas | 12000 | Cathodically Protected Steel | Cathodically Protected | Pressure |  | 1997-10-20 |  | 1997-10-20
4170026 | 3 | 2005-10-25 | Removed From Ground | Diesel | 12000 | Cathodically Protected Steel | Cathodically Protected | Pressure |  | 1997-10-20 |  | 1997-10-20
4170026 | 4A | 2005-10-25 | Removed From Ground | Diesel | 7500 | Composite | Fiberglass Reinforced Plastic | Pressure |  | 1997-10-20 |  | 1997-10-20
4170026 | 4B | 2005-10-25 | Removed From Ground | Diesel | 7500 | Composite | Fiberglass Reinforced Plastic | Pressure |  | 1997-10-20 |  | 1997-10-20
4170029 | 1 | 1996-11-01 | Removed From Ground | Gas | 4011 | Cathodically Protected Steel | Galvanized Steel | Not Marked
4170029 | 2 | 1996-11-01 | Removed From Ground | Gas | 4011 | Cathodically Protected Steel | Galvanized Steel | Not Marked
4170029 | 3 | 1996-11-01 | Removed From Ground | Gas | 1011 | Cathodically Protected Steel | Galvanized Steel | Not Marked
4170031 | 1 | 1999-09-20 | Removed From Ground | Gas | 6000 | Bare Steel | Fiberglass Reinforced Plastic | Suction: No Valve At The Tank
4170031 | 2 | 1999-09-20 | Removed From Ground | Gas | 6000 | Bare Steel | Fiberglass Reinforced Plastic | Suction: No Valve At The Tank
4170035 | 1 | 1989-09-01 | Removed From Ground | Gas | 10000 | Bare Steel | Unknown | Not Marked
4170035 | 2 | 1987-01-01 | Currently In Use | Diesel | 10000 | Fiberglass | Fiberglass Reinforced Plastic | Pressure |  | 1994-06-07 |  | 1994-06-07
4170035 | 3 | 1996-09-01 | Closed In Ground | Gas | 10000 | Double Walled | Fiberglass Reinforced Plastic | Pressure |  | 1994-06-07 |  | 1994-06-07
4170036 | C-1 | 1987-12-01 | Removed From Ground | Gas | 4000 | Bare Steel | Bare Steel | Not Marked
4170036 | C-11 | 2009-02-24 | Removed From Ground | Heating Oil | 15000 | Bare Steel | Bare Steel | Not Marked
4170036 | C-12 | 1987-12-01 | Removed From Ground | Diesel | 12000 | Bare Steel | Galvanized Steel | Not Marked
4170036 | C-15 | 1987-12-01 | Removed From Ground | Gas | 12000 | Bare Steel | Galvanized Steel | Not Marked
4170036 | C-18 | 2009-09-10 | Removed From Ground | Other | 3000 | Bare Steel | Bare Steel | Not Marked
4170036 | C-19 | 2009-01-28 | Removed From Ground | Other | 4000 | Bare Steel | Bare Steel | Not Marked
4170036 | C-2 | 2009-01-28 | Removed From Ground | Gas | 12000 | Bare Steel | Bare Steel | Not Marked
4170036 | C-21 | 1987-02-06 | Removed From Ground | Used Oil | 1000 | Bare Steel | Bare Steel | Not Marked | Y |  | Y
4170036 | C-3 | 1987-12-01 | Removed From Ground | Gas | 1000 | Bare Steel | Galvanized Steel | Not Marked
4170036 | C-7 | 1987-02-06 | Removed From Ground | Used Oil | 1000 | Bare Steel | Bare Steel | Not Marked | Y |  | Y
4170036 | C-8 | 2009-01-28 | Removed From Ground | Kerosene | 5000 | Bare Steel | Bare Steel | Not Marked
4170037 | ABW-101 | 1988-05-01 | Removed From Ground | Gas | 3000 | Unknown | Bare Steel | Not Marked
4170038 | 1 |  | Permanently Out Of Use | Other | 2800 | Bare Steel | Galvanized Steel | Not Marked
4170039 | 1 | 1979-05-02 | Currently In Use | Gas | 10000 | Steel-Impressed Current | Fiberglass Reinforced Plastic | Pressure |  | 1997-06-01 |  | 1997-06-01
4170039 | 2 | 1988-01-01 | Currently In Use | Gas | 10000 | Cathodically Protected Steel | Fiberglass Reinforced Plastic | Pressure |  | 1997-06-01 |  | 1997-06-01
4170040 | 1 | 1991-07-08 | Removed From Ground | Kerosene | 500 | Bare Steel | Galvanized Steel | Not Marked
4170041 | 1 |  | Permanently Out Of Use | Gas | 2000 | Bare Steel | Galvanized Steel | Not Marked
4170041 | 2 |  | Permanently Out Of Use | Gas | 1000 | Bare Steel | Galvanized Steel | Not Marked
4170042 | 1 | 1993-05-07 | Currently In Use | Gas | 2000 | Steel-Galvanic | Fiberglass Reinforced Plastic | Suction: No Valve At The Tank |  | 1993-01-01 |  | 1993-01-01
4170042 | 2 | 1993-05-07 | Currently In Use | Gas | 2000 | Steel-Galvanic | Fiberglass Reinforced Plastic | Suction: No Valve At The Tank |  | 1993-01-01 |  | 1993-01-01
4170043 | 1 | 1990-05-23 | Removed From Ground | Gas | 1000 | Bare Steel | Galvanized Steel | Not Marked
4170043 | 2 | 1990-05-23 | Removed From Ground | Diesel | 10000 | Bare Steel | Galvanized Steel | Not Marked
4170044 | 1 |  | Removed From Ground Date Unknown | Diesel | 4000 | Bare Steel | Unknown | Not Marked
4170047 | 1 | 1974-01-01 | Currently In Use | Gas | 6000 | Steel-Impressed Current | Impressed Current | Pressure |  | 1995-06-01 |  | 1995-06-01
4170047 | 2 | 1974-01-01 | Currently In Use | Gas | 8000 | Steel-Impressed Current | Impressed Current | Pressure |  | 1995-06-01 |  | 1995-06-01
4170049 | 1 | 2010-07-10 | Temporarily Out Of Use | Gas | 8000 | Steel-Impressed Current | Fiberglass Reinforced Plastic | Pressure |  | 1997-08-01 |  | 1997-08-01
4170049 | 2 | 2010-07-08 | Temporarily Out Of Use | Diesel | 4000 | Steel-Impressed Current | Fiberglass Reinforced Plastic | Pressure |  | 1997-08-01 |  | 1997-08-01
4170049 | 3 | 2010-07-10 | Temporarily Out Of Use | Diesel | 4000 | Steel-Impressed Current | Fiberglass Reinforced Plastic | Pressure |  | 1997-08-01 |  | 1997-08-01
4170049 | 4 | 2010-07-10 | Temporarily Out Of Use | Gas | 8000 | Steel-Impressed Current | Fiberglass Reinforced Plastic | Pressure |  | 1997-08-01 |  | 1997-08-01
4170050 | 1 | 1997-12-01 | Removed From Ground | Other | 10000 | Bare Steel | Galvanized Steel | Not Marked
4170050 | 2 | 1997-12-01 | Removed From Ground | Gas | 3000 | Bare Steel | Galvanized Steel | Not Marked
4170051 | 1 | 1990-06-15 | Removed From Ground | Gas | 1060 | Bare Steel | Galvanized Steel | Not Marked
4170052 | 1 |  | Removed From Ground Date Unknown | Gas | 1000 | Marked Unknown | Galvanized Steel | Not Marked
4170052 | 2 |  | Removed From Ground Date Unknown | Diesel | 6000 | Marked Unknown | Galvanized Steel | Not Marked
4170053 | 1 | 1988-06-10 | Removed From Ground | Diesel | 550 | Bare Steel | Galvanized Steel | Suction: Valve At The Tank
4170054 | 1 | 1990-01-03 | Removed From Ground | Gas | 12000 | Bare Steel | Unknown | Pressure
4170055 | 1 | 1996-06-13 | Removed From Ground | Other | 550 | Bare Steel | Copper | Suction: Valve At The Tank
4170055 | 2 | 1996-06-28 | Currently In Use | Diesel | 1000 | Fiberglass Double Walled | Copper | Suction: Valve At The Tank |  | 1996-06-28 |  | 1996-06-28
4180001 | 001 | 2007-07-20 | Removed From Ground | Diesel | 10000 | Steel-Impressed Current | Fiberglass Reinforced Plastic | Suction: No Valve At The Tank |  | 1991-05-21 |  | 1991-05-21
4180001 | 002 | 1991-01-01 | Removed From Ground | Diesel | 2000 | Not Marked/Unknown | Not Marked | Not Marked
4180001 | 003 | 2007-07-20 | Removed From Ground | Gas | 10000 | Steel-Impressed Current | Fiberglass Reinforced Plastic | Suction: No Valve At The Tank |  | 1991-05-21 |  | 1991-05-21
4180003 | 001DC | 1974-02-13 | Currently In Use | Diesel | 4000 | Steel-Impressed Current | Cathodically Protected | Suction: Valve At The Tank |  | 1998-11-01 |  | 1998-10-01
4180003 | 002K | 1974-02-13 | Currently In Use | Kerosene | 3000 | Steel-Impressed Current | Cathodically Protected | Suction: Valve At The Tank |  | 1998-11-01 |  | 1998-10-01
4180003 | 003 | 1997-07-31 | Currently In Use | Empty | 3000 | Steel-Impressed Current | Cathodically Protected | Suction: Valve At The Tank |  | 1998-11-01 |  | 1998-10-01
4180003 | 004UL | 1987-02-17 | Currently In Use | Gas | 8000 | Steel-Impressed Current | Fiberglass Reinforced Plastic | Pressure |  | 1998-11-01 |  | 1998-10-01
4180003 | 005PL | 1987-02-17 | Currently In Use | Gas | 6000 | Steel-Impressed Current | Fiberglass Reinforced Plastic | Pressure |  | 1998-11-01 |  | 1998-10-01
4180003 | 006SU | 1987-02-17 | Currently In Use | Gas | 6000 | Steel-Impressed Current | Fiberglass Reinforced Plastic | Pressure |  | 1998-11-01 |  | 1998-10-01
4180004 | 001 | 1996-10-02 | Removed From Ground | Gas | 6000 | Bare Steel | Galvanized Steel | Suction: No Valve At The Tank
4180004 | 002 | 1996-10-02 | Removed From Ground | Gas | 6000 | Bare Steel | Galvanized Steel | Suction: No Valve At The Tank
4180004 | 003 | 1996-10-02 | Removed From Ground | Gas | 2000 | Bare Steel | Galvanized Steel | Suction: No Valve At The Tank
4180004 | 004 | 1996-10-04 | Currently In Use | Gas | 6000 | Composite | Fiberglass Reinforced Plastic | Pressure |  | 1997-10-04 |  | 1997-10-04
4180004 | 005 | 1996-10-04 | Currently In Use | Gas | 8000 | Composite | Fiberglass Reinforced Plastic | Pressure |  | 1997-10-04 |  | 1997-10-04
4180005 | 001 | 2001-05-23 | Removed From Ground | Gas | 550 | Bare Steel | Galvanized Steel | Not Marked
4180005 | 002 | 2001-05-23 | Removed From Ground | Gas | 550 | Bare Steel | Galvanized Steel | Not Marked
4180005 | 003 | 2001-05-23 | Removed From Ground | Gas | 1000 | Bare Steel | Galvanized Steel | Not Marked
4180008 | 001 | 1983-02-11 | Currently In Use | Gas | 8000 | Steel-Impressed Current | Impressed Current | Pressure |  | 1992-06-01 |  | 1992-06-01
4180008 | 002 | 1983-02-11 | Currently In Use | Gas | 8000 | Steel-Impressed Current | Impressed Current | Pressure |  | 1992-06-01 |  | 1992-06-01
4180008 | 003 | 1983-02-11 | Currently In Use | Gas | 6000 | Steel-Impressed Current | Impressed Current | Pressure |  | 1992-06-01 |  | 1992-06-01
4180008 | 004 | 1983-01-22 | Currently In Use | Diesel | 3000 | Steel-Impressed Current | Impressed Current | Pressure |  | 1992-06-01 |  | 1992-06-01
4180008 | 005 | 1995-01-10 | Currently In Use | Kerosene | 2000 | Fiberglass | Fiberglass Reinforced Plastic | Suction: Valve At The Tank | N | 1995-01-01 | N | 1995-01-01
4180009 | 001 |  | Removed From Ground Date Unknown | Gas | 6000 | Bare Steel | Galvanized Steel | Pressure
4180009 | 002 |  | Removed From Ground Date Unknown | Gas | 6000 | Bare Steel | Galvanized Steel | Pressure
4180009 | 003 |  | Removed From Ground Date Unknown | Gas | 6000 | Bare Steel | Galvanized Steel | Pressure
4180009 | 004 |  | Removed From Ground Date Unknown | Diesel | 3000 | Bare Steel | Galvanized Steel | Suction: No Valve At The Tank
4180009 | 005 | 1996-06-01 | Removed From Ground | Heating Oil | 550 | Bare Steel | Galvanized Steel | Not Marked
4180009 | 006 | 1996-06-01 | Removed From Ground | Used Oil | 550 | Bare Steel | Galvanized Steel | Not Marked | Y |  | Y
4180009 | 007 | 1996-06-01 | Removed From Ground | Kerosene | 550 | Bare Steel | Galvanized Steel | Not Marked
4180009 | 01 | 1997-12-12 | Currently In Use | Gas | 12000 | Fiberglass | Double Walled Flex | Pressure |  | 1997-12-12 |  | 1997-12-12
4180009 | 02 | 1997-12-12 | Currently In Use | Gas | 12000 | Fiberglass | Double Walled Flex | Pressure |  | 1997-12-12 |  | 1997-12-12
4180009 | 03 | 1997-12-12 | Currently In Use | Diesel | 20000 | Fiberglass | Double Walled Flex | Pressure |  | 1997-12-12 |  | 1997-12-12
4180010 | 001 |  | Removed From Ground Date Unknown | Gas | 2000 | Bare Steel | Galvanized Steel | Not Marked
4180010 | 002 |  | Removed From Ground Date Unknown | Gas | 2000 | Bare Steel | Galvanized Steel | Not Marked
4180010 | 003 |  | Removed From Ground Date Unknown | Gas | 2000 | Bare Steel | Galvanized Steel | Not Marked
4180010 | 004 |  | Removed From Ground Date Unknown | Used Oil | 550 | Bare Steel | Galvanized Steel | Not Marked | Y |  | Y
4180010 | 005 |  | Removed From Ground Date Unknown | Heating Oil | 550 | Bare Steel | Galvanized Steel | Not Marked
4180011 | 001 | 2004-08-29 | Removed From Ground | Gas | 6000 | Steel-Impressed Current | Fiberglass Reinforced Plastic | Pressure |  | 1997-04-01 |  | 1997-04-01
4180011 | 002 | 2004-08-29 | Removed From Ground | Gas | 6000 | Steel-Impressed Current | Fiberglass Reinforced Plastic | Pressure |  | 1997-04-01 |  | 1997-04-01
4180011 | 003 | 2004-08-29 | Removed From Ground | Gas | 6000 | Steel-Impressed Current | Fiberglass Reinforced Plastic | Pressure |  | 1997-04-01 |  | 1997-04-01
4180011 | 004 | 1997-03-24 | Removed From Ground | Diesel | 2000 | Bare Steel | Galvanized Steel | Suction: Valve At The Tank
4180011 | 005 | 1996-04-01 | Removed From Ground | Heating Oil | 550 | Bare Steel | Galvanized Steel | Suction: No Valve At The Tank
4180011 | 006 | 1996-04-01 | Removed From Ground | Used Oil | 550 | Bare Steel | Galvanized Steel | Gravity Fed | Y |  | Y
4180012 | 001 | 1985-02-10 | Currently In Use | Gas | 6000 | Steel-Impressed Current | Impressed Current | Suction: Valve At The Tank |  | 1998-05-01 |  | 1998-05-01
4180012 | 002 | 1985-02-10 | Currently In Use | Gas | 6000 | Steel-Impressed Current | Impressed Current | Suction: Valve At The Tank |  | 1998-05-01 |  | 1998-05-01
4180012 | 003 | 1984-02-10 | Currently In Use | Gas | 8000 | Steel-Impressed Current | Impressed Current | Suction: Valve At The Tank |  | 1998-05-01 |  | 1998-05-01
4180013 | 001 | 1998-12-01 | Removed From Ground | Gas | 2000 | Bare Steel | Galvanized Steel | Pressure
4180013 | 002 | 1994-01-01 | Removed From Ground | Gas | 1060 | Bare Steel | Galvanized Steel | Not Marked
4180013 | 003 | 1994-01-01 | Removed From Ground | Gas | 1060 | Bare Steel | Galvanized Steel | Not Marked
4180013 | 004 | 1998-12-01 | Removed From Ground | Gas | 550 | Bare Steel | Galvanized Steel | Pressure
4180014 | 1 | 1998-03-01 | Removed From Ground | Gas | 10000 | Cathodically Protected Steel | Galvanized Steel | Pressure |  | 1993-10-01
4180014 | 2 | 1998-03-01 | Removed From Ground | Gas | 10000 | Cathodically Protected Steel | Galvanized Steel | Pressure |  | 1993-10-01
4180014 | 3 | 1998-03-01 | Removed From Ground | Gas | 5000 | Cathodically Protected Steel | Galvanized Steel | Pressure |  | 1993-10-01
4180014 | 4 | 1998-03-01 | Removed From Ground | Used Oil | 550 | Cathodically Protected Steel | Galvanized Steel | Not Marked | Y |  | Y
4180016 | 001 | 1999-01-05 | Removed From Ground | Gas | 10000 | Bare Steel | Galvanized Steel | Pressure
4180016 | 002 | 1999-01-05 | Removed From Ground | Gas | 10000 | Cathodically Protected Steel | Galvanized Steel | Pressure
4180016 | 003 | 1999-01-05 | Removed From Ground | Gas | 10000 | Cathodically Protected Steel | Galvanized Steel | Pressure
4180016 | 004 | 1999-01-05 | Removed From Ground | Diesel | 20000 | Cathodically Protected Steel | Galvanized Steel | Pressure
4180016 | 005 | 1999-01-05 | Removed From Ground | Diesel | 20000 | Cathodically Protected Steel | Galvanized Steel | Pressure
4180016 | 007 | 1999-01-05 | Removed From Ground | Kerosene | 4000 | Bare Steel | Galvanized Steel | Not Marked
4180016 | 10 | 2003-05-16 | Currently In Use | Diesel | 20000 | Composite | Fiberglass Reinforced Plastic | Pressure |  | 1999-02-24 |  | 1999-02-24
4180016 | 11 | 2009-07-21 | Currently In Use | Diesel | 20000 | EPOXY/DOUBLE WALLED | Fiberglass Reinforced Plastic | Not Marked | N | 2009-07-22 | N | 2009-07-22
4180016 | 12 | 2012-05-10 | Currently In Use | Biodiesel | 20000 | Fiberglass Double Walled | Fiberglass/Double Walled | Pressure | N | 2012-05-10 | N | 2012-05-10
4180016 | 7 | 2003-05-16 | Currently In Use | Gas | 20000 | Composite | Fiberglass Reinforced Plastic | Pressure |  | 1999-02-24 |  | 1999-02-24
4180016 | 8 | 2003-05-16 | Currently In Use | Gas | 12000 | Composite | Fiberglass Reinforced Plastic | Pressure |  | 1999-02-24 |  | 1999-02-24
4180016 | 9 | 2003-05-16 | Currently In Use | Diesel | 20000 | Composite | Fiberglass Reinforced Plastic | Pressure |  | 1999-02-24 |  | 1999-02-24
4180017 | 001 | 1995-02-01 | Removed From Ground | Diesel | 4000 | Bare Steel | Galvanized Steel | Suction: Valve At The Tank
4180017 | 002 | 1995-02-01 | Removed From Ground | Gas | 4000 | Bare Steel | Galvanized Steel | Suction: Valve At The Tank
4180017 | 003 | 1995-02-01 | Removed From Ground | Diesel | 4000 | Bare Steel | Galvanized Steel | Suction: Valve At The Tank
4180017 | 004 | 1995-02-05 | Removed From Ground | Gas | 8000 | Bare Steel | Galvanized Steel | Suction: Valve At The Tank
4180018 | 001 |  | Removed From Ground Date Unknown | Gas | 550 | Bare Steel | Unknown | Not Marked
4180019 | 001 | 1997-04-01 | Removed From Ground | Used Oil | 1000 | Fiberglass | Fiberglass Reinforced Plastic | Gravity Fed | Y |  | Y
4180019 | 002 | 1984-04-14 | Currently In Use | Gas | 12000 | Fiberglass | Fiberglass Reinforced Plastic | Pressure |  | 1984-04-14 |  | 1984-04-14
4180019 | 003 | 1984-04-14 | Currently In Use | Gas | 12000 | Fiberglass | Fiberglass Reinforced Plastic | Pressure |  | 1984-04-14 |  | 1984-04-14
4180019 | 004 | 1984-04-14 | Currently In Use | Gas | 20000 | Fiberglass | Fiberglass Reinforced Plastic | Pressure |  | 1984-04-14 |  | 1984-04-14
4180019 | 005 | 1984-04-14 | Currently In Use | Diesel | 20000 | Fiberglass | Fiberglass Reinforced Plastic | Pressure |  | 1984-04-14 |  | 1984-04-14
4180019 | 006 | 1984-04-14 | Currently In Use | Diesel | 20000 | Fiberglass | Fiberglass Reinforced Plastic | Pressure |  | 1984-04-14 |  | 1984-04-14
4180019 | 7 | 1997-01-01 | Currently In Use | Used Oil | 2500 | Double Walled | Fiberglass Reinforced Plastic | Gravity Fed | Y | 1998-12-01 | Y | 1998-12-01
4180020 | 001 | 1990-01-01 | Removed From Ground | Heating Oil | 1000 | Marked Unknown | Unknown | Not Marked
4180021 | 001 | 1998-08-26 | Removed From Ground | Diesel | 10000 | Bare Steel | Galvanized Steel | Suction: Valve At The Tank
4180021 | 002 | 1992-08-01 | Closed In Ground | Empty | 8000 | Bare Steel | Galvanized Steel | Not Marked
4180021 | 4 | 1998-08-26 | Removed From Ground | Gas | 2000 | Cathodically Protected Steel | Fiberglass Reinforced Plastic | Suction: Valve At The Tank |  | 1992-08-01 |  | 1992-08-01
4180023 | 001 | 1981-04-28 | Currently In Use | Gas | 10000 | Steel-Impressed Current | Impressed Current | Pressure |  | 1998-07-03 |  | 1998-07-03
4180023 | 002 | 1981-04-28 | Currently In Use | Gas | 8000 | Steel-Impressed Current | Impressed Current | Pressure |  | 1998-07-03 |  | 1998-07-03
4180023 | 003 | 1981-04-28 | Currently In Use | Gas | 8000 | Steel-Impressed Current | Impressed Current | Pressure |  | 1998-07-03 |  | 1998-07-03
4180025 | 001 | 1996-01-30 | Removed From Ground | Gas | 1000 | Bare Steel | Galvanized Steel | Not Marked
4180025 | 002 | 1996-01-30 | Removed From Ground | Diesel | 1500 | Bare Steel | Galvanized Steel | Not Marked
4180026 | 1 | 1987-04-01 | Removed From Ground | Gas | 2000 | Bare Steel | Galvanized Steel | Not Marked
4180026 | 2 | 1987-04-01 | Removed From Ground | Gas | 2000 | Bare Steel | Galvanized Steel | Not Marked
4180026 | 3 | 1987-04-01 | Removed From Ground | Gas | 500 | Bare Steel | Galvanized Steel | Not Marked
4180026 | 4 | 1987-04-01 | Removed From Ground | Gas | 500 | Bare Steel | Galvanized Steel | Not Marked
4180026 | 5 | 1987-04-01 | Removed From Ground | Gas | 500 | Bare Steel | Galvanized Steel | Not Marked
4180026 | 6 | 1987-09-01 | Currently In Use | Kerosene | 4000 | STIP-3 | Fiberglass Reinforced Plastic | Pressure |  | 1987-09-01 |  | 1998-04-01
4180026 | 7 | 1987-09-01 | Currently In Use | Gas | 6000 | STIP-3 | Fiberglass Reinforced Plastic | Pressure |  | 1987-09-01 |  | 1998-04-01
4180026 | 8 | 1987-09-01 | Currently In Use | Gas | 6000 | STIP-3 | Fiberglass Reinforced Plastic | Pressure |  | 1987-09-01 |  | 1998-04-01
4180026 | 9 | 1987-09-01 | Currently In Use | Gas | 6000 | STIP-3 | Fiberglass Reinforced Plastic | Pressure |  | 1987-09-01 |  | 1998-04-01
4180027 | 1 | 1994-09-08 | Removed From Ground | Gas | 6000 | Bare Steel | Galvanized Steel | Not Marked
4180027 | 2 | 1994-09-08 | Removed From Ground | Gas | 6000 | Bare Steel | Galvanized Steel | Not Marked
4180027 | 3 | 1994-09-10 | Currently In Use | Gas | 10000 | Composite | Fiberglass Reinforced Plastic | Pressure |  | 1994-10-01 |  | 1994-10-01
4180027 | 4 | 1994-09-10 | Currently In Use | Gas | 10000 | Composite | Fiberglass Reinforced Plastic | Pressure |  | 1994-10-01 |  | 1994-10-01
4180028 | 001 |  | Removed From Ground Date Unknown | Diesel | 4000 | Bare Steel | Not Marked | Not Marked
4180028 | 002 |  | Removed From Ground Date Unknown | Diesel | 1000 | Not Marked/Unknown | Not Marked | Not Marked
4180029 | 001 | 1977-02-12 | Currently In Use | Gas | 4000 | Steel-Impressed Current | Impressed Current | Pressure |  | 1998-06-19 |  | 1998-06-19
4180029 | 002 | 1977-02-12 | Currently In Use | Gas | 6000 | Steel-Impressed Current | Impressed Current | Pressure |  | 1998-06-19 |  | 1998-06-19
4180029 | 003 | 1977-02-12 | Currently In Use | Gas | 4000 | Steel-Impressed Current | Impressed Current | Pressure |  | 1998-06-19 |  | 1998-06-19
4180029 | 004 | 1982-02-12 | Currently In Use | Diesel | 2000 | Steel-Impressed Current | Impressed Current | Suction: No Valve At The Tank |  | 1998-06-19 |  | 1998-06-19
4180030 | 001 | 1998-12-01 | Removed From Ground | Gas | 10000 | Bare Steel | Galvanized Steel | Pressure
4180030 | 002 | 1998-12-01 | Removed From Ground | Gas | 3000 | Bare Steel | Galvanized Steel | Pressure
4180030 | 003 | 1998-12-01 | Removed From Ground | Diesel | 3000 | Bare Steel | Galvanized Steel | Pressure
4180030 | 004 | 1998-12-01 | Removed From Ground | Gas | 3000 | Bare Steel | Galvanized Steel | Pressure
4180031 | 001 |  | Removed From Ground Date Unknown | Gas | 8000 | Bare Steel | Galvanized Steel | Not Marked
4180031 | 1 | 1994-11-01 | Currently In Use | Gas | 8000 | Cathodically Protected Steel | Fiberglass Reinforced Plastic | Pressure |  | 1994-11-01 |  | 1994-01-10
4180031 | 2 | 1994-11-01 | Currently In Use | Gas | 8000 | Cathodically Protected Steel | Fiberglass Reinforced Plastic | Pressure |  | 1994-11-01 |  | 1994-11-01
4180031 | 3 | 1994-11-01 | Currently In Use | Diesel | 6000 | Cathodically Protected Steel | Fiberglass Reinforced Plastic | Pressure |  | 1994-11-01 |  | 1994-11-01
4180032 | 001 | 1985-05-08 | Currently In Use | Gas | 8000 | STIP-3 | Fiberglass Reinforced Plastic | Pressure |  | 1998-11-01 |  | 1998-11-01
4180032 | 002 | 1985-05-08 | Currently In Use | Gas | 8000 | STIP-3 | Fiberglass Reinforced Plastic | Pressure |  | 1998-11-01 |  | 1998-11-01
4180032 | 003 | 1985-05-08 | Currently In Use | Gas | 8000 | STIP-3 | Fiberglass Reinforced Plastic | Pressure |  | 1998-11-01 |  | 1998-11-01
4180032 | 004 | 1985-05-08 | Currently In Use | Diesel | 8000 | STIP-3 | Fiberglass Reinforced Plastic | Pressure |  | 1998-11-01 |  | 1998-11-01
4180032 | 005 | 1985-05-08 | Currently In Use | Kerosene | 2000 | STIP-3 | Fiberglass Reinforced Plastic | Suction: Valve At The Tank |  | 1998-11-01 |  | 1998-11-01
4180033 | 001 | 2012-07-31 | Closed In Ground | Diesel | 4000 | Steel-Impressed Current | Fiberglass Reinforced Plastic | Pressure |  | 1995-02-01 |  | 1995-02-01
4180033 | 002 | 2012-07-31 | Closed In Ground | Kerosene | 4000 | Steel-Impressed Current | Fiberglass Reinforced Plastic | Pressure |  | 1995-02-01 |  | 1995-02-01
4180033 | 003 | 1978-05-08 | Currently In Use | Gas | 4000 | Steel-Impressed Current | Fiberglass Reinforced Plastic | Pressure |  | 1995-02-01 |  | 1995-02-01
4180033 | 004 | 1995-02-01 | Currently In Use | Gas | 12000 | Cathodically Protected Steel | Cathodically Protected | Pressure |  | 1995-02-01 |  | 1995-02-01
4180033 | 5 | 1995-02-01 | Currently In Use | Gas | 8000 | Steel-Impressed Current | Cathodically Protected | Pressure |  | 1995-02-01 |  | 1995-02-01
4180033 | 6 | 2000-03-01 | Currently In Use | Gas | 12000 | Epoxy | Fiberglass Reinforced Plastic | Pressure |  | 2000-03-01 |  | 2000-03-01
4180033 | 7 | 2012-07-31 | Currently In Use | Diesel | 6000 | Composite Double Walled | Fiberglass/Double Walled | Pressure | N | 2012-07-31 | N | 2012-07-31
4180033 | 8 | 2012-07-31 | Currently In Use | Diesel | 4000 | Composite Double Walled | Fiberglass/Double Walled | Pressure | N | 2012-07-31 | N | 2012-07-31
4180034 | 001 | 1994-01-06 | Removed From Ground | Diesel | 10000 | Bare Steel | Bare Steel | Not Marked
4180034 | 002 | 1994-01-06 | Removed From Ground | Gas | 8000 | Bare Steel | Bare Steel | Not Marked
4180034 | 003 | 1994-01-06 | Removed From Ground | Gas | 8000 | Bare Steel | Bare Steel | Not Marked
4180035 | 001 | 1994-01-06 | Removed From Ground | Gas | 10000 | Bare Steel | Galvanized Steel | Not Marked
4180035 | 002 | 1994-01-06 | Removed From Ground | Gas | 8000 | Bare Steel | Galvanized Steel | Not Marked
4180035 | 003 | 1994-01-06 | Removed From Ground | Gas | 8000 | Bare Steel | Galvanized Steel | Not Marked
4180037 | 1 | 2015-06-16 | Removed From Ground | Gas | 6000 | Steel-Impressed Current | Fiberglass Reinforced Plastic | Pressure |  | 1995-09-28 |  | 1995-09-28
4180037 | 2 | 2015-06-16 | Removed From Ground | Gas | 6000 | Steel-Impressed Current | Fiberglass Reinforced Plastic | Pressure |  | 1995-09-28 |  | 1995-09-28
4180037 | 3 | 2015-06-16 | Removed From Ground | Gas | 6000 | Steel-Impressed Current | Fiberglass Reinforced Plastic | Pressure |  | 1995-09-28 |  | 1995-09-28
4180037 | 4 | 2015-06-16 | Removed From Ground | Gas | 6000 | Steel-Impressed Current | Fiberglass Reinforced Plastic | Pressure |  | 1995-09-28 |  | 1995-09-28
4180037 | 5 | 2015-06-16 | Removed From Ground | Gas | 6000 | Steel-Impressed Current | Fiberglass Reinforced Plastic | Pressure |  | 1995-09-28 |  | 1995-09-28
4180037 | 6 | 1996-08-22 | Removed From Ground | Used Oil | 532 | Bare Steel | Galvanized Steel | Gravity Fed | Y |  | Y
4180037 | 8 | 1996-08-22 | Removed From Ground | Other | 280 | Bare Steel | Galvanized Steel | Suction: Valve At The Tank
4180039 | 1 | 1996-09-01 | Removed From Ground | Other | 1000 | Bare Steel | Copper | Suction: Valve At The Tank
4190004 | 1 | 2011-08-30 | Removed From Ground | Gas | 4000 | Steel-Impressed Current | Cathodically Protected | Suction: Valve At The Tank |  | 1998-10-12 |  | 1998-10-12
4190004 | 2 | 2011-08-30 | Removed From Ground | Gas | 4000 | Cathodically Protected Steel | Cathodically Protected | Suction: Valve At The Tank |  | 1998-10-12 |  | 1998-10-12
4190004 | 3 | 2011-08-30 | Removed From Ground | Gas | 8000 | Cathodically Protected Steel | Cathodically Protected | Suction: Valve At The Tank |  | 1998-10-12 |  | 1998-10-12
4190004 | 4 | 2011-08-30 | Removed From Ground | Gas | 8000 | Cathodically Protected Steel | Cathodically Protected | Suction: Valve At The Tank |  | 1998-10-12 |  | 1998-10-12
4190004 | 5 | 2011-08-30 | Removed From Ground | Gas | 4000 | Cathodically Protected Steel | Cathodically Protected | Suction: Valve At The Tank |  | 1998-10-12 |  | 1998-10-12
4190004 | 6 | 2011-08-30 | Removed From Ground | Gas | 4000 | Cathodically Protected Steel | Cathodically Protected | Suction: Valve At The Tank |  | 1998-10-12 |  | 1998-10-12
4190005 | 1 | 1981-03-07 | Currently In Use | Gas | 8000 | Steel-Impressed Current | Fiberglass Reinforced Plastic | Pressure |  | 1995-10-01 |  | 1995-10-01
4190005 | 2 | 1981-03-07 | Currently In Use | Gas | 5000 | Steel-Impressed Current | Fiberglass Reinforced Plastic | Pressure |  | 1995-10-01 |  | 1995-10-01
4190005 | 3 | 1981-03-07 | Currently In Use | Gas | 8000 | Steel-Impressed Current | Fiberglass Reinforced Plastic | Pressure |  | 1995-10-01 |  | 1995-10-01
4190007 | 1 | 1998-10-01 | Removed From Ground | Gas | 2000 | Not Marked/Unknown | Galvanized Steel | Not Marked
4190007 | 2 | 1998-10-01 | Removed From Ground | Diesel | 2000 | Not Marked/Unknown | Galvanized Steel | Not Marked
4190007 | 3 | 1998-10-01 | Removed From Ground | Gas | 2000 | Not Marked/Unknown | Galvanized Steel | Not Marked
4190009 | 1 |  | Permanently Out Of Use | Gas | 10000 | Bare Steel | Galvanized Steel | Not Marked
4190009 | 2 |  | Permanently Out Of Use | Gas | 10000 | Bare Steel | Galvanized Steel | Not Marked
4190010 | 1 | 1992-04-23 | Removed From Ground | Gas | 560 | Bare Steel | Galvanized Steel | Suction: Valve At The Tank
4190010 | 2 | 1992-04-23 | Removed From Ground | Diesel | 560 | Bare Steel | Galvanized Steel | Suction: Valve At The Tank
4190010 | 202155 | 2008-04-10 | Removed From Ground | Gas | 1000 | Steel-Galvanic | Cathodically Protected | Suction: No Valve At The Tank |  | 1992-04-23 |  | 1992-04-23
4190010 | 202156 | 2008-04-10 | Removed From Ground | Diesel | 1000 | Steel-Galvanic | Cathodically Protected | Suction: No Valve At The Tank |  | 1992-04-23 |  | 1992-04-23
4190011 | 1 | 1994-06-01 | Removed From Ground | Gas | 2000 | Bare Steel | Galvanized Steel | Not Marked
4190011 | 2 | 1994-06-01 | Removed From Ground | Gas | 2000 | Bare Steel | Galvanized Steel | Not Marked
4190011 | 3 | 1994-06-01 | Removed From Ground | Gas | 2000 | Bare Steel | Galvanized Steel | Not Marked
4190011 | 4 | 1994-06-01 | Removed From Ground | Diesel | 1 | Bare Steel | Galvanized Steel | Not Marked
4190011 | 5A | 1995-04-01 | Currently In Use | Gas | 4000 | Composite | Double Walled | Pressure |  | 1995-04-01 |  | 1995-04-01
4190011 | 5B | 1995-04-01 | Currently In Use | Gas | 4000 | Composite | Double Walled | Pressure |  | 1995-04-01 |  | 1995-04-01
4190011 | 6A | 1995-04-01 | Currently In Use | Gas | 5000 | Composite | Double Walled | Pressure |  | 1995-04-01 |  | 1995-04-01
4190011 | 6B | 1995-04-01 | Currently In Use | Diesel | 3000 | Composite | Double Walled | Pressure |  | 1995-04-01 |  | 1995-04-01
4190011 | 7 | 1995-04-01 | Currently In Use | Diesel | 1000 | Composite | Double Walled | Pressure |  | 1995-04-01 |  | 1995-04-01
4190012 | 1 | 1994-03-01 | Removed From Ground | Gas | 6000 | Bare Steel | Galvanized Steel | Not Marked
4190012 | 2 | 1994-03-01 | Removed From Ground | Gas | 5000 | Bare Steel | Galvanized Steel | Not Marked
4190012 | 3 | 1994-03-01 | Removed From Ground | Gas | 4000 | Bare Steel | Galvanized Steel | Not Marked
4190012 | 4 | 1994-03-01 | Removed From Ground | Diesel | 2000 | Bare Steel | Galvanized Steel | Not Marked
4190012 | 5A | 1994-03-01 | Currently In Use | Gas | 5000 | Composite Double Walled | Double Walled Flex | Pressure |  | 1994-03-01 |  | 1994-03-01
4190012 | 5B | 2016-03-25 | Temporarily Out Of Use | Gas | 4000 | Composite Double Walled | Double Walled Flex | Pressure |  | 1994-03-01 |  | 1994-03-01
4190012 | 6A | 1994-03-01 | Currently In Use | Gas | 4000 | Composite Double Walled | Double Walled Flex | Pressure |  | 1994-03-01 |  | 1994-03-01
4190012 | 6B | 1994-03-01 | Currently In Use | Diesel | 3000 | Composite Double Walled | Double Walled Flex | Pressure |  | 1994-03-01 |  | 1994-03-01
4190013 | 1 |  | Removed From Ground Date Unknown | Gas | 4000 | Bare Steel | Galvanized Steel | Suction: Valve At The Tank
4190013 | 2 |  | Removed From Ground Date Unknown | Gas | 2000 | Bare Steel | Galvanized Steel | Suction: Valve At The Tank
4190013 | 3 |  | Removed From Ground Date Unknown | Gas | 2000 | Bare Steel | Galvanized Steel | Suction: Valve At The Tank
4190013 | 4 |  | Removed From Ground Date Unknown | Gas | 1000 | Bare Steel | Galvanized Steel | Suction: Valve At The Tank
4190013 | 5 |  | Removed From Ground Date Unknown | Diesel | 2000 | Bare Steel | Galvanized Steel | Suction: Valve At The Tank
4190013 | 6a | 1997-01-01 | Currently In Use | Gas | 4000 | Composite | Double Walled Flex | Suction: No Valve At The Tank |  | 1997-01-01 |  | 1997-01-01
4190013 | 6b | 1997-01-01 | Currently In Use | Gas | 4000 | Composite | Double Walled Flex | Suction: No Valve At The Tank |  | 1997-01-01 |  | 1997-01-01
4190013 | 7a | 1997-01-01 | Currently In Use | Gas | 5000 | Composite | Double Walled Flex | Suction: No Valve At The Tank |  | 1997-01-01 |  | 1997-01-01
4190013 | 7b | 1997-01-01 | Currently In Use | Diesel | 3000 | Composite | Double Walled Flex | Suction: No Valve At The Tank |  | 1997-01-01 |  | 1997-01-01
4190014 | 10410-1 |  | Removed From Ground Date Unknown | Gas | 1000 | Bare Steel | Galvanized Steel | Not Marked
4190014 | 10410-2 | 1990-10-01 | Removed From Ground | Gas | 550 | Bare Steel | Galvanized Steel | Not Marked
4190014 | 410D1 | 1997-01-20 | Removed From Ground | Diesel | 530 | Cathodically Protected Steel | Galvanized Steel | Suction: Valve At The Tank
4190014 | 410G1 | 1997-01-20 | Removed From Ground | Gas | 1030 | Cathodically Protected Steel | Galvanized Steel | Suction: Valve At The Tank |  | 1990-03-05 |  | 1990-03-05
4190016 | 1 |  | Closed In Ground Date Unknown | Gas | 2000 | Bare Steel | Galvanized Steel | Not Marked
4190017 | 1 | 1989-01-01 | Closed In Ground | Diesel | 2000 | Bare Steel | Galvanized Steel | Not Marked
4190018 | 1 | 1989-01-01 | Closed In Ground | Diesel | 2000 | Bare Steel | Galvanized Steel | Not Marked
4190020 | 1 | 1998-09-01 | Removed From Ground | Gas | 8000 | Bare Steel | Galvanized Steel | Suction: No Valve At The Tank
4190020 | 2 | 2016-01-01 | Removed From Ground | Not Marked/Tank Removed | 20000 | Composite | Double Walled | Suction: No Valve At The Tank |  | 1994-09-10 |  | 1994-09-10
4190021 | 1 | 1998-05-01 | Removed From Ground | Diesel | 2000 | Bare Steel | Galvanized Steel | Not Marked
4190021 | 2 | 1998-05-01 | Removed From Ground | Diesel | 2000 | Bare Steel | Galvanized Steel | Not Marked
4190021 | 3 | 1998-05-01 | Removed From Ground | Diesel | 5000 | Bare Steel | Galvanized Steel | Not Marked
4190021 | 4 | 1998-05-01 | Removed From Ground | Diesel | 8000 | Bare Steel | Galvanized Steel | Not Marked
4190021 | 5 | 2013-05-06 | Removed From Ground | Diesel | 12000 | Composite | Double Walled | Suction: No Valve At The Tank |  | 1998-05-01 |  | 1998-05-01
4190022 | 1 | 1995-04-06 | Removed From Ground | Gas | 8000 | Bare Steel | Galvanized Steel | Not Marked
4190022 | 10 | 1990-09-11 | Currently In Use | Gas | 10000 | Double Walled | Fiberglass Reinforced Plastic | Pressure |  | 1990-09-11 |  | 1990-09-11
4190022 | 11 | 1990-09-11 | Currently In Use | Gas | 10000 | Double Walled | Fiberglass Reinforced Plastic | Pressure |  | 1990-09-11 |  | 1990-09-11
4190022 | 12 | 1990-09-11 | Currently In Use | Diesel | 10000 | Double Walled | Fiberglass Reinforced Plastic | Pressure |  | 1990-09-11 |  | 1990-09-11
4190022 | 2 | 1995-04-06 | Removed From Ground | Gas | 1000 | Bare Steel | Galvanized Steel | Not Marked
4190022 | 3 | 1995-04-06 | Removed From Ground | Gas | 5000 | Bare Steel | Galvanized Steel | Not Marked
4190022 | 4 | 1995-04-06 | Removed From Ground | Gas | 5000 | Bare Steel | Galvanized Steel | Not Marked
4190022 | 5 | 1995-04-06 | Removed From Ground | Diesel | 6000 | Bare Steel | Galvanized Steel | Not Marked
4190022 | 6 | 1995-04-06 | Removed From Ground | Diesel | 6000 | Bare Steel | Galvanized Steel | Not Marked
4190022 | 7 | 1995-04-06 | Removed From Ground | Gas | 12000 | Bare Steel | Galvanized Steel | Not Marked
4190022 | 8 | 1990-09-11 | Currently In Use | Diesel | 10000 | Double Walled | Fiberglass Reinforced Plastic | Pressure |  | 1990-09-11 |  | 1990-09-11
4190022 | 9 | 1990-09-11 | Currently In Use | Gas | 10000 | Double Walled | Fiberglass Reinforced Plastic | Pressure |  | 1990-09-11 |  | 1990-09-11
4190023 | 1 | 1993-06-01 | Removed From Ground | Gas | 5000 | Bare Steel | Galvanized Steel | Not Marked
4190023 | 2 | 1993-06-01 | Removed From Ground | Gas | 6000 | Bare Steel | Galvanized Steel | Not Marked
4190023 | 4 |  | Removed From Ground Date Unknown | Gas | 5000 | Steel-Galvanic | Cathodically Protected | Suction: No Valve At The Tank |  | 1995-04-01 |  | 1995-04-01
4190023 | 5 |  | Removed From Ground Date Unknown | Diesel | 6000 | Steel-Galvanic | Cathodically Protected | Suction: No Valve At The Tank |  | 1993-06-01 |  | 1993-06-01
4190024 | 1 | 1999-11-29 | Removed From Ground | Gas | 8000 | Bare Steel | Galvanized Steel | Not Marked
4190024 | 2 | 1993-06-30 | Currently In Use | Diesel | 5000 | Steel-Galvanic | Cathodically Protected | Suction: No Valve At The Tank |  | 1993-06-01 |  | 1993-06-01
4190025 | 1 | 2000-06-05 | Removed From Ground | Gas | 5000 | Bare Steel | Galvanized Steel | Not Marked
4190025 | 2 | 2000-06-05 | Removed From Ground | Diesel | 6000 | Bare Steel | Galvanized Steel | Not Marked
4190026 | 1 | 1994-10-15 | Removed From Ground | Diesel | 15000 | Bare Steel | Bare Steel | Not Marked
4190026 | 2 | 1994-10-15 | Removed From Ground | Diesel | 5000 | Bare Steel | Bare Steel | Not Marked
4190028 | 1 |  | Removed From Ground Date Unknown | Gas | 3000 | Bare Steel | Galvanized Steel | Not Marked
4190028 | 2 |  | Removed From Ground Date Unknown | Gas | 3000 | Bare Steel | Galvanized Steel | Not Marked
4190028 | 3 |  | Removed From Ground Date Unknown | Gas | 3000 | Bare Steel | Galvanized Steel | Not Marked
4190029 | 1 | 1990-11-02 | Removed From Ground | Gas | 2000 | Bare Steel | Galvanized Steel | Not Marked
4190030 | 1 | 1982-04-16 | Currently In Use | Gas | 8000 | Steel-Impressed Current | Impressed Current | Pressure |  | 1998-06-15 |  | 1998-06-15
4190030 | 2 | 1982-04-16 | Currently In Use | Gas | 4000 | Steel-Impressed Current | Impressed Current | Pressure |  | 1998-06-15 |  | 1998-06-19
4190030 | 3 | 2009-03-16 | Temporarily Out Of Use | Gas | 4000 | Steel-Impressed Current | Impressed Current | Pressure |  | 1998-06-15 |  | 1998-06-15
4190031 | 1 | 1977-04-16 | Currently In Use | Gas | 8000 | Steel-Impressed Current | Fiberglass Reinforced Plastic | Pressure |  | 1998-06-01 |  | 1998-05-01
4190031 | 2 | 2013-10-22 | Temporarily Out Of Use | Gas | 4000 | Steel-Impressed Current | Fiberglass Reinforced Plastic | Pressure |  | 1998-06-01 |  | 1998-05-01
4190031 | 3 | 1977-04-16 | Currently In Use | Diesel | 4000 | Steel-Impressed Current | Fiberglass Reinforced Plastic | Pressure |  | 1998-06-01 |  | 1998-05-01
4190032 | 1 |  | Removed From Ground Date Unknown | Gas | 4000 | Bare Steel | Galvanized Steel | Not Marked
4190032 | 2 |  | Removed From Ground Date Unknown | Diesel | 4000 | Bare Steel | Galvanized Steel | Not Marked
4190032 | 3 |  | Removed From Ground Date Unknown | Diesel | 4000 | Bare Steel | Galvanized Steel | Not Marked
4190032 | 4 |  | Removed From Ground Date Unknown | Diesel | 4000 | Bare Steel | Galvanized Steel | Not Marked
4190032 | 5 |  | Removed From Ground Date Unknown | Diesel | 2000 | Bare Steel | Galvanized Steel | Not Marked
4190032 | 6 |  | Removed From Ground Date Unknown | Diesel | 4000 | Bare Steel | Galvanized Steel | Not Marked
4200003 | 1 | 1986-01-01 | Removed From Ground | Gas | 3000 | Composite | Galvanized Steel | Not Marked
4200003 | 2 | 1986-01-01 | Removed From Ground | Gas | 3000 | Composite | Galvanized Steel | Not Marked
4200003 | 3 | 1986-01-01 | Removed From Ground | Gas | 3000 | Bare Steel | Galvanized Steel | Not Marked
4200003 | 4 | 1986-01-01 | Removed From Ground | Gas | 3000 | Bare Steel | Galvanized Steel | Not Marked
4200004 | 1 |  | Permanently Out Of Use | Diesel | 2000 | Bare Steel | Galvanized Steel | Not Marked
4200005 | 1 | 2001-11-10 | Removed From Ground | Gas | 1000 | Bare Steel | Galvanized Steel | Suction: Valve At The Tank
4200009 | 2 | 1995-02-20 | Removed From Ground | Gas | 1000 | Bare Steel | Galvanized Steel | Pressure
4200009 | 3 | 1995-02-20 | Removed From Ground | Gas | 1000 | Bare Steel | Galvanized Steel | Pressure
4200009 | 4 | 1995-02-20 | Removed From Ground | Gas | 1000 | Bare Steel | Galvanized Steel | Pressure
4200009 | 5 | 1995-02-20 | Removed From Ground | Diesel | 8000 | Bare Steel | Galvanized Steel | Pressure
4200009 | 6 | 1993-01-01 | Currently In Use | Gas | 4000 | Steel-Galvanic | Fiberglass Reinforced Plastic | Suction: No Valve At The Tank |  | 1993-01-01 |  | 1993-01-01
4200009 | 7 | 1993-01-01 | Currently In Use | Gas | 4000 | Steel-Galvanic | Fiberglass Reinforced Plastic | Suction: No Valve At The Tank |  | 1993-01-01 |  | 1993-01-01
4200009 | 8 | 1993-01-01 | Currently In Use | Diesel | 4000 | Cathodically Protected Steel | Fiberglass Reinforced Plastic | Suction: No Valve At The Tank |  | 1993-01-01 |  | 1993-01-01
4200012 | 1 | 1995-05-01 | Removed From Ground | Gas | 560 | Bare Steel | Galvanized Steel | Suction: No Valve At The Tank
4200012 | 2 | 1995-05-09 | Removed From Ground | Diesel | 560 | Bare Steel | Galvanized Steel | Not Marked
4200013 | 1 | 1995-05-22 | Removed From Ground | Diesel | 1000 | Bare Steel | Galvanized Steel | Not Marked
4200013 | 2 | 1995-05-22 | Removed From Ground | Gas | 1000 | Bare Steel | Galvanized Steel | Not Marked
4200014 | 1 | 1990-03-15 | Removed From Ground | Gas | 10000 | Cathodically Protected Steel | Bare Steel | Not Marked
4200014 | 2 | 1990-03-15 | Removed From Ground | Gas | 5000 | Cathodically Protected Steel | Bare Steel | Not Marked
4200014 | 3 | 1990-03-15 | Removed From Ground | Gas | 10000 | Cathodically Protected Steel | Bare Steel | Not Marked
4200014 | 4 | 1990-03-15 | Removed From Ground | Used Oil | 550 | Cathodically Protected Steel | Bare Steel | Not Marked | Y |  | Y
4200015 | 548G1 | 2005-05-11 | Removed From Ground | Gas | 1000 | Bare Steel | Galvanized Steel | Suction: Valve At The Tank
4200016 | 1 | 1981-04-28 | Currently In Use | Gas | 4000 | Steel-Impressed Current | Impressed Current | Suction: No Valve At The Tank |  | 1997-06-10 |  | 1997-06-10
4200016 | 2 | 1981-04-28 | Currently In Use | Gas | 4000 | Steel-Impressed Current | Impressed Current | Suction: No Valve At The Tank |  | 1997-06-10 |  | 1997-06-10
4200016 | 3 | 1981-04-28 | Currently In Use | Gas | 4000 | Steel-Impressed Current | Impressed Current | Suction: No Valve At The Tank |  | 1997-06-10 |  | 1997-06-10
4200017 | 1 | 1991-03-01 | Removed From Ground | Gas | 6000 | Bare Steel | Galvanized Steel | Not Marked
4200017 | 2 | 1991-03-01 | Removed From Ground | Gas | 6000 | Bare Steel | Galvanized Steel | Not Marked
4200017 | 3 | 1991-03-01 | Removed From Ground | Gas | 6000 | Bare Steel | Galvanized Steel | Not Marked
4200017 | 4 | 1991-03-21 | Currently In Use | Gas | 8000 | Composite | Single Wall Flex | Pressure |  | 1991-03-21 |  | 1991-03-21
4200017 | 5 | 1991-03-21 | Currently In Use | Gas | 8000 | Composite | Single Wall Flex | Pressure |  | 1991-03-21 |  | 1991-03-21
4200017 | 6 | 1991-03-21 | Currently In Use | Gas | 8000 | Composite | Single Wall Flex | Pressure |  | 1991-03-21 |  | 1991-03-21
4200018 | 1 | 1995-10-26 | Removed From Ground | Gas | 6000 | Bare Steel | Galvanized Steel | Suction: No Valve At The Tank
4200018 | 2 | 1995-10-26 | Removed From Ground | Gas | 6000 | Bare Steel | Galvanized Steel | Suction: No Valve At The Tank
4200018 | 3 | 1995-10-26 | Removed From Ground | Gas | 6000 | Bare Steel | Galvanized Steel | Suction: No Valve At The Tank
4200018 | 4 | 1995-10-26 | Removed From Ground | Diesel | 6000 | Bare Steel | Galvanized Steel | Suction: No Valve At The Tank
4200018 | 5 | 1995-10-23 | Currently In Use | Gas | 10000 | Composite | Fiberglass Reinforced Plastic | Pressure |  | 1995-10-23 |  | 1995-10-23
4200018 | 6 | 1995-10-23 | Currently In Use | Gas | 10000 | Composite | Fiberglass Reinforced Plastic | Pressure |  | 1995-10-23 |  | 1995-10-23
4200019 | 1 | 1995-06-19 | Closed In Ground | Gas | 8000 | Bare Steel | Galvanized Steel | Pressure
4200019 | 2 | 1995-06-19 | Removed From Ground | Gas | 8000 | Bare Steel | Galvanized Steel | Pressure
4200019 | 3 | 1995-06-19 | Removed From Ground | Gas | 8000 | Bare Steel | Galvanized Steel | Pressure
4200019 | 4 | 1995-06-19 | Removed From Ground | Diesel | 8000 | Bare Steel | Galvanized Steel | Pressure
4200019 | 5 | 1995-07-19 | Currently In Use | Gas | 10000 | Composite | Cathodically Protected | Pressure |  | 1995-07-19 |  | 1995-07-19
4200019 | 6 | 1995-07-19 | Currently In Use | Gas | 10000 | Composite | Cathodically Protected | Pressure |  | 1995-07-19 |  | 1995-07-19
4200019 | 7 | 1995-07-19 | Currently In Use | Diesel | 6000 | Composite | Cathodically Protected | Pressure |  | 1995-07-19 |  | 1995-07-19
4200021 | 3020-01 |  | Removed From Ground Date Unknown | Gas | 10000 | Fiberglass | Fiberglass Reinforced Plastic | Suction: Valve At The Tank |  | 1998-01-28 |  | 1995-02-02
4200021 | 3020-02 |  | Removed From Ground Date Unknown | Gas | 10000 | Fiberglass | Fiberglass Reinforced Plastic | Suction: Valve At The Tank |  | 1998-01-28 |  | 1995-02-02
4200021 | 3020-03 |  | Removed From Ground Date Unknown | Diesel | 10000 | Fiberglass | Fiberglass Reinforced Plastic | Suction: Valve At The Tank |  | 1998-01-28 |  | 1995-02-02
4200021 | 3020-04 | 1998-02-13 | Removed From Ground | Used Oil | 1000 | Bare Steel | Fiberglass Reinforced Plastic | Gravity Fed | Y |  | Y
4200021 | 3020-05 | 1998-03-19 | Removed From Ground | Used Oil | 550 | Fiberglass | Galvanized Steel | Gravity Fed | Y |  | Y
4200021 | 3020-06 | 1998-02-15 | Temporarily Out Of Use | Used Oil | 1000 | Fiberglass Double Walled | Double Walled | Gravity Fed | Y | 1999-07-16 12:00 | Y
4200021 | 3020-07 | 1998-02-15 | Temporarily Out Of Use | Used Oil | 600 | Fiberglass Double Walled | Double Walled | Gravity Fed | Y | 1999-07-16 12:00 | Y
4200021 | 3020-08 | 1999-07-16 | Currently In Use | Gas | 10000 | Double Walled | Double Walled | Pressure |  | 1999-07-16 12:00 |  | 1999-07-16 12:00
4200021 | 3020-09 | 1999-07-16 | Currently In Use | Gas | 10000 | Double Walled | Double Walled | Pressure |  | 1999-07-16 12:00 |  | 1999-07-16 12:00
4200021 | 3020-10 | 1999-07-16 | Currently In Use | Diesel | 10000 | Double Walled | Double Walled | Pressure |  | 1999-07-16 12:00 |  | 1999-07-16 12:00
4200022 | 1 | 1998-04-21 | Removed From Ground | Gas | 6000 | Bare Steel | Galvanized Steel | Pressure
4200022 | 2 | 1998-04-21 | Removed From Ground | Gas | 4000 | Bare Steel | Galvanized Steel | Pressure
4200022 | 3 | 1998-04-21 | Removed From Ground | Diesel | 4000 | Bare Steel | Galvanized Steel | Pressure
4200022 | 4A | 1998-04-22 | Currently In Use | Gas | 10000 | Composite | Fiberglass Reinforced Plastic | Pressure |  | 1998-04-22 |  | 1998-04-22
4200022 | 4B | 1998-04-22 | Currently In Use | Gas | 3000 | Composite | Fiberglass Reinforced Plastic | Pressure |  | 1998-04-22 |  | 1998-04-22
4200022 | 4C | 1998-04-22 | Currently In Use | Gas | 3000 | Composite | Fiberglass Reinforced Plastic | Pressure |  | 1998-04-22 |  | 1998-04-22
4200023 | 1 | 1998-01-02 | Removed From Ground | Other | 3000 | Bare Steel | Bare Steel | Suction: Valve At The Tank
4200023 | 2 | 1998-10-29 | Removed From Ground | Used Oil | 1000 | Bare Steel | Bare Steel | Gravity Fed | Y |  | Y
4200024 | 1 | 1996-03-01 | Removed From Ground | Gas | 1000 | Bare Steel | Bare Steel | Not Marked
4200024 | 2 | 1996-03-01 | Removed From Ground | Gas | 1000 | Bare Steel | Bare Steel | Not Marked
4200024 | 3 | 1996-03-01 | Removed From Ground | Gas | 1000 | Bare Steel | Bare Steel | Not Marked
4200026 | 1 | 1991-07-11 | Removed From Ground | Gas | 515 | Bare Steel | Copper | Suction: No Valve At The Tank
4200027 | 338049 | 2004-11-18 | Removed From Ground | Diesel | 6000 | Composite | Fiberglass Reinforced Plastic | Pressure |  | 1992-12-10 |  | 1992-12-10
4200027 | 338050 | 1992-12-10 | Currently In Use | Diesel | 6000 | Composite | Double Walled Flex | Pressure |  | 1992-12-10 |  | 1992-12-10
4200027 | KG-1 | 1993-04-28 | Removed From Ground | Gas | 10000 | Bare Steel | Bare Steel | Gravity Fed
4200027 | KG-2 | 1993-04-28 | Closed In Ground | Diesel | 6000 | Fiberglass | Bare Steel | Gravity Fed
4200028 | 1 |  | Permanently Out Of Use | Gas | 560 | Bare Steel | Galvanized Steel | Not Marked
4200028 | 2 |  | Permanently Out Of Use | Gas | 1000 | Bare Steel | Galvanized Steel | Not Marked
4200028 | 3 |  | Permanently Out Of Use | Empty | 1000 | Bare Steel | Galvanized Steel | Not Marked
4200029 | 1 | 1987-01-01 | Removed From Ground | Empty | 10000 | Bare Steel | Galvanized Steel | Not Marked
4200029 | 2 | 1987-01-01 | Removed From Ground | Empty | 10000 | Bare Steel | Galvanized Steel | Not Marked
4200029 | 3 | 1987-01-01 | Removed From Ground | Empty | 5000 | Bare Steel | Galvanized Steel | Not Marked
4200030 | 1 | 1991-01-01 | Removed From Ground | Gas | 10000 | Bare Steel | Galvanized Steel | Not Marked
4200030 | 2 | 1991-01-01 | Removed From Ground | Gas | 10000 | Bare Steel | Galvanized Steel | Not Marked
4200030 | 3 | 1991-01-01 | Removed From Ground | Gas | 5000 | Bare Steel | Galvanized Steel | Not Marked
4200030 | 4 | 1991-01-01 | Removed From Ground | Diesel | 3000 | Bare Steel | Galvanized Steel | Not Marked
4200030 | 5 | 1991-01-01 | Removed From Ground | Empty | 10000 | Bare Steel | Galvanized Steel | Not Marked
4200031 | 1 | 1995-04-19 | Removed From Ground | Gas | 4000 | Bare Steel | Galvanized Steel | Not Marked
4200031 | 2 | 1995-04-19 | Removed From Ground | Gas | 1000 | Bare Steel | Galvanized Steel | Not Marked
4200031 | 3 | 1995-04-19 | Removed From Ground | Gas | 1000 | Bare Steel | Galvanized Steel | Not Marked
4200031 | 4 | 1995-04-19 | Removed From Ground | Diesel | 1000 | Bare Steel | Galvanized Steel | Not Marked
4200031 | 5 |  | Removed From Ground Date Unknown | Kerosene | 560 | Bare Steel | Galvanized Steel | Not Marked
4200032 | 1 |  | Removed From Ground Date Unknown | Gas | 1000 | Bare Steel | Galvanized Steel | Not Marked
4200032 | 2 |  | Removed From Ground Date Unknown | Gas | 1000 | Bare Steel | Galvanized Steel | Not Marked
4200032 | 3 |  | Removed From Ground Date Unknown | Empty | 1000 | Bare Steel | Galvanized Steel | Not Marked
4200034 | 1 |  | Removed From Ground Date Unknown | Gas | 4000 | Bare Steel | Unknown | Not Marked
4200034 | 2 |  | Removed From Ground Date Unknown | Gas | 4000 | Bare Steel | Unknown | Not Marked
4200034 | 3 |  | Removed From Ground Date Unknown | Empty | 4000 | Bare Steel | Galvanized Steel | Not Marked
4200035 | 1 | 1998-02-28 | Removed From Ground | Diesel | 1500 | Bare Steel | Galvanized Steel | Not Marked
4200035 | 2 | 1998-02-28 | Removed From Ground | Gas | 4000 | Bare Steel | Galvanized Steel | Not Marked
4200035 | 3 | 1998-02-28 | Removed From Ground | Gas | 4000 | Bare Steel | Galvanized Steel | Not Marked
4200035 | 4 | 1998-02-28 | Removed From Ground | Used Oil | 550 | Bare Steel | Galvanized Steel | Not Marked | Y |  | Y
4200036 | 1 |  | Currently In Use | Propane | 250 | Bare Steel | Galvanized Steel | Not Marked
4200036 | 2 | 1996-12-12 | Removed From Ground | Gas | 2000 | Bare Steel | Galvanized Steel | Not Marked
4200037 | 1 | 1998-11-24 | Removed From Ground | Gas | 15100 | Bare Steel | Bare Steel | Pressure
4200037 | 2 | 1981-08-01 | Closed In Ground | Other | 15000 | Bare Steel | Bare Steel | Not Marked
4200037 | 3 | 1998-11-24 | Removed From Ground | Diesel | 10000 | Bare Steel | Bare Steel | Pressure
4200038 | 1 | 1993-09-29 | Removed From Ground | Gas | 6000 | Bare Steel | Galvanized Steel | Not Marked
4200038 | 2 | 1993-09-29 | Removed From Ground | Gas | 6000 | Bare Steel | Galvanized Steel | Not Marked
4200038 | 3 | 1993-09-29 | Removed From Ground | Gas | 6000 | Bare Steel | Galvanized Steel | Not Marked
4200039 | 1 | 1993-09-16 | Removed From Ground | Gas | 8000 | Bare Steel | Galvanized Steel | Suction: No Valve At The Tank
4200039 | 2 | 1993-09-16 | Removed From Ground | Gas | 8000 | Bare Steel | Galvanized Steel | Suction: No Valve At The Tank
4200039 | 3 | 1993-09-16 | Removed From Ground | Gas | 8000 | Bare Steel | Galvanized Steel | Suction: No Valve At The Tank
4201260 | 1 | 2006-02-21 | Removed From Ground | Gas | 10000 | Steel-Impressed Current | Cathodically Protected | Suction: No Valve At The Tank |  | 1998-10-29 |  | 1997-05-01
4201260 | 2 | 2006-02-21 | Removed From Ground | Gas | 8000 | Steel-Impressed Current | Cathodically Protected | Suction: No Valve At The Tank |  | 1998-10-29 |  | 1997-05-01
4201260 | 3 | 2006-02-21 | Removed From Ground | Gas | 8000 | Steel-Impressed Current | Cathodically Protected | Suction: No Valve At The Tank |  | 1998-10-29 |  | 1997-05-01
4210001 | 1 | 1990-06-01 | Removed From Ground | Gas | 560 | Bare Steel | Galvanized Steel | Not Marked
4210007 | 1 | 1990-11-01 | Removed From Ground | Diesel | 560 | Bare Steel | Galvanized Steel | Not Marked
4210007 | 2 | 1990-11-01 | Removed From Ground | Diesel | 560 | Bare Steel | Galvanized Steel | Not Marked
4210007 | 3 | 2008-05-14 | Removed From Ground | Diesel | 550 | Steel-Galvanic | Cathodically Protected | Suction: No Valve At The Tank |  | 1990-01-01 |  | 1990-01-01
4210007 | 4 | 2008-05-14 | Removed From Ground | Gas | 1000 | Steel-Galvanic | Cathodically Protected | Suction: No Valve At The Tank |  | 1990-01-01 |  | 1990-01-01
4210008 | 529G1 | 2002-02-01 | Removed From Ground | Gas | 1000 | Bare Steel | Galvanized Steel | Suction: No Valve At The Tank
4210009 | 1 | 2008-05-14 | Removed From Ground | Gas | 1000 | Bare Steel | Galvanized Steel | Not Marked
4210010 | 1 | 1976-04-16 | Currently In Use | Gas | 9500 | Steel-Impressed Current | Cathodically Protected | Suction: Valve At The Tank |  | 1997-05-01 |  | 1997-05-01
4210010 | 2 | 1976-04-16 | Currently In Use | Gas | 9500 | Steel-Impressed Current | Cathodically Protected | Suction: Valve At The Tank |  | 1997-05-01 |  | 1997-05-01
4210011 | 1 | 1999-08-12 | Removed From Ground | Diesel | 2000 | Bare Steel | Galvanized Steel | Suction: No Valve At The Tank
4210012 | 1 | 1991-01-01 | Removed From Ground | Other | 1 | Unknown | Not Marked | Not Marked
4210012 | 2 | 1991-01-01 | Removed From Ground | Other | 1 | Unknown | Galvanized Steel | Not Marked
4210013 | 1 | 1995-06-12 | Removed From Ground | Heating Oil | 6000 | Bare Steel | Galvanized Steel | Not Marked
4210013 | 2 | 1995-06-12 | Removed From Ground | Gas | 1000 | Bare Steel | Bare Steel | Not Marked
4210013 | 3 | 1995-06-12 | Removed From Ground | Propane | 250 | Bare Steel | Not Marked | Not Marked
4210014 | 1AST |  | Removed From Ground Date Unknown | Diesel | 1000 | Bare Steel | Galvanized Steel | Not Marked
4210015 | 1 |  | Permanently Out Of Use | Diesel | 500 | Bare Steel | Galvanized Steel | Suction: Valve At The Tank
4210015 | 2 |  | Permanently Out Of Use | Gas | 2000 | Bare Steel | Galvanized Steel | Suction: Valve At The Tank
4210016 | 1 |  | Removed From Ground Date Unknown | Empty | 1000 | Bare Steel | Galvanized Steel | Not Marked
4210016 | 2 |  | Removed From Ground Date Unknown | Empty | 3000 | Bare Steel | Galvanized Steel | Not Marked
4210016 | 3 |  | Removed From Ground Date Unknown | Empty | 3000 | Bare Steel | Galvanized Steel | Not Marked
4210017 | 1 |  | Permanently Out Of Use | Gas | 2000 | Bare Steel | Galvanized Steel | Not Marked
4210017 | 2 |  | Permanently Out Of Use | Gas | 2000 | Bare Steel | Galvanized Steel | Not Marked
4210017 | 3 | 1991-01-01 | Currently In Use | Gas | 6000 | Fiberglass | Fiberglass Reinforced Plastic | Suction: No Valve At The Tank |  | 1991-07-01 |  | 1991-07-01
4210017 | 4 | 1991-01-01 | Currently In Use | Gas | 6000 | Fiberglass | Fiberglass Reinforced Plastic | Suction: No Valve At The Tank |  | 1991-07-01 |  | 1991-07-01
4210018 | 1 | 1991-08-10 | Removed From Ground | Gas | 1080 | Bare Steel | Galvanized Steel | Not Marked
4210018 | 2 | 1991-08-10 | Removed From Ground | Gas | 1080 | Bare Steel | Galvanized Steel | Not Marked
4210018 | 3 | 1991-08-10 | Removed From Ground | Gas | 4000 | Bare Steel | Galvanized Steel | Not Marked
4210018 | 4 | 1991-08-01 | Currently In Use | Gas | 6000 | STIP-3 | Fiberglass Reinforced Plastic | Suction: No Valve At The Tank |  | 1991-08-01 |  | 1991-08-01
4210018 | 5 | 1991-08-01 | Currently In Use | Gas | 6000 | STIP-3 | Fiberglass Reinforced Plastic | Suction: No Valve At The Tank |  | 1991-08-01 |  | 1991-08-01
4210018 | 6 | 1991-08-01 | Currently In Use | Gas | 4000 | STIP-3 | Fiberglass Reinforced Plastic | Suction: No Valve At The Tank |  | 1991-08-01 |  | 1991-08-01
4210019 | 1 | 2003-11-01 | Removed From Ground | Diesel | 1000 | Bare Steel | Galvanized Steel | Not Marked
4210019 | 2 | 2003-11-07 | Removed From Ground | Gas | 2000 | Cathodically Protected Steel | Cathodically Protected | Not Marked
4210019 | 3 | 2003-11-07 | Removed From Ground | Gas | 2000 | Cathodically Protected Steel | Cathodically Protected | Not Marked
4210020 | 1 | 1994-10-05 | Removed From Ground | Gas | 1065 | Bare Steel | Galvanized Steel | Suction: No Valve At The Tank
4210020 | 2 | 1994-10-05 | Removed From Ground | Gas | 4000 | Bare Steel | Galvanized Steel | Suction: No Valve At The Tank
4210020 | 3 | 1994-10-05 | Removed From Ground | Gas | 4000 | Bare Steel | Galvanized Steel | Suction: No Valve At The Tank
4210021 | 1 |  | Permanently Out Of Use | Diesel | 1065 | Bare Steel | Galvanized Steel | Not Marked
4210021 | 2 |  | Currently In Use | Gas | 270 | Bare Steel | Galvanized Steel | Not Marked
4210022 | 1 | 1995-05-01 | Removed From Ground | Gas | 3000 | Bare Steel | Galvanized Steel | Not Marked
4210022 | 2 |  | Closed In Ground Date Unknown | Gas | 1000 | Bare Steel | Galvanized Steel | Not Marked
4210022 | 3 |  | Closed In Ground Date Unknown | Gas | 1000 | Bare Steel | Galvanized Steel | Not Marked
4210022 | 4 |  | Closed In Ground Date Unknown | Gas | 560 | Bare Steel | Galvanized Steel | Not Marked
4210022 | 5A | 1995-02-01 | Temporarily Out Of Use | Gas | 5000 | Epoxy | Fiberglass Reinforced Plastic | Suction: Valve At The Tank |  | 1995-02-01 |  | 1995-02-01
4210022 | 5B | 1995-02-01 | Temporarily Out Of Use | Gas | 3000 | Epoxy | Fiberglass Reinforced Plastic | Suction: Valve At The Tank |  | 1995-02-01 |  | 1995-02-01
4210024 | 1 | 1993-11-22 | Removed From Ground | Gas | 3000 | Bare Steel | Galvanized Steel | Not Marked
4210024 | 1U | 1993-11-22 | Removed From Ground | Gas | 6000 | Bare Steel | Bare Steel | Not Marked
4210024 | 2 |  | Removed From Ground Date Unknown | Gas | 3000 | Bare Steel | Galvanized Steel | Not Marked
4210024 | 2R | 1993-11-22 | Removed From Ground | Gas | 3000 | Bare Steel | Bare Steel | Not Marked
4210024 | 3 | 1993-11-22 | Removed From Ground | Gas | 3000 | Bare Steel | Galvanized Steel | Not Marked
4210024 | 3S | 1993-11-22 | Removed From Ground | Gas | 3000 | Bare Steel | Bare Steel | Not Marked
4210024 | 4 | 1993-11-22 | Removed From Ground | Diesel | 1000 | Bare Steel | Galvanized Steel | Not Marked
4210024 | 4D | 1993-11-22 | Removed From Ground | Diesel | 1000 | Bare Steel | Bare Steel | Not Marked
4220001 | 1 | 1980-01-01 | Removed From Ground | Diesel | 560 | Bare Steel | Galvanized Steel | Suction: Valve At The Tank
4220001 | 2 | 1980-01-01 | Removed From Ground | Gas | 1000 | Bare Steel | Galvanized Steel | Suction: Valve At The Tank
4220002 | 1 | 1991-07-02 | Removed From Ground | Gas | 4000 | Bare Steel | Galvanized Steel | Not Marked
4220002 | 2 | 1991-07-02 | Removed From Ground | Gas | 3000 | Bare Steel | Galvanized Steel | Not Marked
4220002 | 3 | 1991-07-02 | Removed From Ground | Diesel | 3000 | Bare Steel | Galvanized Steel | Not Marked
4220002 | 4 | 1991-07-02 | Removed From Ground | Gas | 2000 | Bare Steel | Galvanized Steel | Not Marked
4220003 | 1 |  | Removed From Ground Date Unknown | Used Oil | 280 | Bare Steel | Bare Steel | Not Marked | Y |  | Y
4220003 | 2 |  | Removed From Ground Date Unknown | Hazardous Substance | 2000 | Bare Steel | Bare Steel | Not Marked
4220003 | 28-047 | 1986-09-10 | Removed From Ground | Used Oil | 280 | Bare Steel | Bare Steel | Not Marked | Y |  | Y
4220003 | 28-050 | 1987-10-01 | Removed From Ground | Hazardous Substance | 2000 | Bare Steel | Bare Steel | Not Marked
4220003 | 28-051 | 1987-10-01 | Removed From Ground | Hazardous Substance | 2000 | Bare Steel | Bare Steel | Not Marked
4220003 | 28-052 | 1987-10-01 | Removed From Ground | Hazardous Substance | 2000 | Bare Steel | Bare Steel | Not Marked
4220003 | 3 |  | Removed From Ground Date Unknown | Hazardous Substance | 2000 | Bare Steel | Bare Steel | Not Marked
4220003 | 4 |  | Removed From Ground Date Unknown | Hazardous Substance | 2000 | Bare Steel | Bare Steel | Not Marked
4220004 | 1 | 1996-08-01 | Removed From Ground | Diesel | 8000 | Bare Steel | Galvanized Steel | Not Marked
4220004 | 2 | 1996-08-01 | Currently In Use | Diesel | 10000 | Steel-Galvanic | Fiberglass Reinforced Plastic | Pressure |  | 1996-08-01 |  | 1996-08-01
4220009 | 1 | 2008-09-05 | Removed From Ground | Gas | 6000 | Bare Steel | Unknown | Not Marked
4220010 | 1 |  | Removed From Ground Date Unknown | Diesel | 500 | Bare Steel | Unknown | Not Marked
4220010 | 2 |  | Removed From Ground Date Unknown | Gas | 500 | Bare Steel | Unknown | Not Marked
4220010 | 4 | 1995-08-08 | Removed From Ground | Diesel | 250 | Bare Steel | Galvanized Steel | Not Marked
4220011 | 1 | 1989-04-15 | Removed From Ground | Empty | 450 | Bare Steel | Galvanized Steel | Not Marked
4220011 | 2 | 1991-11-30 | Removed From Ground | Empty | 500 | Bare Steel | Galvanized Steel | Not Marked
4220013 | 1 | 1993-07-19 | Removed From Ground | Gas | 560 | Bare Steel | Galvanized Steel | Suction: Valve At The Tank
4220015 | 1 | 1988-11-10 | Closed In Ground | Other | 6000 | Bare Steel | Bare Steel | Not Marked
4220015 | 10 | 1988-11-01 | Closed In Ground | Other | 6000 | Bare Steel | Bare Steel | Not Marked
4220015 | 11 | 1988-11-01 | Closed In Ground | Other | 6000 | Bare Steel | Bare Steel | Not Marked
4220015 | 12 | 1988-11-01 | Closed In Ground | Other | 6000 | Bare Steel | Bare Steel | Not Marked
4220015 | 2 | 1988-11-01 | Closed In Ground | Other | 6000 | Bare Steel | Bare Steel | Not Marked
4220015 | 3 | 1988-11-01 | Closed In Ground | Other | 6000 | Bare Steel | Bare Steel | Not Marked
4220015 | 4 | 1988-11-01 | Closed In Ground | Other | 6000 | Bare Steel | Bare Steel | Not Marked
4220015 | 5 | 1988-06-01 | Closed In Ground | Other | 6000 | Bare Steel | Bare Steel | Not Marked
4220015 | 6 | 1988-11-01 | Closed In Ground | Used Oil | 6000 | Bare Steel | Bare Steel | Not Marked | Y |  | Y
4220015 | 7 | 1988-11-01 | Closed In Ground | Other | 12000 | Bare Steel | Bare Steel | Not Marked
4220015 | 8 | 1988-11-01 | Closed In Ground | Other | 12000 | Bare Steel | Bare Steel | Not Marked
4220015 | 9 | 1988-11-01 | Closed In Ground | Other | 6000 | Bare Steel | Bare Steel | Not Marked
4220018 | 1 | 1998-12-15 | Currently In Use | Diesel | 12000 | Fiberglass | Double Walled Flex | Pressure |  | 1998-12-15 |  | 1998-12-15
4220020 | 1 | 1987-08-01 | Removed From Ground | Gas | 6000 | Bare Steel | Galvanized Steel | Not Marked
4220020 | 10 | 1987-08-01 | Removed From Ground | Diesel | 6000 | Bare Steel | Galvanized Steel | Not Marked
4220020 | 11 | 2002-01-10 | Removed From Ground | Diesel | 8000 | Steel-Impressed Current | Fiberglass Reinforced Plastic | Pressure |  | 1998-05-25 |  | 1998-05-25
4220020 | 12 | 2002-01-10 | Removed From Ground | Used Oil | 3000 | Steel-Impressed Current | Cathodically Protected | Pressure | Y | 1998-05-25 | Y | 1998-05-25
4220020 | 13 | 2002-01-10 | Removed From Ground | Diesel | 20000 | Steel-Impressed Current | Fiberglass Reinforced Plastic | Pressure |  | 1998-05-25 |  | 1998-05-25
4220020 | 14 | 2002-02-02 | Currently In Use | Gas | 20000 | Composite Double Walled | Double Walled Flex | Pressure |  | 2002-02-01 |  | 2002-02-01
4220020 | 15 | 2002-02-02 | Currently In Use | Gas | 10000 | Composite Double Walled | Double Walled Flex | Pressure |  | 2002-02-01 |  | 2002-02-01
4220020 | 16 | 2002-02-02 | Currently In Use | Diesel | 25000 | Composite Double Walled | Double Walled Flex | Pressure |  | 2002-02-01 |  | 2002-02-01
4220020 | 17 | 2002-02-02 | Currently In Use | Diesel | 25000 | Composite Double Walled | Double Walled Flex | Pressure |  | 2002-02-01 |  | 2002-02-01
4220020 | 2 | 2002-01-10 | Removed From Ground | Diesel | 6000 | Steel-Impressed Current | Fiberglass Reinforced Plastic | Pressure |  | 1998-05-25 |  | 1998-05-25
4220020 | 3 | 2002-01-10 | Removed From Ground | Diesel | 6000 | Steel-Impressed Current | Fiberglass Reinforced Plastic | Pressure |  | 1998-05-25 |  | 1998-05-25
4220020 | 4 | 2002-01-10 | Removed From Ground | Diesel | 6000 | Steel-Impressed Current | Fiberglass Reinforced Plastic | Pressure |  | 1998-05-25 |  | 1998-05-25
4220020 | 5 | 2002-01-10 | Removed From Ground | Gas | 10000 | Steel-Impressed Current | Fiberglass Reinforced Plastic | Pressure |  | 1998-05-25 |  | 1998-05-25
4220020 | 6 | 2002-01-10 | Removed From Ground | Gas | 10000 | Steel-Impressed Current | Fiberglass Reinforced Plastic | Pressure |  | 1998-05-25 |  | 1998-05-25
4220020 | 7 | 2002-01-10 | Removed From Ground | Gas | 10000 | Steel-Impressed Current | Fiberglass Reinforced Plastic | Pressure |  | 1998-05-25 |  | 1998-05-25
4220020 | 8 | 1987-08-01 | Removed From Ground | Diesel | 6000 | Bare Steel | Fiberglass Reinforced Plastic | Not Marked
4220020 | 9 | 1987-08-01 | Removed From Ground | Diesel | 6000 | Bare Steel | Fiberglass Reinforced Plastic | Not Marked
4220021 | 1 | 1996-07-01 | Removed From Ground | Diesel | 1740 | Bare Steel | Copper | Not Marked
4220022 | 1 | 1996-08-01 | Removed From Ground | Diesel | 8000 | Bare Steel | Galvanized Steel | Not Marked
4220022 | 2 | 1996-08-01 | Removed From Ground | Diesel | 6000 | Bare Steel | Galvanized Steel | Not Marked
4220022 | 3 | 1993-07-30 | Removed From Ground | Heating Oil | 3000 | Bare Steel | Galvanized Steel | Not Marked
4220022 | 4 | 1996-08-01 | Currently In Use | Diesel | 15000 | Composite | Fiberglass Reinforced Plastic | Pressure |  | 1996-08-01 |  | 1996-08-01
4220023 | 1 |  | Permanently Out Of Use | Diesel | 3000 | Bare Steel | Copper | Not Marked
4220023 | 2 | 1993-08-01 | Removed From Ground | Heating Oil | 500 | Not Marked/Unknown | Not Marked | Not Marked
4220024 | 1 | 1996-07-16 | Removed From Ground | Diesel | 8000 | Marked Unknown | Unknown | Not Marked
4220024 | 2 | 1996-08-01 | Currently In Use | Diesel | 10000 | Steel-Galvanic | Fiberglass Reinforced Plastic | Pressure |  | 1996-08-01 |  | 1996-08-01
4220025 | 1 | 1996-07-11 | Removed From Ground | Diesel | 6000 | Bare Steel | Galvanized Steel | Not Marked
4220025 | 2 | 2011-10-31 | Removed From Ground | Diesel | 6000 | Steel-Galvanic | Fiberglass Reinforced Plastic | Pressure |  | 1996-07-01 |  | 1996-07-01
4220026 | 1 | 1996-07-01 | Removed From Ground | Diesel | 6000 | Bare Steel | Galvanized Steel | Not Marked
4220026 | 2 | 1999-06-07 | Removed From Ground | Diesel | 10000 | Steel-Galvanic | Fiberglass Reinforced Plastic | Pressure |  | 1996-07-01 |  | 1996-07-01
4220027 | 1 |  | Removed From Ground Date Unknown | Diesel | 1900 | Marked Unknown | Unknown | Not Marked
4220027 | 2 |  | Removed From Ground Date Unknown | Heating Oil | 500 | Not Marked/Unknown | Not Marked | Not Marked
4220029 | 1 | 2008-02-11 | Removed From Ground | Gas | 12000 | Cathodically Protected Steel | Cathodically Protected | Suction: No Valve At The Tank |  | 1999-01-04 |  | 1999-01-04
4220029 | 2 | 2008-02-11 | Removed From Ground | Gas | 6000 | Cathodically Protected Steel | Cathodically Protected | Suction: No Valve At The Tank |  | 1999-01-04 |  | 1999-01-04
4220029 | 3 | 2008-02-11 | Removed From Ground | Gas | 6000 | Cathodically Protected Steel | Cathodically Protected | Suction: No Valve At The Tank |  | 1999-01-04 |  | 1999-01-04
4220029 | 4 | 2008-02-11 | Removed From Ground | Diesel | 2000 | Cathodically Protected Steel | Cathodically Protected | Suction: No Valve At The Tank |  | 1999-01-04 |  | 1999-01-04
4220029 | 5 | 2008-02-11 | Removed From Ground | Kerosene | 500 | Cathodically Protected Steel | Cathodically Protected | Suction: No Valve At The Tank |  | 1999-01-04 |  | 1999-01-04
4220029 | 6 | 2008-02-15 | Currently In Use | Gas | 12000 | Composite Double Walled | Fiberglass/Double Walled | Pressure | N | 2008-02-15 | N | 2008-02-15
4220029 | 7 | 2008-02-15 | Currently In Use | Gas | 6000 | Composite Double Walled | Fiberglass/Double Walled | Pressure | N | 2008-02-15 | N | 2008-02-15
4220029 | 8 | 2008-02-15 | Currently In Use | Diesel | 6000 | Composite Double Walled | Fiberglass/Double Walled | Pressure | N | 2008-02-15 | N | 2008-02-15
4220029 | 9 | 2008-02-15 | Currently In Use | Diesel | 2000 | Composite Double Walled | Fiberglass/Double Walled | Pressure | N | 2008-02-15 | N | 2008-02-15
4220030 | 1 | 1996-04-16 | Removed From Ground | Gas | 5000 | Bare Steel | Galvanized Steel | Not Marked
4220030 | 2 | 1996-04-16 | Removed From Ground | Gas | 1000 | Bare Steel | Galvanized Steel | Not Marked
4220030 | 3 | 1996-04-16 | Removed From Ground | Gas | 300 | Bare Steel | Galvanized Steel | Not Marked
4220030 | 4 | 1996-04-16 | Removed From Ground | Gas | 260 | Bare Steel | Galvanized Steel | Not Marked
4220031 | 1 | 1998-12-10 | Currently In Use | Gas | 5000 | Steel-Impressed Current | Cathodically Protected | Suction: Valve At The Tank |  | 1998-12-10 |  | 1998-12-10
4220031 | 2 | 1998-12-10 | Currently In Use | Gas | 6000 | Steel-Impressed Current | Cathodically Protected | Suction: Valve At The Tank |  | 1998-12-10 |  | 1998-12-10
4220031 | 3 | 1976-04-14 | Currently In Use | Diesel | 8000 | Steel-Impressed Current | Cathodically Protected | Suction: Valve At The Tank |  | 1998-12-10 |  | 1998-12-10
4220031 | 4 | 1988-11-01 | Removed From Ground | Used Oil | 550 | Marked Unknown | Galvanized Steel | Not Marked | Y |  | Y
4220032 | 1 | 1989-11-13 | Removed From Ground | Diesel | 10000 | Marked Unknown | Bare Steel | Not Marked
4220032 | 2 | 1987-11-24 | Removed From Ground | Used Oil | 500 | Marked Unknown | Unknown | Not Marked | Y |  | Y
4220032 | 3 | 1992-01-16 | Removed From Ground | Used Oil | 1000 | Fiberglass | Fiberglass Reinforced Plastic | Not Marked | Y |  | Y
4220032 | 4 | 1994-01-24 | Removed From Ground | Diesel | 12000 | Not Marked/Unknown | Not Marked | Not Marked
4220034 | 1 | 2009-06-25 | Removed From Ground | New Oil | 10000 | Steel-Impressed Current | Galvanic |  | N | 1995-06-07 | N | 1995-06-07
4220034 | 2 | 1996-04-15 | Removed From Ground | Gas | 1000 | Bare Steel | Galvanized Steel | Suction: Valve At The Tank
4220035 | 1 | 1995-08-15 | Removed From Ground | Gas | 8000 | Bare Steel | Galvanized Steel | Not Marked
4220035 | 2 | 1995-08-15 | Removed From Ground | Gas | 8000 | Bare Steel | Galvanized Steel | Not Marked
4220035 | 3 | 1995-08-15 | Removed From Ground | Gas | 8000 | Bare Steel | Galvanized Steel | Not Marked
4220035 | 4 | 1995-08-15 | Removed From Ground | Diesel | 4000 | Bare Steel | Galvanized Steel | Not Marked
4220035 | 5 | 1995-09-01 | Currently In Use | Gas | 8000 | Steel-Impressed Current | Fiberglass Reinforced Plastic | Pressure |  | 1995-09-01 |  | 1995-09-01
4220035 | 6 | 1995-09-01 | Currently In Use | Gas | 8000 | Steel-Impressed Current | Fiberglass Reinforced Plastic | Pressure |  | 1995-09-01 |  | 1995-09-01
4220035 | 7 | 1995-09-01 | Currently In Use | Gas | 10000 | Steel-Impressed Current | Fiberglass Reinforced Plastic | Pressure |  | 1995-09-01 |  | 1995-09-01
4220036 | 1 | 1992-04-20 | Removed From Ground | Gas | 1000 | Bare Steel | Galvanized Steel | Not Marked
4220036 | 2 | 1992-04-01 | Removed From Ground | Kerosene | 2000 | Bare Steel | Galvanized Steel | Not Marked
4220036 | 3 | 1992-04-01 | Removed From Ground | Diesel | 2000 | Bare Steel | Galvanized Steel | Not Marked
4220037 | 1 | 1985-04-17 | Currently In Use | Gas | 8000 | Steel-Impressed Current | Double Walled Flex | Pressure |  | 1998-11-10 |  | 1998-11-10
4220037 | 2 | 1985-04-17 | Currently In Use | Diesel | 8000 | Steel-Impressed Current | Double Walled Flex | Pressure |  | 1998-11-10 |  | 1998-11-10
4220037 | 3 | 1985-04-17 | Currently In Use | Gas | 8000 | Steel-Impressed Current | Impressed Current | Pressure |  | 1998-11-10 |  | 1998-11-10
4220037 | 4 | 2010-12-09 | Temporarily Out Of Use | Diesel | 4000 | Steel-Impressed Current | Double Walled Flex | Pressure |  | 1998-11-10 |  | 1998-11-10
4220037 | 5 | 2010-12-09 | Temporarily Out Of Use | Kerosene | 1000 | Steel-Impressed Current | Double Walled Flex | Suction: Valve At The Tank |  | 1998-11-24 |  | 1998-11-24
4220038 | 1 | 1999-07-07 | Removed From Ground | Empty | 3000 | Bare Steel | Galvanized Steel | Not Marked
4220039 | 1 | 1996-12-06 | Removed From Ground | Gas | 1000 | Bare Steel | Galvanized Steel | Suction: Valve At The Tank
4220039 | 2 | 1996-12-06 | Removed From Ground | Gas | 1000 | Bare Steel | Galvanized Steel | Suction: Valve At The Tank
4220039 | 3 | 1996-12-06 | Removed From Ground | Gas | 560 | Bare Steel | Galvanized Steel | Suction: Valve At The Tank
4220040 | 1 |  | Removed From Ground Date Unknown | Gas | 550 | Bare Steel | Galvanized Steel | Not Marked
4220041 | 1 | 1993-06-02 | Removed From Ground | Gas | 550 | Bare Steel | Galvanized Steel | Suction: No Valve At The Tank
4220043 | 1 |  | Permanently Out Of Use | Gas | 1000 | Bare Steel | Galvanized Steel | Not Marked
4220043 | 2 |  | Permanently Out Of Use | Gas | 1000 | Bare Steel | Galvanized Steel | Not Marked
4220043 | 3 |  | Permanently Out Of Use | Gas | 550 | Bare Steel | Galvanized Steel | Not Marked
4220043 | 4 |  | Permanently Out Of Use | Used Oil | 550 | Bare Steel | Galvanized Steel | Not Marked | Y |  | Y
4220044 | 1 | 1999-08-10 | Removed From Ground | Gas | 1000 | Bare Steel | Galvanized Steel | Not Marked
4220044 | 2 | 1999-08-10 | Removed From Ground | Gas | 1000 | Bare Steel | Galvanized Steel | Not Marked
4220045 | 1 | 1999-01-01 | Removed From Ground | Gas | 560 | Bare Steel | Galvanized Steel | Suction: Valve At The Tank
4220045 | 2 | 1999-01-01 | Removed From Ground | Gas | 560 | Bare Steel | Galvanized Steel | Suction: Valve At The Tank
4220046 | 1 | 1976-02-01 | Removed From Ground | Gas | 550 | Bare Steel | Galvanized Steel | Suction: Valve At The Tank
4220046 | 2 | 1976-02-01 | Removed From Ground | Gas | 550 | Bare Steel | Galvanized Steel | Suction: Valve At The Tank
4220047 | 1 | 1996-12-04 | Removed From Ground | Gas | 550 | Bare Steel | Galvanized Steel | Not Marked
4220047 | 2 | 1996-12-04 | Removed From Ground | Gas | 550 | Bare Steel | Galvanized Steel | Not Marked
4220047 | 3 |  | Closed In Ground Date Unknown | Diesel | 1000 | Bare Steel | Bare Steel | Not Marked
4220047 | 4 |  | Closed In Ground Date Unknown | Gas | 1000 | Bare Steel | Bare Steel | Not Marked
4220047 | 5 |  | Closed In Ground Date Unknown | Gas | 1000 | Bare Steel | Bare Steel | Not Marked
4220048 | 1 | 1976-04-10 | Currently In Use | Gas | 1000 | Bare Steel | Galvanized Steel | Suction: No Valve At The Tank
4220048 | 2 | 1976-04-10 | Currently In Use | Gas | 1000 | Bare Steel | Galvanized Steel | Suction: No Valve At The Tank
4220048 | 3 | 2009-09-17 | Temporarily Out Of Use | Gas | 12000 | Epoxy | Fiberglass Reinforced Plastic | Pressure | N | 2002-01-01 | N | 2002-01-01
4220050 | 1 | 1999-12-01 | Removed From Ground | Gas | 1000 | Bare Steel | Galvanized Steel | Not Marked
4220050 | 2 | 1999-12-01 | Removed From Ground | Gas | 1000 | Bare Steel | Galvanized Steel | Not Marked
4220051 | 1 | 1996-05-28 | Removed From Ground | Gas | 1000 | Bare Steel | Bare Steel | Not Marked
4220051 | 2 | 1996-05-28 | Removed From Ground | Gas | 1000 | Bare Steel | Bare Steel | Not Marked
4220052 | 1 | 2000-04-10 | Removed From Ground | Gas | 550 | Bare Steel | Galvanized Steel | Suction: No Valve At The Tank
4220052 | 2 | 2000-04-10 | Removed From Ground | Gas | 550 | Bare Steel | Galvanized Steel | Not Marked
4220054 | 1 |  | Removed From Ground Date Unknown | Gas | 4000 | Bare Steel | Galvanized Steel | Not Marked
4220054 | 2 |  | Removed From Ground Date Unknown | Gas | 4000 | Bare Steel | Galvanized Steel | Not Marked
4220054 | 3 |  | Removed From Ground Date Unknown | Gas | 4000 | Bare Steel | Galvanized Steel | Not Marked
4220054 | 4 |  | Removed From Ground Date Unknown | Gas | 3000 | Bare Steel | Galvanized Steel | Not Marked
4220054 | 5 | 1984-03-01 | Removed From Ground | Gas | 4000 | Bare Steel | Galvanized Steel | Not Marked
4220054 | 6 |  | Removed From Ground Date Unknown | Used Oil | 550 | Not Marked/Unknown | Not Marked | Not Marked | Y |  | Y
4220055 | 1 | 1999-03-25 | Removed From Ground | Gas | 1000 | Bare Steel | Galvanized Steel | Suction: No Valve At The Tank
4220055 | 2 | 1999-03-25 | Removed From Ground | Gas | 1000 | Bare Steel | Galvanized Steel | Suction: No Valve At The Tank
4220055 | 3 | 1999-03-25 | Removed From Ground | Diesel | 1000 | Bare Steel | Galvanized Steel | Suction: No Valve At The Tank
4220055 | 4A | 1999-02-23 | Currently In Use | Gas | 8000 | Composite | Fiberglass Reinforced Plastic | Pressure |  | 1999-02-23 |  | 1999-02-23
4220055 | 4B | 1999-02-23 | Currently In Use | Gas | 5000 | Composite | Fiberglass Reinforced Plastic | Pressure |  | 1999-02-23 |  | 1999-02-23
4220055 | 4C | 1999-02-23 | Currently In Use | Diesel | 2000 | Composite | Fiberglass Reinforced Plastic | Suction: Valve At The Tank |  | 1999-02-23 |  | 1999-02-23
4220056 | 1 | 1999-06-05 | Removed From Ground | Gas | 1000 | Bare Steel | Galvanized Steel | Not Marked
4220056 | 2 | 1999-06-05 | Removed From Ground | Gas | 1000 | Bare Steel | Galvanized Steel | Not Marked
4220057 | 1 |  | Removed From Ground Date Unknown | Diesel | 1000 | Bare Steel | Galvanized Steel | Not Marked
4220057 | 2 |  | Removed From Ground Date Unknown | Gas | 1000 | Bare Steel | Galvanized Steel | Not Marked
4220057 | 3 |  | Removed From Ground Date Unknown | Gas | 550 | Bare Steel | Galvanized Steel | Not Marked
4220058 | 1 |  | Removed From Ground Date Unknown | Diesel | 1000 | Bare Steel | Galvanized Steel | Not Marked
4220058 | 2 |  | Removed From Ground Date Unknown | Gas | 560 | Bare Steel | Galvanized Steel | Not Marked
4220059 | 1 |  | Removed From Ground Date Unknown | Gas | 1000 | Bare Steel | Galvanized Steel | Not Marked
4220060 | 1 | 1990-10-13 | Removed From Ground | Gas | 1000 | Bare Steel | Galvanized Steel | Not Marked
4220060 | 2 | 1990-10-01 | Removed From Ground | Diesel | 1000 | Bare Steel | Galvanized Steel | Not Marked
4220061 | 2 | 1996-12-06 | Removed From Ground | Diesel | 1000 | Bare Steel | Galvanized Steel | Not Marked
4220061 | 3 |  | Removed From Ground Date Unknown | Gas | 560 | Bare Steel | Galvanized Steel | Not Marked
4220062 | 1 | 1996-12-08 | Removed From Ground | Gas | 1000 | Bare Steel | Galvanized Steel | Not Marked
4220062 | 2 | 1996-12-08 | Removed From Ground | Gas | 1000 | Bare Steel | Galvanized Steel | Not Marked
4220062 | 3 | 1996-12-08 | Removed From Ground | Gas | 1000 | Bare Steel | Galvanized Steel | Not Marked
4220063 | 1 | 1996-12-05 | Removed From Ground | Gas | 1000 | Bare Steel | Galvanized Steel | Not Marked
4220065 | 1 | 1999-01-05 | Removed From Ground | Gas | 1000 | Bare Steel | Galvanized Steel | Suction: Valve At The Tank
4220065 | 2 | 1999-01-05 | Removed From Ground | Gas | 1000 | Bare Steel | Galvanized Steel | Suction: Valve At The Tank
4220066 | 2 | 1990-01-01 | Removed From Ground | Gas | 2000 | Bare Steel | Bare Steel | Not Marked
4220066 | 3 | 1990-01-01 | Removed From Ground | Gas | 1000 | Bare Steel | Bare Steel | Not Marked
4220066 | 4 | 1990-01-01 | Removed From Ground | Diesel | 500 | Bare Steel | Bare Steel | Not Marked
4220067 | 1 | 1995-07-01 | Currently In Use | Gas | 12000 | Steel-Impressed Current | Impressed Current | Pressure |  | 1995-06-15 |  | 1995-06-15
4220067 | 2 | 1995-07-01 | Currently In Use | Gas | 12000 | Steel-Impressed Current | Impressed Current | Pressure |  | 1995-06-15 |  | 1995-06-15
4220067 | 3 | 1995-07-01 | Currently In Use | Gas | 12000 | Steel-Impressed Current | Impressed Current | Pressure |  | 1995-06-15 |  | 1995-06-15
4220067 | 4 | 1999-03-01 | Temporarily Out Of Use | Used Oil | 500 | Steel-Impressed Current | Impressed Current | Gravity Fed | Y |  | Y | 1995-06-15 12:00
4220067 | 4 |  | Closed In Ground Date Unknown | Used Oil | 500 | Steel-Impressed Current | Impressed Current | Gravity Fed | Y |  | Y | 1995-06-15 12:00
4220067 | 5 | 1995-07-01 | Currently In Use | Diesel | 12000 | Steel-Impressed Current | Impressed Current | Pressure |  | 1995-06-15 |  | 1995-06-15
4220067 | 6 |  | Removed From Ground Date Unknown | Gas | 6000 | Bare Steel | Galvanized Steel | Not Marked
4220067 | 7 |  | Removed From Ground Date Unknown | Empty | 4000 | Not Marked/Unknown | Not Marked | Not Marked
4220067 | 8 |  | Removed From Ground Date Unknown | Empty | 4000 | Not Marked/Unknown | Not Marked | Not Marked
4220067 | 9 |  | Removed From Ground Date Unknown | Empty | 2000 | Not Marked/Unknown | Not Marked | Not Marked
4220068 | 1 | 1991-07-10 | Removed From Ground | Used Oil | 550 | Bare Steel | Bare Steel | Not Marked | Y |  | Y
4220069 | 1 | 1996-03-22 | Removed From Ground | Gas | 6100 | Bare Steel | Galvanized Steel | Not Marked
4220069 | 2 | 1996-03-22 | Removed From Ground | Gas | 6100 | Bare Steel | Galvanized Steel | Not Marked
4220069 | 3 | 1996-03-22 | Removed From Ground | Gas | 5000 | Bare Steel | Galvanized Steel | Not Marked
4220069 | 4A | 1996-03-01 | Currently In Use | Gas | 8000 | STIP-3 | Fiberglass Reinforced Plastic | Pressure |  | 1996-03-01 |  | 1996-03-01
4220069 | 4B | 1996-03-01 | Currently In Use | Gas | 12000 | STIP-3 | Fiberglass Reinforced Plastic | Pressure |  | 1996-03-01 |  | 1996-09-01
4220070 | 1 | 1991-07-01 | Removed From Ground | Gas | 1000 | Bare Steel | Galvanized Steel | Not Marked
4220070 | 2 | 1991-07-01 | Removed From Ground | Diesel | 1000 | Bare Steel | Galvanized Steel | Not Marked
4220070 | 3 | 1991-07-01 | Removed From Ground | Used Oil | 550 | Cathodically Protected Steel | Galvanized Steel | Not Marked | Y |  | Y
4220070 | 4 | 1998-09-01 | Removed From Ground | Gas | 2000 | Cathodically Protected Steel | Galvanized Steel | Suction: Valve At The Tank |  | 1991-07-01 |  | 1991-07-01
4220070 | 5 | 1998-09-01 | Removed From Ground | Used Oil | 550 | Cathodically Protected Steel | Galvanized Steel | Not Marked | Y |  | Y
4220071 | 1 |  | Removed From Ground Date Unknown | Diesel | 10000 | Bare Steel | Galvanized Steel | Not Marked
4220071 | 2 |  | Removed From Ground Date Unknown | Diesel | 4000 | Bare Steel | Galvanized Steel | Not Marked
4220071 | 3 |  | Removed From Ground Date Unknown | Diesel | 3000 | Bare Steel | Galvanized Steel | Not Marked
4220071 | 4 |  | Removed From Ground Date Unknown | Gas | 2000 | Bare Steel | Galvanized Steel | Not Marked
4220071 | 5 | 2003-12-12 | Removed From Ground | Diesel | 10000 | Steel-Galvanic | Cathodically Protected | Suction: Valve At The Tank |  | 1998-04-01 |  | 1998-04-01
4220073 | 1 |  | Permanently Out Of Use | Diesel | 5000 | Bare Steel | Galvanized Steel | Not Marked
4220073 | 2 |  | Permanently Out Of Use | Gas | 5000 | Bare Steel | Galvanized Steel | Not Marked
4220075 | 1 | 1991-02-12 | Removed From Ground | Gas | 10000 | Cathodically Protected Steel | Galvanized Steel | Not Marked
4220075 | 2 | 1991-02-12 | Removed From Ground | Gas | 10000 | Cathodically Protected Steel | Galvanized Steel | Not Marked
4220075 | 3 | 1991-02-12 | Removed From Ground | Gas | 5000 | Cathodically Protected Steel | Galvanized Steel | Not Marked
4220075 | 4 | 1991-02-12 | Removed From Ground | Used Oil | 550 | Cathodically Protected Steel | Galvanized Steel | Not Marked | Y |  | Y
4220076 | 1 | 1978-04-16 | Currently In Use | Gas | 6000 | Steel-Impressed Current | Impressed Current | Pressure |  | 1997-10-07 12:00 | Y | 1997-10-07 12:00
4220076 | 2 | 1978-04-16 | Currently In Use | Gas | 2000 | Steel-Impressed Current | Impressed Current | Pressure |  | 1997-10-07 12:00 | Y | 1997-10-07 12:00
4220076 | 3 | 1978-04-16 | Currently In Use | Gas | 2000 | Steel-Impressed Current | Impressed Current | Pressure |  | 1997-10-07 12:00 | Y | 1997-10-07 12:00
4220077 | 1 | 1993-02-02 | Removed From Ground | Gas | 2000 | Bare Steel | Galvanized Steel | Suction: No Valve At The Tank
4220077 | 2 | 1993-02-02 | Removed From Ground | Diesel | 265 | Bare Steel | Galvanized Steel | Suction: No Valve At The Tank
4220077 | 209988 | 2006-01-26 | Removed From Ground | Diesel | 1000 | Steel-Galvanic | Cathodically Protected | Suction: No Valve At The Tank |  | 1993-02-03 |  | 1993-02-03
4220077 | 209989 | 2006-01-26 | Removed From Ground | Gas | 1000 | Steel-Galvanic | Cathodically Protected | Suction: No Valve At The Tank |  | 1993-02-03 |  | 1993-02-03
4220078 | 1 | 1998-08-14 | Removed From Ground | Gas | 3000 | Bare Steel | Galvanized Steel | Suction: No Valve At The Tank
4220078 | 2 | 1998-08-14 | Removed From Ground | Diesel | 3000 | Bare Steel | Galvanized Steel | Suction: No Valve At The Tank
4220079 | 1 | 1988-12-14 | Removed From Ground | Gas | 1000 | Bare Steel | Galvanized Steel | Not Marked
4220081 | 1 | 1991-06-05 | Removed From Ground | Gas | 560 | Bare Steel | Galvanized Steel | Suction: Valve At The Tank
4220081 | 2 | 1991-06-05 | Removed From Ground | Gas | 560 | Bare Steel | Galvanized Steel | Suction: Valve At The Tank
4220081 | 3 | 1991-06-05 | Removed From Ground | Gas | 5000 | Bare Steel | Galvanized Steel | Suction: Valve At The Tank
4220081 | 4 | 1991-06-05 | Removed From Ground | Gas | 5000 | Bare Steel | Galvanized Steel | Suction: Valve At The Tank
4220082 | 1 | 1991-05-06 | Removed From Ground | Gas | 1060 | Bare Steel | Galvanized Steel | Suction: Valve At The Tank
4220082 | 2 | 1991-05-06 | Removed From Ground | Gas | 1060 | Bare Steel | Galvanized Steel | Suction: Valve At The Tank
4220083 | 1 | 1984-01-01 | Removed From Ground | Gas | 1060 | Bare Steel | Galvanized Steel | Not Marked
4220084 | 1 | 1995-12-01 | Removed From Ground | Diesel | 3000 | Bare Steel | Galvanized Steel | Pressure
4220084 | 2 | 1995-12-01 | Removed From Ground | Gas | 6000 | Bare Steel | Galvanized Steel | Pressure
4220084 | 3 | 1995-12-01 | Removed From Ground | Gas | 6000 | Bare Steel | Galvanized Steel | Pressure
4220084 | 4 | 1995-12-01 | Removed From Ground | Gas | 5000 | Bare Steel | Galvanized Steel | Pressure
4220084 | 5 | 1995-12-18 | Currently In Use | Gas | 10000 | Composite | Double Walled | Pressure |  | 1995-12-01 |  | 1995-12-01
4220084 | 6 | 1995-12-18 | Currently In Use | Gas | 10000 | Composite | Double Walled | Pressure |  | 1995-12-01 |  | 1995-12-01
4220084 | 7 | 1995-12-18 | Currently In Use | Diesel | 4000 | Composite | Double Walled | Suction: Valve At The Tank |  | 1995-12-01 |  | 1995-12-01
4220085 | 1 | 1992-10-27 | Removed From Ground | Gas | 3000 | Bare Steel | Galvanized Steel | Suction: Valve At The Tank
4220085 | 2 | 1992-10-27 | Removed From Ground | Gas | 3000 | Bare Steel | Galvanized Steel | Suction: Valve At The Tank
4220085 | 3 | 1992-10-27 | Removed From Ground | Gas | 3000 | Bare Steel | Galvanized Steel | Suction: Valve At The Tank
4220085 | 4 | 1992-10-27 | Removed From Ground | Diesel | 1000 | Bare Steel | Galvanized Steel | Suction: Valve At The Tank
4220086 | 1 | 1998-11-12 | Removed From Ground | Gas | 3000 | Bare Steel | Galvanized Steel | Suction: Valve At The Tank
4220086 | 2 | 1998-11-12 | Removed From Ground | Gas | 3000 | Bare Steel | Galvanized Steel | Suction: Valve At The Tank
4220086 | 3 | 1998-11-12 | Removed From Ground | Gas | 3000 | Bare Steel | Galvanized Steel | Suction: Valve At The Tank
4220086 | 4 | 1998-11-12 | Removed From Ground | Diesel | 1000 | Bare Steel | Galvanized Steel | Suction: Valve At The Tank
4220086 | 5 | 1998-11-15 | Currently In Use | Gas | 4000 | Fiberglass | Fiberglass Reinforced Plastic | Pressure |  | 1998-11-15 |  | 1998-11-15
4220086 | 6 | 1998-11-15 | Currently In Use | Gas | 4000 | Fiberglass | Fiberglass Reinforced Plastic | Pressure |  | 1998-11-15 |  | 1998-11-15
4220086 | 7 | 1998-11-15 | Currently In Use | Diesel | 3000 | Fiberglass | Fiberglass Reinforced Plastic | Pressure |  | 1998-11-15 |  | 1998-11-15
4220086 | 8 | 1998-11-15 | Currently In Use | Gas | 2000 | Fiberglass | Fiberglass Reinforced Plastic | Pressure |  | 1998-11-15 |  | 1998-11-15
4220087 | 1 | 1994-02-17 | Removed From Ground | Gas | 550 | Bare Steel | Galvanized Steel | Suction: Valve At The Tank
4220087 | 2 | 1992-02-17 | Removed From Ground | Gas | 1000 | Bare Steel | Galvanized Steel | Suction: Valve At The Tank
4220087 | 3 | 1992-02-17 | Removed From Ground | Gas | 1000 | Bare Steel | Galvanized Steel | Suction: Valve At The Tank
4220088 | 1 | 1991-10-14 | Removed From Ground | Gas | 3000 | Bare Steel | Galvanized Steel | Suction: Valve At The Tank
4220088 | 2 | 1991-10-14 | Removed From Ground | Gas | 6000 | Bare Steel | Galvanized Steel | Suction: Valve At The Tank
4220088 | 3 | 1991-10-14 | Removed From Ground | Gas | 6000 | Bare Steel | Galvanized Steel | Suction: Valve At The Tank
4220088 | 4 | 1991-07-08 | Removed From Ground | Diesel | 2000 | Bare Steel | Galvanized Steel | Suction: Valve At The Tank
4220088 | 5 | 1991-07-08 | Removed From Ground | Used Oil | 560 | Bare Steel | Galvanized Steel | Suction: Valve At The Tank | Y |  | Y
4220089 | 1 | 1993-06-15 | Removed From Ground | Other | 2000 | Bare Steel | Galvanized Steel | Suction: No Valve At The Tank
4220090 | 1 | 1989-12-01 | Removed From Ground | Gas | 550 | Bare Steel | Galvanized Steel | Not Marked
4220090 | 2 | 1989-12-01 | Removed From Ground | Diesel | 500 | Bare Steel | Galvanized Steel | Not Marked
4220090 | 3 | 1989-12-01 | Removed From Ground | Diesel | 2000 | Bare Steel | Galvanized Steel | Not Marked
4220090 | 4 | 1989-12-01 | Removed From Ground | Diesel | 5900 | Bare Steel | Galvanized Steel | Not Marked
4220090 | 5 | 1990-01-01 | Removed From Ground | Used Oil | 500 | Bare Steel | Galvanized Steel | Not Marked | Y |  | Y
4220093 | 1 | 1981-04-04 | Currently In Use | Gas | 4000 | Steel-Impressed Current | Fiberglass Reinforced Plastic | Pressure |  | 1998-06-01 |  | 1998-06-01
4220093 | 2 | 1981-04-04 | Currently In Use | Gas | 4000 | Steel-Impressed Current | Fiberglass Reinforced Plastic | Pressure |  | 1998-06-01 |  | 1998-06-01
4220093 | 3 | 1976-04-04 | Currently In Use | Diesel | 1000 | Steel-Impressed Current | Fiberglass Reinforced Plastic | Suction: No Valve At The Tank |  | 1998-06-01 |  | 1998-06-01
4220093 | 4 | 1998-06-01 | Removed From Ground | Gas | 1000 | Bare Steel | Galvanized Steel | Suction: Valve At The Tank
4220093 | 5 | 1998-06-01 | Removed From Ground | Gas | 1000 | Bare Steel | Galvanized Steel | Suction: Valve At The Tank
4220093 | 6 | 1999-11-01 | Currently In Use | Gas | 4000 | Composite | Fiberglass Reinforced Plastic | Pressure |  | 1999-11-01 |  | 1999-11-01
4220097 | 1 | 1991-12-23 | Removed From Ground | Diesel | 14000 | Bare Steel | Unknown | Pressure
4220097 | 2 | 1989-06-01 | Closed In Ground | Other | 6000 | Concrete | Not Marked | Not Marked
4220098 | 1 | 1998-08-04 | Removed From Ground | Gas | 8000 | Steel-Impressed Current | Cathodically Protected | Pressure |  | 1993-06-30 |  | 1993-06-30
4220098 | 2 | 1998-08-04 | Removed From Ground | Diesel | 8000 | Cathodically Protected Steel | Cathodically Protected | Pressure |  | 1993-06-30 |  | 1993-06-30
4220098 | 3 | 1998-08-04 | Removed From Ground | Diesel | 8000 | Cathodically Protected Steel | Cathodically Protected | Pressure |  | 1993-06-30 |  | 1993-06-30
4220098 | 4 | 1998-08-04 | Removed From Ground | Other | 3000 | Cathodically Protected Steel | Cathodically Protected | Suction: Valve At The Tank |  | 1993-06-30 |  | 1993-06-30
4220100 | 1 | 1976-03-31 | Currently In Use | Gas | 8000 | Steel-Impressed Current | Fiberglass Reinforced Plastic | Pressure |  | 1996-04-01 |  | 1996-04-01
4220100 | 2 | 1976-03-31 | Currently In Use | Gas | 4000 | Steel-Impressed Current | Fiberglass Reinforced Plastic | Pressure |  | 1996-04-01 |  | 1996-04-01
4220100 | 3 | 1976-03-31 | Currently In Use | Gas | 4000 | Steel-Impressed Current | Fiberglass Reinforced Plastic | Pressure |  | 1996-04-01 |  | 1996-04-01
4220101 | 61201 |  | Removed From Ground Date Unknown | Gas | 1000 | Bare Steel | Galvanized Steel | Suction: No Valve At The Tank
4220101 | 612G1 | 2003-11-10 | Removed From Ground | Gas | 1000 | Bare Steel | Galvanized Steel | Not Marked
4220101 | 612G1 |  | Temporarily Out Of Use | Gas | 1000 | Bare Steel | Galvanized Steel | Not Marked
4220102 | 4220102 | 2008-10-16 | Removed From Ground | Diesel | 4000 | Cathodically Protected Steel | Galvanized Steel | Suction: No Valve At The Tank |  | 1998-02-11 |  | 1998-02-11
4220103 | 1 | 1997-11-12 | Removed From Ground | Gas | 10000 | Bare Steel | Galvanized Steel | Suction: No Valve At The Tank
4220103 | 2 | 1997-12-19 | Currently In Use | Gas | 15000 | Fiberglass | Double Walled Flex | Pressure |  | 1997-12-19 |  | 1997-12-19
4220103 | 3 | 1997-12-19 | Currently In Use | Diesel | 10000 | Fiberglass | Double Walled Flex | Pressure |  | 1997-12-19 |  | 1997-12-19
4220106 | 1 | 1979-10-01 | Removed From Ground | Empty | 4000 | Bare Steel | Galvanized Steel | Not Marked
4220106 | 2 | 1987-06-01 | Removed From Ground | Other | 1000 | Bare Steel | Galvanized Steel | Not Marked
4220106 | 3 | 1987-06-01 | Removed From Ground | Other | 500 | Bare Steel | Galvanized Steel | Not Marked
4220106 | 4 |  | Permanently Out Of Use | Other | 4000 | Bare Steel | Galvanized Steel | Not Marked
4220106 | 5 | 1987-06-01 | Removed From Ground | Other | 500 | Bare Steel | Galvanized Steel | Not Marked
4220107 | 1 | 1991-01-01 | Removed From Ground | Gas | 10000 | Bare Steel | Galvanized Steel | Not Marked
4220107 | 2 | 1991-01-01 | Removed From Ground | Diesel | 10000 | Bare Steel | Galvanized Steel | Not Marked
4220107 | 3 | 1997-12-15 | Removed From Ground | Used Oil | 2000 | Bare Steel | Galvanized Steel | Not Marked | Y |  | Y
4220107 | 4 | 1990-11-01 | Currently In Use | Gas | 10000 | Composite | Fiberglass Reinforced Plastic | Suction: No Valve At The Tank |  | 1990-11-01 |  | 1990-11-01
4220107 | 5 | 1990-11-01 | Currently In Use | Diesel | 10000 | Composite | Fiberglass Reinforced Plastic | Suction: No Valve At The Tank |  | 1990-11-01 |  | 1990-11-01
4220108 | 1 | 1996-06-25 | Removed From Ground | Gas | 4000 | Bare Steel | Galvanized Steel | Not Marked
4220108 | 2 | 1996-06-25 | Removed From Ground | Gas | 5000 | Bare Steel | Galvanized Steel | Not Marked
4220108 | 3 | 1996-06-25 | Removed From Ground | Gas | 6000 | Bare Steel | Galvanized Steel | Not Marked
4220108 | 4 | 1996-09-01 | Removed From Ground | Kerosene | 550 | Bare Steel | Galvanized Steel | Not Marked
4220108 | 5A | 2007-12-10 | Currently In Use | Gas |  | Fiberglass | Fiberglass Reinforced Plastic | Pressure |  | 1996-06-01 |  | 1996-06-01
4220108 | 5B | 2007-12-10 | Currently In Use | Gas |  | Fiberglass | Fiberglass Reinforced Plastic | Pressure |  | 1996-06-01 |  | 1996-06-01
4220110 | 1 | 1989-07-01 | Removed From Ground | Gas | 1000 | Bare Steel | Galvanized Steel | Not Marked
4220110 | 2 | 1989-07-01 | Removed From Ground | Diesel | 1000 | Bare Steel | Galvanized Steel | Not Marked
4220112 | 028-01 | 1993-03-01 | Removed From Ground | Gas | 1000 | Bare Steel | Galvanized Steel | Suction: No Valve At The Tank
4220112 | 028-02 | 1992-03-24 | Removed From Ground | Diesel | 10000 | Bare Steel | Galvanized Steel | Suction: No Valve At The Tank
4220112 | 028-03 | 1992-03-24 | Removed From Ground | Diesel | 10000 | Bare Steel | Galvanized Steel | Suction: No Valve At The Tank
4220112 | 028-04 | 1993-03-01 | Removed From Ground | Other | 1500 | Bare Steel | Galvanized Steel | Suction: No Valve At The Tank
4220112 | 028-05 | 1993-03-01 | Removed From Ground | Other | 1500 | Bare Steel | Galvanized Steel | Suction: No Valve At The Tank
4220114 | 1 | 1997-10-01 | Removed From Ground | Gas | 3000 | Bare Steel | Galvanized Steel | Suction: Valve At The Tank
4220114 | 2 | 1997-10-01 | Removed From Ground | Gas | 3000 | Bare Steel | Galvanized Steel | Suction: Valve At The Tank
4220114 | 3 | 1997-10-01 | Removed From Ground | Gas | 3000 | Bare Steel | Galvanized Steel | Suction: Valve At The Tank
4220114 | 4 | 1997-10-01 | Removed From Ground | Gas | 4000 | Bare Steel | Galvanized Steel | Suction: Valve At The Tank
4220114 | 5 | 1997-10-01 | Removed From Ground | Diesel | 1000 | Bare Steel | Galvanized Steel | Suction: Valve At The Tank
4220114 | 6 | 1997-09-08 | Currently In Use | Gas | 10000 | Fiberglass | Fiberglass Reinforced Plastic | Pressure |  | 1997-09-08 12:00 |  | 1997-09-08 12:00
4220114 | 7 | 1997-09-08 | Currently In Use | Gas | 8000 | Fiberglass | Fiberglass Reinforced Plastic | Pressure |  | 1997-09-08 12:00 |  | 1997-09-08 12:00
4220114 | 8A | 1997-09-08 | Currently In Use | Diesel | 4000 | Fiberglass | Fiberglass Reinforced Plastic | Pressure |  | 1997-09-08 12:00 |  | 1997-09-08 12:00
4220114 | 8B | 1997-09-08 | Currently In Use | Diesel | 4000 | Fiberglass | Fiberglass Reinforced Plastic | Suction: No Valve At The Tank |  | 1997-09-08 12:00 |  | 1997-09-08 12:00
4220116 | 1 | 1998-09-01 | Removed From Ground | Gas | 4000 | Bare Steel | Galvanized Steel | Suction: No Valve At The Tank
4220117 | 1 | 1998-12-01 | Removed From Ground | Gas | 10000 | Bare Steel | Galvanized Steel | Suction: Valve At The Tank
4220117 | 2 | 1998-12-01 | Removed From Ground | Other | 10000 | Bare Steel | Galvanized Steel | Suction: Valve At The Tank
4220117 | 3 | 1998-12-01 | Removed From Ground | Gas | 10000 | Bare Steel | Galvanized Steel | Not Marked
4220117 | 4 | 1999-11-01 | Currently In Use | Aviation Gas/AV Gas | 12000 | Composite Double Walled | Aboveground Piping |  | N | 1999-11-01 | N | 1999-11-01
4220117 | 5 | 1999-11-01 | Currently In Use | Aviation Gas/AV Gas | 12000 | Composite Double Walled | Aboveground Piping |  | N | 1999-11-01 | N | 1999-11-01
4220118 | 1 | 1991-07-22 | Removed From Ground | Diesel | 4000 | Bare Steel | Galvanized Steel | Not Marked
4220118 | 2 | 1991-07-22 | Removed From Ground | Diesel | 8000 | Bare Steel | Galvanized Steel | Not Marked
4220118 | 3 | 1991-07-22 | Removed From Ground | Gas | 4000 | Bare Steel | Galvanized Steel | Not Marked
4220119 | 001 | 1974-01-01 | Removed From Ground | Gas | 500 | Marked Unknown | Bare Steel | Not Marked
4220121 | 1 | 1999-04-01 | Removed From Ground | Gas | 1000 | Bare Steel | Galvanized Steel | Not Marked
4220121 | 2 | 1999-04-01 | Removed From Ground | Gas | 1000 | Bare Steel | Galvanized Steel | Not Marked
4220121 | 3 | 1999-04-01 | Removed From Ground | Gas | 1000 | Bare Steel | Galvanized Steel | Not Marked
4220121 | 4 | 1999-04-01 | Removed From Ground | Gas | 1000 | Bare Steel | Galvanized Steel | Not Marked
4220121 | 5 | 1999-04-01 | Removed From Ground | Gas | 1000 | Bare Steel | Galvanized Steel | Not Marked
4220121 | 6 | 1999-04-01 | Removed From Ground | Diesel | 1000 | Bare Steel | Galvanized Steel | Not Marked
4220121 | 7 | 1999-04-01 | Removed From Ground | Used Oil | 1000 | Bare Steel | Galvanized Steel | Not Marked | Y |  | Y
4220121 | 8A | 2003-03-14 | Currently In Use | Gas | 8000 | Epoxy | Fiberglass Reinforced Plastic | Pressure | N | 2003-03-14 | N | 2003-03-14
4220121 | 8B | 2003-03-14 | Currently In Use | Gas | 4000 | Epoxy | Fiberglass Reinforced Plastic | Pressure | N | 2003-03-14 | N | 2003-03-14
4220122 | 1 | 1990-06-28 | Removed From Ground | Gas | 550 | Bare Steel | Galvanized Steel | Not Marked
4220122 | 2 | 2000-08-03 | Removed From Ground | Diesel | 3000 | Bare Steel | Galvanized Steel | Suction: No Valve At The Tank
4220122 | 4 | 2000-08-03 | Removed From Ground | Diesel | 3000 | Bare Steel | Galvanized Steel | Suction: No Valve At The Tank
4220122 | 5 | 2000-01-01 | Removed From Ground | Gas | 1250 | Cathodically Protected Steel | Fiberglass Reinforced Plastic | Suction: Valve At The Tank
4220123 | 1 | 1981-01-01 | Currently In Use | Gas | 5000 | Steel-Impressed Current | Impressed Current | Pressure |  | 1998-12-17 |  | 1998-12-17
4220123 | 2 | 1981-01-01 | Currently In Use | Gas | 5000 | Steel-Impressed Current | Impressed Current | Pressure |  | 1998-12-17 |  | 1998-12-17
4220123 | 3 | 1981-01-01 | Currently In Use | Gas | 5000 | Steel-Impressed Current | Impressed Current | Pressure |  | 1998-12-17 |  | 1998-12-17
4220124 | 1 | 1983-04-24 | Currently In Use | Gas | 10000 | Cathodically Protected Steel | Cathodically Protected | Suction: Valve At The Tank |  | 1996-10-31 |  | 1996-10-31
4220124 | 2 | 1970-04-23 | Currently In Use | Gas | 2000 | Cathodically Protected Steel | Cathodically Protected | Suction: Valve At The Tank |  | 1996-10-31 |  | 1996-10-31
4220124 | 3 | 1970-04-23 | Currently In Use | Gas | 2000 | Cathodically Protected Steel | Cathodically Protected | Suction: Valve At The Tank |  | 1996-10-31 |  | 1996-10-31
4220124 | 4 | 1970-04-23 | Currently In Use | Gas | 2000 | Composite | Cathodically Protected | Suction: Valve At The Tank |  | 1996-10-31 |  | 1996-10-31
4220125 | 1 | 2015-04-29 | Temporarily Out Of Use | Gas | 10000 | Steel-Impressed Current | Impressed Current | Suction: No Valve At The Tank |  | 1998-08-12 |  | 1998-08-12
4220125 | 2 | 2015-04-29 | Temporarily Out Of Use | Gas | 8000 | Steel-Impressed Current | Impressed Current | Suction: No Valve At The Tank | N | 1998-08-12 | N | 1998-08-12
4220125 | 3 | 2015-04-29 | Temporarily Out Of Use | Gas | 8000 | Steel-Impressed Current | Impressed Current | Suction: No Valve At The Tank | N | 1998-08-12 | N | 1998-08-12
4220128 | 1 | 1976-04-29 | Currently In Use | Gas | 8000 | Steel-Impressed Current | Cathodically Protected | Pressure |  | 1997-09-18 12:00 |  | 1997-09-18 12:00
4220128 | 2 | 1976-04-29 | Currently In Use | Gas | 8000 | Steel-Impressed Current | Cathodically Protected | Pressure |  | 1997-09-18 12:00 |  | 1997-09-18 12:00
4220128 | 3 | 1976-04-29 | Currently In Use | Gas | 8000 | Steel-Impressed Current | Cathodically Protected | Pressure |  | 1997-09-18 12:00 |  | 1997-09-18 12:00
4220128 | 4 | 1976-04-29 | Currently In Use | Diesel | 4000 | Steel-Impressed Current | Cathodically Protected | Suction: No Valve At The Tank |  | 1997-09-18 12:00 |  | 1997-09-18 12:00
4220129 | 1 | 1982-04-29 | Currently In Use | Gas | 10000 | Steel-Impressed Current | Impressed Current | Pressure |  | 1997-10-01 12:00 |  | 1997-10-01 12:00
4220129 | 2 | 1982-04-29 | Currently In Use | Gas | 8000 | Steel-Impressed Current | Impressed Current | Pressure |  | 1997-10-01 12:00 |  | 1997-10-01 12:00
4220129 | 3 | 1982-04-29 | Currently In Use | Gas | 8000 | Steel-Impressed Current | Impressed Current | Pressure |  | 1997-10-01 12:00 |  | 1997-10-01 12:00
4220131 | 1 | 1990-09-01 | Currently In Use | Diesel | 10000 | Fiberglass | Fiberglass Reinforced Plastic | Suction: Valve At The Tank |  | 1991-09-01 |  | 1991-09-01
4220131 | 2 | 1991-09-01 | Currently In Use | Gas | 6000 | Fiberglass | Fiberglass Reinforced Plastic | Suction: Valve At The Tank |  | 1991-09-01 |  | 1991-09-01
4220131 | 3 | 1991-01-01 | Removed From Ground | Diesel | 4000 | Bare Steel | Galvanized Steel | Not Marked
4220131 | 4 | 1991-01-01 | Removed From Ground | Diesel | 8000 | Not Marked/Unknown | Not Marked | Not Marked
4220131 | 5 | 1991-01-01 | Removed From Ground | Diesel | 6000 | Not Marked/Unknown | Not Marked | Not Marked
4220131 | 6 | 1999-12-20 | Currently In Use | Diesel | 10000 | Fiberglass | Fiberglass Reinforced Plastic | Pressure | N | 1999-12-20 | N | 1999-12-20
4220132 | 1 |  | Removed From Ground Date Unknown | Gas | 2000 | Bare Steel | Galvanized Steel | Not Marked
4220134 | 1 | 1999-02-01 | Removed From Ground | Gas | 2000 | Bare Steel | Galvanized Steel | Suction: Valve At The Tank
4220134 | 2 | 1999-02-01 | Removed From Ground | Gas | 2000 | Bare Steel | Galvanized Steel | Suction: Valve At The Tank
4220134 | 3 | 1999-02-01 | Removed From Ground | Gas | 2000 | Bare Steel | Galvanized Steel | Suction: Valve At The Tank
4220134 | 4A | 1999-02-01 | Currently In Use | Gas | 10000 | Composite | Fiberglass Reinforced Plastic | Pressure |  | 1999-02-01 |  | 1999-02-01
4220134 | 4B | 1999-02-01 | Currently In Use | Gas | 5000 | Composite | Fiberglass Reinforced Plastic | Pressure |  | 1999-02-01 |  | 1999-02-01
4220135 | 1 | 1982-01-01 | Currently In Use | Gas | 6000 | Steel-Impressed Current | Fiberglass Reinforced Plastic | Suction: No Valve At The Tank |  | 1992-01-01 |  | 1992-01-01
4220135 | 2 | 1982-01-01 | Currently In Use | Gas | 6000 | Steel-Impressed Current | Fiberglass Reinforced Plastic | Suction: No Valve At The Tank |  | 1992-01-01 |  | 1992-01-01
4220135 | 3 | 1982-01-01 | Currently In Use | Gas | 6000 | Steel-Impressed Current | Fiberglass Reinforced Plastic | Suction: No Valve At The Tank |  | 1992-01-01 |  | 1992-01-01
4220136 | 1 | 2011-12-14 | Temporarily Out Of Use | Gas | 4000 | Steel-Impressed Current | Cathodically Protected | Pressure |  | 1996-05-08 |  | 1996-05-08
4220136 | 2 | 1982-04-08 | Currently In Use | Gas | 4000 | Steel-Impressed Current | Cathodically Protected | Pressure |  | 1996-05-08 |  | 1996-05-08
4220136 | 3 | 2011-12-14 | Temporarily Out Of Use | Gas | 4000 | Steel-Impressed Current | Cathodically Protected | Pressure |  | 1996-05-08 |  | 1996-05-08
4220136 | 4 | 1999-03-08 | Temporarily Out Of Use | Empty | 4000 | Cathodically Protected Steel | Cathodically Protected | Suction: Valve At The Tank |  | 1996-05-08 |  | 1996-05-08
4220137 | 1 | 1995-10-15 | Removed From Ground | Gas | 3000 | Bare Steel | Galvanized Steel | Suction: Valve At The Tank
4220137 | 2 | 1995-10-15 | Removed From Ground | Gas | 3000 | Bare Steel | Galvanized Steel | Suction: Valve At The Tank
4220137 | 3 | 1995-10-15 | Removed From Ground | Gas | 3000 | Bare Steel | Galvanized Steel | Not Marked
4220137 | 4 | 1995-10-30 | Currently In Use | Gas | 10000 | Composite | Double Walled | Pressure |  | 1995-11-05 |  | 1995-11-05
4220137 | 5 | 1995-10-30 | Currently In Use | Gas | 8000 | Composite | Double Walled | Pressure |  | 1995-11-05 |  | 1995-11-05
4220137 | 6 | 1995-10-30 | Currently In Use | Diesel | 8000 | Composite | Double Walled | Pressure |  | 1995-11-05 |  | 1995-11-05
4220138 | 1 | 1994-09-20 | Removed From Ground | Gas | 2000 | Bare Steel | Galvanized Steel | Suction: Valve At The Tank
4220138 | 2 | 1994-09-20 | Removed From Ground | Gas | 2000 | Bare Steel | Galvanized Steel | Suction: Valve At The Tank
4220138 | 3 | 1994-09-20 | Removed From Ground | Gas | 2000 | Bare Steel | Galvanized Steel | Suction: Valve At The Tank
4220138 | 4 | 1994-08-01 | Currently In Use | Gas | 12000 | STIP-3 | Fiberglass Reinforced Plastic | Pressure |  | 1994-08-01 |  | 1994-08-01
4220138 | 5 | 1994-08-01 | Currently In Use | Gas | 8000 | STIP-3 | Fiberglass Reinforced Plastic | Pressure |  | 1994-08-01 |  | 1994-08-01
4220138 | 6 | 1994-08-01 | Currently In Use | Diesel | 5000 | STIP-3 | Fiberglass Reinforced Plastic | Pressure |  | 1994-08-01 |  | 1994-08-01
4220138 | 7 | 1994-08-01 | Currently In Use | Kerosene | 1000 | STIP-3 | Fiberglass Reinforced Plastic | Pressure |  | 1994-08-01 |  | 1994-08-01
4220141 | 1 | 1979-04-09 | Currently In Use | Gas | 8000 | Steel-Galvanic | Fiberglass Reinforced Plastic | Pressure |  | 1996-09-01 |  | 1996-09-01
4220141 | 2 | 1979-04-09 | Currently In Use | Gas | 8000 | Steel-Galvanic | Fiberglass Reinforced Plastic | Pressure |  | 1996-09-01 |  | 1996-09-01
4220141 | 3 | 1979-04-09 | Currently In Use | Gas | 8000 | Steel-Galvanic | Fiberglass Reinforced Plastic | Pressure |  | 1996-09-01 |  | 1996-09-01
4220146 | 1 | 1999-04-29 | Removed From Ground | Gas | 4000 | Bare Steel | Galvanized Steel | Suction: Valve At The Tank
4220146 | 2 | 1999-04-29 | Removed From Ground | Gas | 4000 | Bare Steel | Galvanized Steel | Suction: Valve At The Tank
4220146 | 3 | 1999-04-29 | Removed From Ground | Gas | 4000 | Bare Steel | Galvanized Steel | Suction: Valve At The Tank
4220146 | 4 | 2000-01-01 | Currently In Use | Gas | 10000 | Fiberglass | Fiberglass Reinforced Plastic | Pressure |  | 2000-01-01 |  | 2000-01-01
4220146 | 5 | 2000-01-01 | Currently In Use | Gas | 8000 | Fiberglass | Fiberglass Reinforced Plastic | Pressure |  | 2000-01-01 |  | 2000-01-01
4220146 | 6 | 2000-01-01 | Currently In Use | Diesel | 5000 | Fiberglass | Fiberglass Reinforced Plastic | Pressure |  | 2000-01-01 |  | 2000-01-01
4220147 | 1 | 1978-04-08 | Currently In Use | Gas | 3000 | Steel-Impressed Current | Cathodically Protected | Suction: Valve At The Tank |  | 1998-12-21 |  | 1998-12-21
4220147 | 2 | 1978-04-08 | Currently In Use | Gas | 6000 | Steel-Impressed Current | Cathodically Protected | Suction: Valve At The Tank |  | 1998-12-21 |  | 1998-12-21
4220147 | 3 | 1978-04-08 | Currently In Use | Gas | 6000 | Steel-Impressed Current | Cathodically Protected | Suction: Valve At The Tank |  | 1998-12-21 |  | 1998-12-21
4220147 | 4 | 1985-04-08 | Currently In Use | Diesel | 3000 | Steel-Impressed Current | Cathodically Protected | Suction: Valve At The Tank |  | 1998-12-21 |  | 1998-12-21
4220147 | 5 | 1999-12-28 | Removed From Ground | Kerosene | 500 | Bare Steel | Galvanized Steel | Suction: Valve At The Tank
4220148 | 1 | 1988-09-01 | Currently In Use | Gas | 6000 | STIP-3 | Fiberglass Reinforced Plastic | Pressure |  | 1988-09-01 |  | 1988-09-01
4220148 | 2 | 1988-09-01 | Currently In Use | Gas | 6000 | STIP-3 | Fiberglass Reinforced Plastic | Pressure |  | 1988-09-01 |  | 1988-09-01
4220148 | 3 | 1988-09-01 | Currently In Use | Gas | 6000 | STIP-3 | Fiberglass Reinforced Plastic | Pressure |  | 1988-09-01 |  | 1988-09-01
4220148 | 4 | 1996-07-02 | Removed From Ground | Diesel | 1000 | Bare Steel | Galvanized Steel | Suction: Valve At The Tank
4220148 | 5 | 1996-07-02 | Currently In Use | Diesel | 3000 | STIP-3 | Fiberglass Reinforced Plastic | Pressure |  | 1996-07-02 |  | 1996-07-02
4220151 | 1 | 1999-01-07 | Removed From Ground | Gas | 4000 | Bare Steel | Galvanized Steel | Pressure
4220151 | 1 |  | Permanently Out Of Use | Gas | 4000 | Bare Steel | Galvanized Steel | Pressure
4220151 | 2 | 1999-01-07 | Removed From Ground | Gas | 4000 | Bare Steel | Galvanized Steel | Suction: Valve At The Tank
4220151 | 2 |  | Permanently Out Of Use | Gas | 4000 | Bare Steel | Galvanized Steel | Suction: Valve At The Tank
4220151 | 3 | 1999-01-07 | Removed From Ground | Gas | 4000 | Bare Steel | Galvanized Steel | Suction: Valve At The Tank
4220151 | 3 |  | Permanently Out Of Use | Gas | 4000 | Bare Steel | Galvanized Steel | Suction: Valve At The Tank
4220151 | 4 | 1999-01-07 | Removed From Ground | Gas | 4000 | Bare Steel | Galvanized Steel | Suction: Valve At The Tank
4220151 | 4 |  | Permanently Out Of Use | Gas | 4000 | Bare Steel | Galvanized Steel | Suction: Valve At The Tank
4220151 | 5 | 1999-01-07 | Removed From Ground | Diesel | 2000 | Bare Steel | Galvanized Steel | Suction: Valve At The Tank
4220151 | 5 |  | Permanently Out Of Use | Diesel | 2000 | Bare Steel | Galvanized Steel | Suction: Valve At The Tank
4220151 | 6 | 1999-01-20 | Currently In Use | Gas | 12000 | Fiberglass | Fiberglass/Double Walled | Pressure |  | 1999-01-30 |  | 1999-01-30
4220151 | 7 | 1999-01-20 | Currently In Use | Gas | 10000 | Fiberglass | Fiberglass/Double Walled | Pressure |  | 1999-01-30 |  | 1999-01-30
4220151 | 8 | 1999-01-20 | Currently In Use | Diesel | 6000 | Fiberglass | Fiberglass/Double Walled | Pressure |  | 1999-01-30 |  | 1999-01-30
4220152 | 1 | 1998-10-01 | Removed From Ground | Gas | 6000 | Bare Steel | Galvanized Steel | Suction: Valve At The Tank
4220152 | 2 | 1998-10-01 | Removed From Ground | Gas | 3000 | Bare Steel | Galvanized Steel | Suction: Valve At The Tank
4220152 | 3 | 1998-10-01 | Removed From Ground | Gas | 3000 | Bare Steel | Galvanized Steel | Suction: Valve At The Tank
4220152 | 4 | 1998-10-01 | Removed From Ground | Diesel | 1000 | Bare Steel | Galvanized Steel | Suction: Valve At The Tank
4220152 | 5 | 1998-10-01 | Removed From Ground | Diesel | 1000 | Bare Steel | Galvanized Steel | Suction: Valve At The Tank
4220152 | 6 | 1998-10-01 | Removed From Ground | Diesel | 1000 | Bare Steel | Galvanized Steel | Not Marked
4220153 | 1 | 1992-12-29 | Removed From Ground | Gas | 2000 | Bare Steel | Galvanized Steel | Not Marked
4220153 | 2 | 1992-12-29 | Removed From Ground | Heating Oil | 500 | Bare Steel | Galvanized Steel | Not Marked
4220154 | 1 | 1991-08-01 | Removed From Ground | Gas | 8000 | Bare Steel | Galvanized Steel | Not Marked
4220154 | 2 | 1991-08-01 | Removed From Ground | Diesel | 6000 | Bare Steel | Galvanized Steel | Not Marked
4220154 | 3 | 1991-08-01 | Removed From Ground | Diesel | 10000 | Bare Steel | Galvanized Steel | Not Marked
4220154 | 4 | 1991-08-01 | Removed From Ground | Gas | 4000 | Bare Steel | Galvanized Steel | Not Marked
4220154 | 5 | 1991-08-01 | Removed From Ground | Used Oil | 250 | Bare Steel | Galvanized Steel | Not Marked | Y |  | Y
4220154 | 6 | 1991-08-23 | Currently In Use | Diesel | 12000 | Composite | Fiberglass Reinforced Plastic | Suction: No Valve At The Tank |  | 1991-08-23 |  | 1991-08-23
4220154 | 7 | 1991-08-23 | Currently In Use | Diesel | 12000 | Composite | Fiberglass Reinforced Plastic | Suction: No Valve At The Tank |  | 1991-08-23 |  | 1991-08-23
4220154 | 8 | 1991-08-23 | Currently In Use | Gas | 6000 | Composite | Fiberglass Reinforced Plastic | Suction: No Valve At The Tank |  | 1991-08-23 |  | 1991-08-23
4220155 | 1 | 1994-09-23 | Closed In Ground | Gas | 250 | Bare Steel | Galvanized Steel | Not Marked
4220156 | 1 |  | Currently In Use | Heating Oil | 10000 | Bare Steel | Bare Steel | Not Marked
4220156 | 2 |  | Currently In Use | Heating Oil | 10000 | Bare Steel | Bare Steel | Not Marked
4220157 | 1 | 1989-02-01 | Removed From Ground | Gas | 10000 | Bare Steel | Bare Steel | Not Marked
4220157 | 2 | 1997-06-10 | Closed In Ground | Diesel | 6000 | Fiberglass | Fiberglass Reinforced Plastic | Pressure |  | 1989-02-01 |  | 1989-02-01
4220157 | 3 | 1989-02-01 | Currently In Use | Diesel | 10000 | Fiberglass Double Walled | Fiberglass Reinforced Plastic | Pressure |  | 1989-02-01 |  | 1989-02-01
4220158 | 1 | 1974-11-01 | Closed In Ground | Gas | 1000 | Bare Steel | Bare Steel | Not Marked
4220159 | 1 | 1982-04-17 | Currently In Use | Diesel | 10000 | Fiberglass | Fiberglass/Double Walled | Pressure |  | 1991-07-25 |  | 1991-07-25
4220159 | 2 | 1991-09-13 | Removed From Ground | Used Oil | 500 | Fiberglass | Unknown | Not Marked | Y |  | Y
4220161 | 001 | 1999-01-15 | Removed From Ground | Gas | 560 | Bare Steel | Galvanized Steel | Suction: No Valve At The Tank
4220161 | 002 |  | Removed From Ground Date Unknown | Gas | 560 | Bare Steel | Galvanized Steel | Suction: No Valve At The Tank
4220162 | 1 | 1999-04-10 | Removed From Ground | Gas | 1000 | Bare Steel | Galvanized Steel | Suction: No Valve At The Tank
4220162 | 2 | 1999-04-10 | Removed From Ground | Gas | 1000 | Bare Steel | Galvanized Steel | Suction: No Valve At The Tank
4220162 | 3 | 1999-04-10 | Removed From Ground | Gas | 2000 | Bare Steel | Galvanized Steel | Suction: No Valve At The Tank
4220163 | 1 | 1976-05-06 | Currently In Use | Gas | 4000 | Steel-Impressed Current | Impressed Current | Suction: No Valve At The Tank |  | 1998-12-01 |  | 1998-12-01
4220163 | 2 | 1976-05-06 | Currently In Use | Gas | 4000 | Steel-Impressed Current | Fiberglass/Sec Containment | Suction: No Valve At The Tank |  | 1998-12-01 |  | 1998-12-01
4220163 | 3 | 1976-05-06 | Currently In Use | Gas | 4000 | Steel-Impressed Current | Impressed Current | Suction: No Valve At The Tank |  | 1998-12-01 |  | 1998-12-01
4220164 | 1 | 1998-06-25 | Removed From Ground | Gas | 2000 | Fiberglass | Fiberglass Reinforced Plastic | Pressure |  | 1998-09-22 |  | 1998-09-22
4220164 | 2 | 1998-06-25 | Removed From Ground | Gas | 2000 | Bare Steel | Galvanized Steel | Suction: No Valve At The Tank
4220164 | 3 | 1998-06-25 | Removed From Ground | Gas | 3000 | Bare Steel | Galvanized Steel | Suction: No Valve At The Tank
4220164 | 4A | 2016-03-25 | Currently In Use | Gas | 8000 | Epoxy | Fiberglass Reinforced Plastic | Pressure |  | 1998-09-01 |  | 1998-09-01
4220164 | 4B | 1998-08-30 | Currently In Use | Gas | 4000 | Epoxy | Fiberglass Reinforced Plastic | Pressure |  | 1998-09-01 |  | 1998-09-01
4220165 | 1 | 1998-05-26 | Removed From Ground | Gas | 8000 | Bare Steel | Galvanized Steel | Not Marked
4220165 | 2 | 1998-05-26 | Removed From Ground | Gas | 3008 | Bare Steel | Galvanized Steel | Not Marked
4220165 | 3 | 1998-05-26 | Removed From Ground | Gas | 3008 | Bare Steel | Galvanized Steel | Not Marked
4220165 | 4 | 1998-05-26 | Removed From Ground | Diesel | 3008 | Bare Steel | Galvanized Steel | Not Marked
4220165 | 5 | 1998-06-01 | Currently In Use | Gas | 10000 | Fiberglass | Fiberglass Reinforced Plastic | Pressure |  | 1998-06-08 |  | 1998-06-08
4220165 | 6 | 1998-06-01 | Currently In Use | Gas | 8000 | Fiberglass | Fiberglass Reinforced Plastic | Pressure |  | 1998-06-08 |  | 1998-06-08
4220165 | 7 | 1998-06-01 | Currently In Use | Diesel | 6000 | Fiberglass | Fiberglass Reinforced Plastic | Pressure |  | 1998-06-08 |  | 1998-06-08
4220166 | 1 | 1997-08-26 | Removed From Ground | Gas | 560 | Bare Steel | Galvanized Steel | Suction: No Valve At The Tank
4220166 | 2 | 1997-08-26 | Removed From Ground | Gas | 560 | Bare Steel | Galvanized Steel | Not Marked
4220166 | 3 | 1997-08-26 | Removed From Ground | Gas | 1000 | Bare Steel | Galvanized Steel | Not Marked
4220168 | 1 | 1999-01-15 | Removed From Ground | Gas | 1000 | Bare Steel | Galvanized Steel | Suction: No Valve At The Tank
4220168 | 2 | 1999-01-15 | Removed From Ground | Gas | 1000 | Bare Steel | Galvanized Steel | Suction: No Valve At The Tank
4220168 | 3 | 1999-01-15 | Removed From Ground | Diesel | 1000 | Bare Steel | Galvanized Steel | Suction: No Valve At The Tank
4220168 | 4 | 1999-01-05 | Removed From Ground | Gas | 560 | Bare Steel | Galvanized Steel | Suction: No Valve At The Tank
4220168 | 5 | 2009-10-27 | Temporarily Out Of Use | Gas | 1000 | STIP-3 | Fiberglass Reinforced Plastic | Suction: No Valve At The Tank |  | 1999-01-15 |  | 1999-01-15
4220168 | 6 | 2009-10-27 | Temporarily Out Of Use | Gas | 1000 | STIP-3 | Fiberglass Reinforced Plastic | Suction: No Valve At The Tank |  | 1999-01-15 |  | 1999-01-15
4220169 | 1 |  | Removed From Ground Date Unknown | Gas | 3000 | Bare Steel | Galvanized Steel | Suction: No Valve At The Tank
4220169 | 2 |  | Removed From Ground Date Unknown | Gas | 2000 | Bare Steel | Galvanized Steel | Suction: No Valve At The Tank
4220169 | 3 |  | Removed From Ground Date Unknown | Gas | 1500 | Bare Steel | Galvanized Steel | Suction: No Valve At The Tank
4220169 | 4 | 1996-05-30 | Removed From Ground | Diesel | 1000 | Bare Steel | Galvanized Steel | Suction: No Valve At The Tank
4220169 | 5 | 1996-05-30 | Removed From Ground | Diesel | 2000 | Not Marked/Unknown | Not Marked | Not Marked
4220170 | 1 | 1996-05-27 | Removed From Ground | Empty | 1000 | Bare Steel | Galvanized Steel | Suction: No Valve At The Tank
4220170 | 2 | 1996-05-27 | Removed From Ground | Empty | 1000 | Bare Steel | Galvanized Steel | Suction: No Valve At The Tank
4220170 | 3 | 1996-05-27 | Removed From Ground | Empty | 1000 | Bare Steel | Galvanized Steel | Suction: No Valve At The Tank
4220171 | 1 | 1999-01-15 | Removed From Ground | Gas | 1000 | Bare Steel | Galvanized Steel | Suction: No Valve At The Tank
4220172 | 1 | 1996-05-01 | Removed From Ground | Gas | 560 | Bare Steel | Galvanized Steel | Suction: No Valve At The Tank
4220172 | 2 | 1996-05-01 | Removed From Ground | Gas | 560 | Bare Steel | Galvanized Steel | Suction: No Valve At The Tank
4220173 | 1 |  | Removed From Ground Date Unknown | Gas | 2000 | Bare Steel | Galvanized Steel | Suction: No Valve At The Tank
4220173 | 2 | 2004-11-13 | Removed From Ground | Gas | 1000 | Cathodically Protected Steel | Fiberglass Reinforced Plastic | Suction: Valve At The Tank |  | 1999-02-15 |  | 1999-02-15
4220173 | 2 |  | Currently In Use | Gas | 1000 | Cathodically Protected Steel | Fiberglass Reinforced Plastic | Suction: Valve At The Tank |  | 1999-02-15 |  | 1999-02-15
4220174 | 1 |  | Closed In Ground Date Unknown | Gas | 500 | Bare Steel | Unknown | Not Marked
4220174 | 2 |  | Closed In Ground Date Unknown | Gas | 500 | Bare Steel | Unknown | Not Marked
4220175 | 1 | 1999-05-15 | Removed From Ground | Gas | 1000 | Bare Steel | Galvanized Steel | Not Marked
4220175 | 2 | 1999-05-15 | Removed From Ground | Gas | 1000 | Bare Steel | Galvanized Steel | Not Marked
4220175 | 3 | 1999-05-15 | Removed From Ground | Gas | 1000 | Bare Steel | Galvanized Steel | Not Marked
4220176 | 1 | 2000-04-10 | Removed From Ground | Gas | 6000 | Bare Steel | Galvanized Steel | Not Marked
4220176 | 2 | 2000-04-10 | Removed From Ground | Gas | 6000 | Bare Steel | Galvanized Steel | Not Marked
4220176 | 3 | 2000-04-10 | Removed From Ground | Gas | 6000 | Bare Steel | Galvanized Steel | Not Marked
4220176 | 4 | 2000-04-10 | Removed From Ground | Diesel | 1000 | Bare Steel | Galvanized Steel | Not Marked
4220177 | 1 | 1985-01-01 | Removed From Ground | Empty | 560 | Bare Steel | Galvanized Steel | Suction: No Valve At The Tank
4220177 | 2 | 1985-01-01 | Removed From Ground | Empty | 560 | Bare Steel | Galvanized Steel | Not Marked
4220180 | 1 |  | Removed From Ground Date Unknown | Empty | 560 | Bare Steel | Galvanized Steel | Suction: No Valve At The Tank
4220180 | 2 |  | Removed From Ground Date Unknown | Empty | 560 | Bare Steel | Galvanized Steel | Suction: No Valve At The Tank
4220181 | 1 | 1980-05-01 | Removed From Ground | Empty | 1000 | Bare Steel | Galvanized Steel | Suction: No Valve At The Tank
4220181 | 2 | 1980-05-01 | Removed From Ground | Empty | 1000 | Bare Steel | Galvanized Steel | Suction: No Valve At The Tank
4220182 | 1 | 1980-01-01 | Removed From Ground | Gas | 560 | Bare Steel | Galvanized Steel | Suction: No Valve At The Tank
4220182 | 2 | 1980-01-01 | Removed From Ground | Diesel | 1000 | Bare Steel | Galvanized Steel | Suction: No Valve At The Tank
4220183 | 1 |  | Removed From Ground Date Unknown | Empty | 500 | Bare Steel | Galvanized Steel | Suction: No Valve At The Tank
4220183 | 2 |  | Removed From Ground Date Unknown | Empty | 500 | Bare Steel | Galvanized Steel | Suction: No Valve At The Tank
4220184 | 1 |  | Removed From Ground Date Unknown | Gas | 1000 | Bare Steel | Galvanized Steel | Not Marked
4220184 | 2 |  | Removed From Ground Date Unknown | Gas | 1000 | Bare Steel | Galvanized Steel | Not Marked
4220185 | 1 | 1996-05-29 | Removed From Ground | Empty | 1000 | Bare Steel | Galvanized Steel | Suction: No Valve At The Tank
4220185 | 2 | 1996-05-29 | Removed From Ground | Empty | 1000 | Bare Steel | Galvanized Steel | Suction: No Valve At The Tank
4220185 | 3 | 1996-05-29 | Removed From Ground | Empty | 1000 | Bare Steel | Galvanized Steel | Suction: No Valve At The Tank
4220186 | 1 | 1984-01-01 | Removed From Ground | Diesel | 1000 | Bare Steel | Galvanized Steel | Suction: No Valve At The Tank
4220187 | 1 | 1997-08-20 | Removed From Ground | Gas | 1000 | Bare Steel | Galvanized Steel | Suction: No Valve At The Tank
4220187 | 2 | 1997-08-20 | Removed From Ground | Gas | 1000 | Bare Steel | Galvanized Steel | Suction: No Valve At The Tank
4220188 | 1 | 2009-03-12 | Temporarily Out Of Use | Gas | 1000 | Steel-Impressed Current | Cathodically Protected | Suction: No Valve At The Tank |  | 1999-02-01 |  | 1999-02-01
4220188 | 2 | 2009-03-12 | Temporarily Out Of Use | Gas | 1000 | Steel-Impressed Current | Cathodically Protected | Suction: No Valve At The Tank |  | 1999-02-01 |  | 1999-02-01
4220188 | 3 | 2009-03-12 | Temporarily Out Of Use | Gas | 1000 | Steel-Impressed Current | Cathodically Protected | Suction: No Valve At The Tank |  | 1999-02-01 |  | 1999-02-01
4220189 | 1 | 1987-01-01 | Removed From Ground | Gas | 1000 | Bare Steel | Galvanized Steel | Not Marked
4220189 | 2 | 1987-01-01 | Removed From Ground | Gas | 1000 | Bare Steel | Galvanized Steel | Not Marked
4220189 | 3 | 1996-08-01 | Removed From Ground | Gas | 1000 | Cathodically Protected Steel | Cathodically Protected | Suction: No Valve At The Tank
4220189 | 4 | 1996-08-01 | Removed From Ground | Gas | 1000 | Cathodically Protected Steel | Cathodically Protected | Suction: No Valve At The Tank
4220189 | 5 | 1996-08-01 | Removed From Ground | Gas | 1000 | Cathodically Protected Steel | Cathodically Protected | Suction: No Valve At The Tank
4220190 | 1 | 1996-04-16 | Removed From Ground | Gas | 1000 | Bare Steel | Galvanized Steel | Suction: No Valve At The Tank
4220190 | 2 | 1996-04-16 | Removed From Ground | Gas | 1000 | Bare Steel | Galvanized Steel | Suction: No Valve At The Tank
4220191 | 1 | 1985-01-01 | Removed From Ground | Diesel | 560 | Bare Steel | Galvanized Steel | Suction: No Valve At The Tank
4220192 | 1 | 1991-05-01 | Removed From Ground | Gas | 1000 | Bare Steel | Galvanized Steel | Suction: No Valve At The Tank
4220192 | 2 | 1991-05-01 | Removed From Ground | Gas | 1000 | Bare Steel | Galvanized Steel | Suction: No Valve At The Tank
4220192 | 3 | 1991-05-01 | Removed From Ground | Gas | 1000 | Bare Steel | Galvanized Steel | Suction: No Valve At The Tank
4220195 | 1 | 1999-04-25 | Removed From Ground | Gas | 8000 | Bare Steel | Galvanized Steel | Pressure
4220195 | 2 | 1999-04-25 | Removed From Ground | Gas | 8000 | Bare Steel | Galvanized Steel | Pressure
4220196 | 1 | 1989-07-01 | Removed From Ground | Diesel | 500 | Bare Steel | Galvanized Steel | Not Marked
4220198 | 1 | 1989-12-01 | Removed From Ground | Diesel | 560 | Bare Steel | Galvanized Steel | Suction: Valve At The Tank
4220198 | 2 | 1989-12-01 | Removed From Ground | Gas | 560 | Bare Steel | Galvanized Steel | Suction: Valve At The Tank
4220198 | 3 | 1976-05-06 | Currently In Use | Gas | 1000 | Steel-Impressed Current | Cathodically Protected | Suction: Valve At The Tank |  | 1999-12-21 12:00 | Y | 1999-12-21 12:00
4220198 | 6 | 1982-05-06 | Temporarily Out Of Use | Gas | 2000 | Steel-Impressed Current | Cathodically Protected | Not Marked |  | 1999-12-21 12:00 | Y | 1999-12-21 12:00
4220198 | 7 | 1985-05-06 | Temporarily Out Of Use | Gas | 2000 | Steel-Impressed Current | Cathodically Protected | Not Marked |  | 1999-12-21 12:00 | Y | 1999-12-21 12:00
4220199 | 1 | 1996-08-01 | Removed From Ground | Gas | 2000 | Bare Steel | Galvanized Steel | Not Marked
4220199 | 2 | 1996-08-01 | Removed From Ground | Gas | 2000 | Bare Steel | Galvanized Steel | Not Marked
4220199 | 3 | 1996-08-01 | Removed From Ground | Gas | 560 | Bare Steel | Galvanized Steel | Not Marked
4220199 | 4 | 1996-08-01 | Removed From Ground | Gas | 560 | Bare Steel | Galvanized Steel | Not Marked
4220199 | 5 | 1996-08-01 | Removed From Ground | Gas | 560 | Bare Steel | Galvanized Steel | Not Marked
4220200 | 1 | 1999-01-15 | Removed From Ground | Gas | 1000 | Bare Steel | Galvanized Steel | Suction: No Valve At The Tank
4220201 | 1 |  | Removed From Ground Date Unknown | Gas | 1000 | Bare Steel | Galvanized Steel | Not Marked
4220201 | 2 |  | Removed From Ground Date Unknown | Diesel | 560 | Bare Steel | Galvanized Steel | Not Marked
4220201 | 3 | 1998-12-02 | Removed From Ground | Diesel | 560 | Bare Steel | Galvanized Steel | Not Marked
4220201 | 4 | 1998-12-02 | Removed From Ground | Gas | 1000 | Bare Steel | Galvanized Steel | Not Marked
4220201 | 5 | 2009-08-31 | Temporarily Out Of Use | Gas | 1000 | Cathodically Protected Steel | Galvanized Steel | Suction: No Valve At The Tank |  | 1998-12-02 |  | 1998-12-02
4220201 | 6 | 2009-08-31 | Temporarily Out Of Use | Diesel | 1000 | Cathodically Protected Steel | Fiberglass Reinforced Plastic | Suction: No Valve At The Tank |  | 1999-03-10 |  | 1999-03-10
4220202 | 1 | 1985-01-01 | Removed From Ground | Diesel | 1060 | Bare Steel | Galvanized Steel | Not Marked
4220203 | 1 | 1991-06-01 | Removed From Ground | Gas | 3000 | Bare Steel | Galvanized Steel | Not Marked
4220203 | 2 | 1991-06-01 | Removed From Ground | Gas | 2000 | Bare Steel | Galvanized Steel | Not Marked
4220203 | 3 | 1991-06-01 | Removed From Ground | Gas | 2000 | Bare Steel | Galvanized Steel | Not Marked
4220203 | 4 | 1991-06-01 | Removed From Ground | Diesel | 1000 | Bare Steel | Galvanized Steel | Not Marked
4220203 | 5 | 1991-06-01 | Currently In Use | Gas | 2000 | Steel-Galvanic | Fiberglass Reinforced Plastic | Pressure |  | 1991-06-01 |  | 1991-06-01
4220203 | 6 | 1991-06-01 | Currently In Use | Gas | 2000 | Steel-Galvanic | Fiberglass Reinforced Plastic | Pressure |  | 1991-06-01 |  | 1991-06-01
4220203 | 7 | 1991-06-01 | Currently In Use | Gas | 550 | Steel-Galvanic | Fiberglass Reinforced Plastic | Pressure |  | 1991-06-01 |  | 1991-06-01
4220203 | 8 | 1991-06-01 | Currently In Use | Gas | 1000 | Steel-Galvanic | Fiberglass Reinforced Plastic | Pressure |  | 1991-06-01 |  | 1991-06-01
4220204 | 1 | 1990-01-15 | Removed From Ground | Gas | 2000 | Bare Steel | Galvanized Steel | Suction: No Valve At The Tank
4220204 | 2 | 1990-01-15 | Removed From Ground | Gas | 1000 | Bare Steel | Galvanized Steel | Suction: No Valve At The Tank
4220204 | 3 | 1990-01-15 | Removed From Ground | Gas | 1000 | Bare Steel | Galvanized Steel | Suction: No Valve At The Tank
4220204 | 4 | 2007-05-24 | Temporarily Out Of Use | Gas | 2000 | Cathodically Protected Steel | Cathodically Protected | Suction: Valve At The Tank |  | 1990-04-05 |  | 1990-04-05
4220204 | 5 | 2007-05-24 | Temporarily Out Of Use | Gas | 2000 | Cathodically Protected Steel | Cathodically Protected | Suction: Valve At The Tank |  | 1990-04-05 |  | 1990-04-05
4220205 | 1 |  | Removed From Ground Date Unknown | Gas | 1000 | Bare Steel | Galvanized Steel | Not Marked
4220205 | 2 |  | Removed From Ground Date Unknown | Gas | 560 | Bare Steel | Galvanized Steel | Not Marked
4220206 | 1 | 1988-11-03 | Removed From Ground | Gas | 1000 | Bare Steel | Galvanized Steel | Not Marked
4220206 | 2 | 1988-11-03 | Removed From Ground | Gas | 1000 | Bare Steel | Galvanized Steel | Not Marked
4220206 | 3 | 1988-11-03 | Removed From Ground | Gas | 560 | Bare Steel | Galvanized Steel | Not Marked
4220207 | 1 | 1988-11-25 | Removed From Ground | Gas | 1000 | Bare Steel | Galvanized Steel | Not Marked
4220208 | 1 |  | Permanently Out Of Use | Gas | 550 | Bare Steel | Galvanized Steel | Not Marked
4220208 | 2 |  | Permanently Out Of Use | Gas | 1000 | Bare Steel | Galvanized Steel | Not Marked
4220210 | 1 | 1988-01-01 | Removed From Ground | Gas | 3000 | Bare Steel | Galvanized Steel | Not Marked
4220211 | 1 | 1990-01-12 | Removed From Ground | Gas | 2000 | Bare Steel | Galvanized Steel | Not Marked
4220211 | 2 | 1990-01-01 | Removed From Ground | Gas | 2000 | Bare Steel | Galvanized Steel | Not Marked
4220211 | 3 | 1990-01-12 | Removed From Ground | Gas | 1000 | Bare Steel | Galvanized Steel | Not Marked
4220211 | 4 | 1990-01-12 | Removed From Ground | Diesel | 1000 | Bare Steel | Galvanized Steel | Not Marked
4220211 | UL72177 | 1990-01-01 | Currently In Use | Diesel | 1000 | STIP-3 | Fiberglass Reinforced Plastic | Pressure |  | 1992-02-01 |  | 1992-02-01
4220211 | UL98101 | 1990-01-01 | Currently In Use | Gas | 6000 | STIP-3 | Fiberglass Reinforced Plastic | Pressure |  | 1992-02-01 |  | 1992-02-01
4220211 | UL98590 | 1990-01-01 | Currently In Use | Gas | 6000 | STIP-3 | Fiberglass Reinforced Plastic | Pressure |  | 1992-02-01 |  | 1992-02-01
4220211 | UL98591 | 1990-01-01 | Currently In Use | Gas | 6000 | STIP-3 | Fiberglass Reinforced Plastic | Pressure |  | 1992-02-01 |  | 1992-02-01
4220212 | 1 | 1988-11-01 | Removed From Ground | Gas | 1000 | Bare Steel | Galvanized Steel | Not Marked
4220212 | 2 | 1988-11-01 | Removed From Ground | Gas | 1000 | Bare Steel | Galvanized Steel | Not Marked
4220212 | 3 | 1988-11-01 | Removed From Ground | Gas | 1000 | Bare Steel | Galvanized Steel | Not Marked
4220213 | 1 | 1989-03-01 | Removed From Ground | Gas | 2000 | Bare Steel | Galvanized Steel | Suction: Valve At The Tank
4220213 | 2 | 1989-03-01 | Closed In Ground | Gas | 1000 | Bare Steel | Galvanized Steel | Suction: Valve At The Tank
4220213 | 3 | 1989-03-01 | Closed In Ground | Diesel | 560 | Bare Steel | Galvanized Steel | Suction: Valve At The Tank
4220213 | 4 | 1975-05-02 | Currently In Use | Diesel | 2000 | Steel-Impressed Current | Cathodically Protected | Suction: No Valve At The Tank |  | 1989-03-01 |  | 1989-03-01
4220213 | 5 | 1989-01-01 | Currently In Use | Gas | 6000 | Cathodically Protected Steel | Cathodically Protected | Not Marked |  | 1989-03-01 |  | 1989-03-01
4220213 | 6 | 1989-01-01 | Currently In Use | Gas | 6000 | Cathodically Protected Steel | Cathodically Protected | Pressure |  | 1989-03-01 |  | 1989-03-01
4220213 | 7 | 1989-01-01 | Currently In Use | Gas | 6000 | Cathodically Protected Steel | Cathodically Protected | Pressure |  | 1989-03-01 |  | 1989-03-01
4220215 | 1 | 1988-11-15 | Removed From Ground | Gas | 560 | Bare Steel | Galvanized Steel | Not Marked
4220215 | 2 | 1988-11-15 | Removed From Ground | Gas | 560 | Bare Steel | Galvanized Steel | Not Marked
4220216 | 1 | 1988-01-01 | Removed From Ground | Gas | 560 | Bare Steel | Galvanized Steel | Not Marked
4220217 | 1 | 1997-08-01 | Removed From Ground | Gas | 1000 | Bare Steel | Galvanized Steel | Suction: Valve At The Tank
4220217 | 2 | 1997-08-01 | Removed From Ground | Gas | 1000 | Bare Steel | Galvanized Steel | Suction: Valve At The Tank
4220217 | 3 | 1989-01-01 | Removed From Ground | Gas | 560 | Bare Steel | Galvanized Steel | Not Marked
4220217 | 4 | 1989-01-01 | Removed From Ground | Gas | 560 | Bare Steel | Galvanized Steel | Not Marked
4220218 | 1 | 2003-10-15 | Removed From Ground | Gas | 6000 | Steel-Impressed Current | Cathodically Protected | Pressure |  | 1998-04-13 |  | 1998-04-13
4220218 | 2 | 2003-10-15 | Removed From Ground | Gas | 6000 | Steel-Impressed Current | Cathodically Protected | Pressure |  | 1998-04-13 |  | 1998-04-13
4220218 | 3 | 2003-10-15 | Removed From Ground | Gas | 6000 | Steel-Impressed Current | Cathodically Protected | Pressure |  | 1998-04-13 |  | 1998-04-13
4220218 | 4 | 2003-10-15 | Removed From Ground | Gas | 10000 | Steel-Impressed Current | Cathodically Protected | Pressure |  | 1998-04-13 |  | 1998-04-13
4220218 | 5 | 2003-11-01 | Currently In Use | Gas | 10000 | Fiberglass | Fiberglass/Double Walled | Pressure | N | 2003-11-01 | N | 2003-11-01
4220218 | 6 | 2003-11-01 | Currently In Use | Gas | 12000 | Fiberglass | Fiberglass/Double Walled | Pressure | N | 2003-11-01 | N | 2003-11-01
4220220 | 1 | 1999-02-01 | Temporarily Out Of Use | Gas | 6000 | Bare Steel | Galvanized Steel | Suction: No Valve At The Tank
4220220 | 1 |  | Removed From Ground Date Unknown | Gas | 6000 | Bare Steel | Galvanized Steel | Suction: No Valve At The Tank
4220220 | 2 | 1999-02-01 | Temporarily Out Of Use | Gas | 6000 | Bare Steel | Galvanized Steel | Suction: No Valve At The Tank
4220220 | 2 |  | Removed From Ground Date Unknown | Gas | 6000 | Bare Steel | Galvanized Steel | Suction: No Valve At The Tank
4220220 | 3 | 1999-02-01 | Temporarily Out Of Use | Gas | 1000 | Bare Steel | Galvanized Steel | Suction: No Valve At The Tank
4220220 | 3 |  | Removed From Ground Date Unknown | Gas | 1000 | Bare Steel | Galvanized Steel | Suction: No Valve At The Tank
4220224 | 001 | 1979-05-07 | Currently In Use | Gas | 10000 | Steel-Impressed Current | Impressed Current | Suction: Valve At The Tank |  | 1998-11-17 |  | 1998-11-17
4220224 | 002 | 1979-05-07 | Currently In Use | Gas | 6110 | Steel-Impressed Current | Impressed Current | Suction: Valve At The Tank |  | 1998-11-17 |  | 1998-11-17
4220224 | 003 | 1979-05-07 | Currently In Use | Gas | 4010 | Steel-Impressed Current | Impressed Current | Suction: Valve At The Tank |  | 1998-11-17 |  | 1998-11-17
4220224 | 004 | 1987-06-01 | Currently In Use | Diesel | 4010 | Steel-Impressed Current | Impressed Current | Suction: No Valve At The Tank |  | 1998-11-17 |  | 1998-11-17
4220224 | 005 | 1987-06-01 | Currently In Use | Kerosene | 3008 | Steel-Impressed Current | Impressed Current | Suction: No Valve At The Tank |  | 1998-11-17 |  | 1998-11-17
4220226 | 1 | 1985-05-01 | Currently In Use | Gas | 6000 | Steel-Impressed Current | Impressed Current | Pressure |  | 1998-12-30 |  | 1998-12-30
4220226 | 2 | 1985-05-01 | Currently In Use | Gas | 4000 | Steel-Impressed Current | Impressed Current | Pressure |  | 1998-12-30 |  | 1998-12-30
4220226 | 3 | 1985-05-01 | Currently In Use | Diesel | 4000 | Steel-Impressed Current | Impressed Current | Pressure |  | 1998-12-30 |  | 1998-12-30
4220226 | 4 | 1985-05-01 | Currently In Use | Gas | 4000 | Steel-Impressed Current | Impressed Current | Pressure |  | 1998-12-30 |  | 1998-12-30
4220226 | 5 | 1985-05-01 | Currently In Use | Gas | 4000 | Steel-Impressed Current | Impressed Current | Pressure |  | 1998-12-30 |  | 1998-12-30
4220227 | 2 | 1998-10-10 | Temporarily Out Of Use | Gas | 5000 | Cathodically Protected Steel | Cathodically Protected | Pressure |  | 2011-06-20 12:00 |  | 2001-06-20 12:00
4220227 | 3 | 1998-10-10 | Temporarily Out Of Use | Diesel | 3000 | Cathodically Protected Steel | Cathodically Protected | Pressure |  | 2011-06-20 12:00 |  | 2001-06-20 12:00
4220227 | 4 | 1998-10-10 | Temporarily Out Of Use | Gas | 8000 | Cathodically Protected Steel | Cathodically Protected | Pressure |  | 2011-06-20 12:00 |  | 2001-06-20 12:00
4220228 | 1 | 1988-04-01 | Removed From Ground | Gas | 3000 | Bare Steel | Galvanized Steel | Not Marked
4220228 | 2 | 1988-04-01 | Removed From Ground | Gas | 3000 | Bare Steel | Galvanized Steel | Not Marked
4220228 | 3 | 1988-04-01 | Removed From Ground | Gas | 3000 | Bare Steel | Galvanized Steel | Not Marked
4220231 | 1 | 1997-08-13 | Removed From Ground | Gas | 8000 | Cathodically Protected Steel | Galvanized Steel | Suction: No Valve At The Tank
4220231 | 10 | 1997-08-26 | Removed From Ground | Gas | 500 | Not Marked/Unknown | Not Marked | Not Marked
4220231 | 2 | 1997-08-13 | Removed From Ground | Gas | 8000 | Bare Steel | Galvanized Steel | Suction: No Valve At The Tank
4220231 | 3 | 1997-08-13 | Removed From Ground | Gas | 2000 | Bare Steel | Galvanized Steel | Suction: No Valve At The Tank
4220231 | 4 | 1997-08-13 | Removed From Ground | Gas | 2000 | Bare Steel | Galvanized Steel | Suction: No Valve At The Tank
4220231 | 5 | 1997-08-13 | Removed From Ground | Diesel | 2000 | Bare Steel | Galvanized Steel | Suction: No Valve At The Tank
4220231 | 6 | 1997-08-15 | Currently In Use | Diesel | 4000 | Composite | Double Walled | Pressure |  | 1997-08-18 |  | 1997-08-18
4220231 | 7 | 1997-08-15 | Currently In Use | Gas | 6000 | Composite | Double Walled | Pressure |  | 1997-08-18 |  | 1997-08-18
4220231 | 8 | 1997-08-15 | Currently In Use | Gas | 10000 | Composite | Double Walled | Pressure |  | 1997-08-18 |  | 1997-08-18
4220231 | 9 | 1997-08-26 | Removed From Ground | Diesel | 1000 | Not Marked/Unknown | Not Marked | Not Marked
4220232 | 1 | 1996-04-18 | Removed From Ground | Gasohol | 6000 | Bare Steel | Galvanized Steel | Pressure
4220232 | 2 | 1996-04-18 | Removed From Ground | Gasohol | 6000 | Cathodically Protected Steel | Galvanized Steel | Not Marked
4220232 | 3 | 1996-04-18 | Removed From Ground | Gasohol | 3000 | Bare Steel | Galvanized Steel | Pressure
4220232 | 4 | 1970-10-01 | Closed In Ground | Used Oil | 560 | Bare Steel | Galvanized Steel | Suction: Valve At The Tank | Y |  | Y
4220232 | 5 | 2009-08-26 | Currently In Use | Gas | 10000 | Cathodically Protected Steel | Fiberglass Reinforced Plastic | Pressure |  | 1996-01-25 |  | 1996-01-25
4220232 | 6 | 2009-08-26 | Currently In Use | Gas | 10000 | Cathodically Protected Steel | Fiberglass Reinforced Plastic | Pressure |  | 1996-01-25 |  | 1996-01-25
4220233 | 1 | 1993-04-28 | Removed From Ground | Gas | 10000 | Bare Steel | Galvanized Steel | Pressure
4220233 | 2 | 1993-04-28 | Removed From Ground | Gas | 10000 | Bare Steel | Galvanized Steel | Pressure
4220233 | 3 | 1993-04-28 | Removed From Ground | Gas | 10000 | Bare Steel | Galvanized Steel | Not Marked
4220234 | 1 | 1994-06-13 | Removed From Ground | Gas | 1000 | Bare Steel | Galvanized Steel | Not Marked
4220234 | 2 | 1994-06-13 | Removed From Ground | Empty | 1000 | Bare Steel | Galvanized Steel | Not Marked
4220235 | 1 | 1996-10-31 | Removed From Ground | Used Oil | 400 | Bare Steel | Bare Steel | Gravity Fed | Y |  | Y
4220237 | 5 | 1980-05-15 | Closed In Ground | Empty | 5000 | Bare Steel | Unknown | Not Marked
4220237 | 6 | 1980-05-15 | Closed In Ground | Empty | 5000 | Bare Steel | Unknown | Not Marked
4220237 | 7 | 1995-08-18 | Removed From Ground | Gas | 10000 | Bare Steel | Unknown | Not Marked
4220238 | 1 |  | Permanently Out Of Use | Gas | 6000 | Bare Steel | Galvanized Steel | Not Marked
4220238 | 2 |  | Permanently Out Of Use | Gas | 4000 | Bare Steel | Galvanized Steel | Not Marked
4220238 | 3 |  | Permanently Out Of Use | Gas | 7000 | Bare Steel | Galvanized Steel | Not Marked
4220238 | 4 |  | Permanently Out Of Use | Gas | 6000 | Bare Steel | Galvanized Steel | Not Marked
4220238 | 5 | 1988-06-01 | Currently In Use | Gas | 10000 | Fiberglass | Fiberglass Reinforced Plastic | Pressure |  | 1988-06-01 |  | 1988-06-01
4220238 | 6 | 1988-06-01 | Currently In Use | Gas | 10000 | Fiberglass | Fiberglass Reinforced Plastic | Pressure |  | 1988-06-01 |  | 1988-06-01
4220238 | 7 | 1988-06-01 | Currently In Use | Gas | 10000 | Fiberglass | Fiberglass Reinforced Plastic | Pressure |  | 1988-06-01 |  | 1988-06-01
4220239 | 1 | 1983-05-09 | Currently In Use | Diesel | 6000 | Steel-Impressed Current | Impressed Current | Pressure |  | 1998-05-10 |  | 1998-05-10
4220239 | 2 | 1983-05-09 | Currently In Use | Diesel | 6000 | Steel-Impressed Current | Impressed Current | Pressure |  | 1998-05-10 |  | 1998-05-10
4220239 | 3 | 1983-05-09 | Currently In Use | Diesel | 10000 | Steel-Impressed Current | Impressed Current | Pressure |  | 1998-05-10 |  | 1998-05-10
4220239 | 4 | 1983-05-09 | Currently In Use | Kerosene | 2000 | Steel-Impressed Current | Galvanized Steel | Suction: No Valve At The Tank |  | 1998-05-10 |  | 1998-05-10
4220239 | 5 | 1983-05-09 | Currently In Use | Gas | 5000 | Steel-Impressed Current | Impressed Current | Pressure |  | 1996-10-01 |  | 1996-10-01
4220239 | 6 | 1983-05-09 | Currently In Use | Gas | 6000 | Steel-Impressed Current | Impressed Current | Pressure |  | 1996-10-01 |  | 1996-10-01
4220239 | 7 | 1983-05-09 | Currently In Use | Gas | 6000 | Steel-Impressed Current | Impressed Current | Pressure |  | 1996-10-01 |  | 1996-10-01
4220239 | 8 | 1998-05-01 | Currently In Use | Gas | 5000 | Steel-Impressed Current | Impressed Current | Pressure |  | 1996-10-01 |  | 1996-10-01
4220242 | 1 | 1998-08-17 | Currently In Use | Gas | 10000 | Steel-Impressed Current | Cathodically Protected | Pressure |  | 1998-09-15 |  | 1998-09-15
4220242 | 2 | 1998-08-17 | Currently In Use | Gas | 10134 | Steel-Impressed Current | Cathodically Protected | Pressure |  | 1998-09-15 |  | 1998-09-15
4220242 | 3 | 1998-08-17 | Currently In Use | Gas | 10000 | Steel-Impressed Current | Cathodically Protected | Pressure |  | 1998-09-15 |  | 1998-09-15
4220242 | 4 | 1998-08-17 | Currently In Use | Diesel | 4010 | Steel-Impressed Current | Cathodically Protected | Pressure |  | 1998-09-15 |  | 1998-09-15
4220243 | 1 | 1998-09-09 | Currently In Use | Gas | 8000 | Steel-Impressed Current | Cathodically Protected | Pressure |  | 1998-09-23 |  | 1998-09-23
4220243 | 2 | 1998-09-09 | Currently In Use | Gas | 10000 | Steel-Impressed Current | Cathodically Protected | Pressure |  | 1998-09-23 |  | 1998-09-23
4220243 | 3 | 1998-09-09 | Currently In Use | Gas | 8000 | Steel-Impressed Current | Cathodically Protected | Pressure |  | 1998-09-23 |  | 1998-09-23
4220243 | 4 | 1998-09-09 | Currently In Use | Diesel | 20000 | Steel-Impressed Current | Cathodically Protected | Pressure |  | 1998-09-23 |  | 1998-09-23
4220243 | 5 | 1998-09-09 | Currently In Use | Kerosene | 4000 | Steel-Impressed Current | Cathodically Protected | Pressure |  | 1998-09-23 |  | 1998-09-23
4220244 | 1 | 1998-07-08 | Currently In Use | Gas | 8000 | Steel-Impressed Current | Cathodically Protected | Pressure |  | 1998-08-11 |  | 1998-08-11
4220244 | 2 | 1998-07-08 | Currently In Use | Gas | 6110 | Steel-Impressed Current | Cathodically Protected | Pressure |  | 1998-08-11 |  | 1998-08-11
4220244 | 3 | 1998-07-08 | Currently In Use | Gas | 6110 | Steel-Impressed Current | Cathodically Protected | Pressure |  | 1998-08-11 |  | 1998-08-11
4220244 | 4 | 1987-02-01 | Currently In Use | Diesel | 4110 | Steel-Impressed Current | Cathodically Protected | Suction: No Valve At The Tank |  | 1998-08-11 |  | 1998-08-11
4220244 | 5 | 1987-02-01 | Currently In Use | Kerosene | 4110 | Steel-Impressed Current | Cathodically Protected | Suction: No Valve At The Tank |  | 1998-08-11 |  | 1998-08-11
4220245 | 1 | 1998-11-09 | Currently In Use | Gas | 6110 | Steel-Impressed Current | Impressed Current | Suction: No Valve At The Tank |  | 1998-11-25 |  | 1998-11-25
4220245 | 2 | 1998-11-09 | Currently In Use | Gas | 6110 | Steel-Impressed Current | Impressed Current | Suction: No Valve At The Tank |  | 1998-11-25 |  | 1998-11-25
4220245 | 3 | 1998-11-09 | Currently In Use | Gas | 4010 | Steel-Impressed Current | Impressed Current | Suction: No Valve At The Tank |  | 1998-11-25 |  | 1998-11-25
4220246 | 1 | 1982-05-01 | Currently In Use | Gas | 10000 | Steel-Impressed Current | Impressed Current | Pressure |  | 1996-03-16 |  | 1996-03-16
4220246 | 2 | 1982-05-01 | Currently In Use | Gas | 8000 | Steel-Impressed Current | Impressed Current | Pressure |  | 1996-03-16 |  | 1996-03-16
4220246 | 3 | 1982-05-01 | Currently In Use | Gas | 8000 | Steel-Impressed Current | Impressed Current | Pressure |  | 1996-03-16 |  | 1996-03-16
4220247 | 1 | 2011-12-13 | Removed From Ground | Gas | 2000 | Steel-Impressed Current | Impressed Current | Suction: No Valve At The Tank |  | 1999-01-07 |  | 1999-01-07
4220247 | 2 | 2011-12-13 | Removed From Ground | Gas | 10000 | Steel-Impressed Current | Impressed Current | Pressure |  | 1999-01-07 |  | 1999-01-07
4220247 | 3 | 2011-12-13 | Removed From Ground | Gas | 10000 | Steel-Impressed Current | Impressed Current | Pressure |  | 1999-01-07 |  | 1999-01-07
4220248 | 1 |  | Removed From Ground Date Unknown | Other | 2000 | Bare Steel | Copper | Suction: Valve At The Tank
4220248 | 2 | 1996-02-17 | Currently In Use | Diesel | 2500 | Fiberglass | Copper | Not Marked |  | 1996-02-17 |  | 1996-02-17
4220249 | 1 | 1991-05-01 | Removed From Ground | Gas | 12000 | Bare Steel | Unknown | Pressure
4220249 | 2 | 1990-12-11 | Removed From Ground | Used Oil | 500 | Bare Steel | Unknown | Gravity Fed | Y |  | Y
4220250 | 1 | 1976-02-28 | Currently In Use | Diesel | 30000 | Steel-Impressed Current | Impressed Current | Suction: No Valve At The Tank | Y | 1997-09-01 12:00 | Y | 1997-09-01 12:00
4220250 | 2 | 2011-09-01 | Currently In Use | Diesel | 40000 | Composite Double Walled | Double Walled Flex | Pressure | N | 2012-02-01 | N | 2012-02-01
4220251 | 1 | 2008-02-05 | Removed From Ground | Gas | 10000 | STIP-3 | Double Walled Flex | Pressure |  | 1991-06-01 |  | 1991-06-01
4220251 | 2 | 2008-02-05 | Removed From Ground | Gas | 10000 | STIP-3 | Double Walled Flex | Pressure |  | 1991-06-01 |  | 1991-06-01
4220251 | 3 | 2008-02-05 | Removed From Ground | Gas | 10000 | STIP-3 | Double Walled Flex | Pressure |  | 1991-06-01 |  | 1991-06-01
4220253 | 1 | 1990-06-25 | Removed From Ground | Other | 1 | Not Marked/Unknown | Not Marked | Not Marked
4220253 | 2 | 1990-06-25 | Removed From Ground | Other | 1 | Not Marked/Unknown | Not Marked | Not Marked
4220253 | 3 | 1990-06-25 | Removed From Ground | Other | 1 | Not Marked/Unknown | Not Marked | Not Marked
4220254 | 1 | 1990-04-10 | Removed From Ground | Other | 1 | Not Marked/Unknown | Not Marked | Not Marked
4220254 | 2 | 1990-04-10 | Removed From Ground | Other | 1 | Not Marked/Unknown | Not Marked | Not Marked
4220254 | 3 | 1990-04-10 | Removed From Ground | Other | 1 | Not Marked/Unknown | Not Marked | Not Marked
4220255 | 1 | 1989-10-27 | Removed From Ground | Other | 1 | Not Marked/Unknown | Not Marked | Not Marked
4220255 | 2 | 1989-10-27 | Removed From Ground | Other | 1 | Not Marked/Unknown | Not Marked | Not Marked
4220255 | 3 | 1989-10-27 | Removed From Ground | Other | 1 | Not Marked/Unknown | Not Marked | Not Marked
4220256 | 1 | 1998-07-01 | Removed From Ground | Gas | 1000 | Bare Steel | Galvanized Steel | Suction: Valve At The Tank
4220256 | 2 | 1998-07-01 | Removed From Ground | Gas | 1000 | Bare Steel | Galvanized Steel | Suction: Valve At The Tank
4220256 | 3 | 1998-07-01 | Removed From Ground | Gas | 500 | Bare Steel | Galvanized Steel | Suction: Valve At The Tank
4220256 | 4 | 1998-07-01 | Removed From Ground | Gas | 500 | Bare Steel | Galvanized Steel | Suction: Valve At The Tank
4220257 | 1 | 1988-10-01 | Removed From Ground | Gas | 1000 | Bare Steel | Unknown | Not Marked
4220257 | 2 | 1988-10-01 | Removed From Ground | Gas | 1000 | Bare Steel | Unknown | Not Marked
4220257 | 3 | 1988-10-01 | Removed From Ground | Gas | 5000 | Cathodically Protected Steel | Cathodically Protected | Not Marked
4220257 | 4 |  | Removed From Ground Date Unknown | Gas | 5000 | Cathodically Protected Steel | Cathodically Protected | Not Marked
4220257 | 5 | 1988-11-01 | Currently In Use | Gas | 5000 | Steel-Impressed Current | Cathodically Protected | Pressure |  | 1997-12-03 |  | 1997-12-03
4220257 | 6 | 1988-11-01 | Currently In Use | Gas | 5000 | STIP-3 | Cathodically Protected | Pressure |  | 1997-12-03 |  | 1997-12-03
4222360 | 1 | 2000-01-19 | Closed In Ground | Gas | 3000 | Bare Steel | Galvanized Steel | Suction: No Valve At The Tank
4230002 | 1 | 1992-01-08 | Removed From Ground | Gas | 1000 | Bare Steel | Galvanized Steel | Suction: No Valve At The Tank
4230003 | 1 | 1992-01-07 | Removed From Ground | Gas | 2000 | Bare Steel | Galvanized Steel | Suction: No Valve At The Tank
4230004 | 1 | 1992-01-09 | Removed From Ground | Diesel | 500 | Bare Steel | Galvanized Steel | Suction: No Valve At The Tank
4230005 | 1 | 1992-01-10 | Removed From Ground | Gas | 100 | Bare Steel | Galvanized Steel | Suction: No Valve At The Tank
4230005 | 2 | 1992-01-09 | Removed From Ground | Gas | 270 | Bare Steel | Copper | Suction: No Valve At The Tank
4230006 | 1 | 1985-05-01 | Currently In Use | Gas | 10152 | Steel-Impressed Current | Impressed Current | Pressure |  | 1998-06-26 |  | 1998-06-26
4230006 | 2 | 2015-06-01 | Temporarily Out Of Use | Gas | 10152 | Steel-Impressed Current | Impressed Current | Pressure |  | 1998-06-26 |  | 1998-06-26
4230006 | 3 | 1985-05-01 | Currently In Use | Gas | 10152 | Steel-Impressed Current | Impressed Current | Pressure |  | 1998-06-26 |  | 1998-06-26
4230006 | 4 | 2015-08-05 | Temporarily Out Of Use | Kerosene | 4030 | Steel-Impressed Current | Impressed Current | Suction: Valve At The Tank |  | 1998-06-26 |  | 1998-06-26
4230007 | 1 | 1985-11-01 | Removed From Ground | Other | 8000 | Bare Steel | Galvanized Steel | Not Marked
4230007 | 2 | 1985-11-01 | Removed From Ground | Other | 8000 | Bare Steel | Galvanized Steel | Not Marked
4230008 | 1 | 1992-11-20 | Removed From Ground | Gas | 2000 | Bare Steel | Galvanized Steel | Suction: No Valve At The Tank
4230008 | 2 | 1992-11-20 | Removed From Ground | Diesel | 2000 | Bare Steel | Galvanized Steel | Suction: No Valve At The Tank
4230008 | 204701 | 2007-01-29 | Removed From Ground | Diesel | 1000 | Steel-Galvanic | Cathodically Protected | Suction: No Valve At The Tank |  | 1992-11-20 |  | 1992-11-20
4230008 | 204702 | 2007-01-29 | Removed From Ground | Gas | 1000 | Steel-Galvanic | Cathodically Protected | Suction: No Valve At The Tank |  | 1992-11-20 |  | 1992-11-20
4230009 | 1 | 1997-05-20 | Removed From Ground | Diesel | 1000 | Bare Steel | Galvanized Steel | Not Marked
4230009 | 2 | 1997-05-20 | Removed From Ground | Diesel | 1000 | Bare Steel | Galvanized Steel | Not Marked
4230009 | 3 | 1998-12-01 | Removed From Ground | Diesel | 10000 | Bare Steel | Galvanized Steel | Not Marked
4230009 | 4 | 1998-12-01 | Removed From Ground | Gas | 6000 | Bare Steel | Galvanized Steel | Not Marked
4230009 | 5 | 1980-04-07 | Currently In Use | Gas | 6000 | Steel-Impressed Current | Impressed Current | Pressure |  | 1999-04-29 |  | 1999-04-29
4230009 | 6 | 1999-12-01 | Removed From Ground | Used Oil | 1000 | Not Marked/Unknown | Not Marked | Not Marked | Y |  | Y
4230009 | 7 | 1999-12-01 | Removed From Ground | Other | 1000 | Not Marked/Unknown | Not Marked | Not Marked
4230011 | 1 | 1998-11-01 | Removed From Ground | Diesel | 2000 | Bare Steel | Galvanized Steel | Suction: Valve At The Tank
4230011 | 2 | 1998-11-01 | Removed From Ground | Gas | 3000 | Bare Steel | Galvanized Steel | Suction: Valve At The Tank
4230011 | 3 | 1986-01-01 | Removed From Ground | Other | 1000 | Bare Steel | Galvanized Steel | Not Marked
4230013 | 1 | 1998-03-01 | Removed From Ground | Kerosene | 1000 | Bare Steel | Galvanized Steel | Suction: Valve At The Tank
4230013 | 2 | 1998-03-01 | Removed From Ground | Gas | 4000 | Bare Steel | Galvanized Steel | Suction: Valve At The Tank
4230013 | 3 | 1998-03-01 | Removed From Ground | Gas | 4000 | Bare Steel | Galvanized Steel | Suction: Valve At The Tank
4230013 | 4 | 1998-03-01 | Removed From Ground | Gas | 3000 | Bare Steel | Galvanized Steel | Suction: Valve At The Tank
4230015 | 1 | 1997-08-28 | Removed From Ground | Gas | 10000 | Bare Steel | Galvanized Steel | Suction: Valve At The Tank
4230015 | 2 | 1989-09-22 | Removed From Ground | Other | 5000 | Bare Steel | Unknown | Not Marked
4230015 | 3 | 2014-08-04 | Removed From Ground | Gas | 10000 | Composite | Fiberglass Reinforced Plastic | Suction: No Valve At The Tank |  | 1997-09-01 |  | 1997-09-01
4230016 | 1 | 1999-12-01 | Removed From Ground | Empty | 2000 | Bare Steel | Galvanized Steel | Suction: No Valve At The Tank
4230016 | 2 | 1999-12-01 | Removed From Ground | Gas | 2000 | Bare Steel | Galvanized Steel | Suction: No Valve At The Tank
4230016 | 3 | 1999-12-01 | Removed From Ground | Gas | 2000 | Bare Steel | Galvanized Steel | Suction: No Valve At The Tank
4230016 | 4 | 1999-12-01 | Removed From Ground | Kerosene | 550 | Bare Steel | Galvanized Steel | Suction: No Valve At The Tank
4230016 | 5 | 1999-12-01 | Removed From Ground | Used Oil | 280 | Bare Steel | Galvanized Steel | Not Marked | Y |  | Y
4230017 | 1 | 2000-02-01 | Removed From Ground | Used Oil | 1000 | Fiberglass | Fiberglass Reinforced Plastic | Gravity Fed | Y |  | Y
4230017 | 2 | 2000-02-01 | Removed From Ground | Gas | 10000 | Fiberglass | Fiberglass Reinforced Plastic | Pressure
4230017 | 3 | 2000-02-01 | Removed From Ground | Gas | 10000 | Fiberglass | Fiberglass Reinforced Plastic | Pressure
4230017 | 4 | 2000-02-01 | Removed From Ground | Gas | 10000 | Fiberglass | Fiberglass Reinforced Plastic | Pressure
4230017 | 5 | 2000-02-01 | Removed From Ground | Diesel | 10000 | Fiberglass | Fiberglass Reinforced Plastic | Pressure
4230019 | 1 | 2001-04-17 | Removed From Ground | Gas | 10152 | Cathodically Protected Steel | Fiberglass Reinforced Plastic | Pressure |  | 1994-06-21 |  | 1994-06-21
4230019 | 2 | 2001-04-17 | Removed From Ground | Gas | 10152 | Cathodically Protected Steel | Fiberglass Reinforced Plastic | Pressure |  | 1994-06-21 |  | 1994-06-21
4230019 | 3 | 2001-04-18 | Removed From Ground | Gas | 10152 | Cathodically Protected Steel | Fiberglass Reinforced Plastic | Pressure |  | 1994-06-21 |  | 1994-06-21
4230019 | 4 | 2001-04-17 | Removed From Ground | Kerosene | 2000 | Cathodically Protected Steel | Fiberglass Reinforced Plastic | Pressure |  | 1994-06-21 |  | 1994-06-21
4230021 | 1 | 2002-12-20 | Removed From Ground | Diesel | 12000 | Fiberglass | Fiberglass Reinforced Plastic | Pressure |  | 1983-11-01 |  | 1983-11-01
4230021 | 10 | 2002-12-23 | Removed From Ground | Diesel | 10000 | Fiberglass | Fiberglass Reinforced Plastic | Pressure |  | 1983-11-01 |  | 1983-11-01
4230021 | 11 | 2002-12-19 | Removed From Ground | Used Oil | 2000 | Fiberglass | Fiberglass Reinforced Plastic | Gravity Fed | Y |  | Y
4230021 | 2 | 2002-12-20 | Removed From Ground | Diesel | 12000 | Fiberglass | Fiberglass Reinforced Plastic | Pressure |  | 1983-11-01 |  | 1983-11-01
4230021 | 3 | 2002-12-20 | Removed From Ground | Diesel | 12000 | Fiberglass | Fiberglass Reinforced Plastic | Pressure |  | 1983-11-01 |  | 1983-11-01
4230021 | 4 | 2002-12-20 | Removed From Ground | Diesel | 12000 | Fiberglass | Fiberglass Reinforced Plastic | Pressure |  | 1983-11-01 |  | 1983-11-01
4230021 | 5 | 2002-12-20 | Removed From Ground | Diesel | 12000 | Fiberglass | Fiberglass Reinforced Plastic | Pressure |  | 1983-11-01 |  | 1983-11-01
4230021 | 6 | 2002-12-20 | Removed From Ground | Diesel | 12000 | Fiberglass | Fiberglass Reinforced Plastic | Pressure |  | 1983-11-01 |  | 1983-11-01
4230021 | 7 | 2002-12-20 | Removed From Ground | Diesel | 12000 | Fiberglass | Fiberglass Reinforced Plastic | Pressure |  | 1983-11-01 |  | 1983-11-01
4230021 | 8 | 2002-12-20 | Removed From Ground | Diesel | 10000 | Fiberglass | Fiberglass Reinforced Plastic | Pressure |  | 1983-11-01 |  | 1983-11-01
4230021 | 9 | 2002-12-23 | Removed From Ground | Other | 10000 | Fiberglass | Fiberglass Reinforced Plastic | Pressure |  | 1983-11-01 |  | 1983-11-01
4230022 | 1 | 1998-12-08 | Removed From Ground | Gas | 2000 | Bare Steel | Galvanized Steel | Not Marked
4230022 | 2 | 1998-12-08 | Removed From Ground | Gas | 1000 | Bare Steel | Galvanized Steel | Not Marked
4230022 | 3 | 1998-12-01 | Removed From Ground | Gas | 1000 | Bare Steel | Galvanized Steel | Not Marked
4230024 | 1 | 1988-09-20 | Removed From Ground | Gas | 8000 | Bare Steel | Galvanized Steel | Not Marked
4230024 | 2 | 1989-09-20 | Removed From Ground | Gas | 6000 | Bare Steel | Galvanized Steel | Not Marked
4230024 | 3 | 1988-09-20 | Removed From Ground | Gas | 6000 | Bare Steel | Galvanized Steel | Not Marked
4230024 | 4 | 1988-09-20 | Removed From Ground | Gas | 6000 | Bare Steel | Galvanized Steel | Not Marked
4230024 | 5 | 1988-09-19 | Removed From Ground | Kerosene | 550 | Bare Steel | Galvanized Steel | Not Marked
4230025 | 1 | 1988-08-31 | Removed From Ground | Diesel | 20000 | Bare Steel | Galvanized Steel | Not Marked
4230025 | 1A | 1999-07-23 | Removed From Ground | Gas | 12000 | Fiberglass | Fiberglass Reinforced Plastic | Pressure |  | 1988-08-01 |  | 1988-08-01
4230025 | 2 | 1988-08-31 | Removed From Ground | Diesel | 20000 | Bare Steel | Galvanized Steel | Not Marked
4230025 | 2A | 1999-07-23 | Removed From Ground | Gas | 12000 | Fiberglass | Fiberglass Reinforced Plastic | Pressure |  | 1988-08-01 |  | 1988-08-01
4230025 | 3 | 1987-12-16 | Removed From Ground | Kerosene | 12000 | Bare Steel | Galvanized Steel | Not Marked
4230025 | 3A | 1999-07-23 | Removed From Ground | Gas | 12000 | Fiberglass | Fiberglass Reinforced Plastic | Pressure |  | 1988-08-01 |  | 1988-08-01
4230025 | 4 | 1987-12-16 | Removed From Ground | Kerosene | 1 | Bare Steel | Galvanized Steel | Not Marked
4230025 | 4A | 1999-07-23 | Removed From Ground | Diesel | 20000 | Fiberglass | Fiberglass Reinforced Plastic | Pressure |  | 1988-08-01 |  | 1988-08-01
4230025 | 5 | 1987-12-16 | Removed From Ground | Kerosene | 1 | Bare Steel | Galvanized Steel | Not Marked
4230025 | 5A | 1999-07-23 | Removed From Ground | Diesel | 20000 | Fiberglass | Fiberglass Reinforced Plastic | Pressure |  | 1988-08-01 |  | 1988-08-01
4230027 | 1 | 1992-01-01 | Removed From Ground | Gas | 8000 | Bare Steel | Galvanized Steel | Not Marked
4230027 | 2 | 1988-01-01 | Removed From Ground | Gas | 2000 | Bare Steel | Galvanized Steel | Not Marked
4230027 | 3 | 1992-04-01 | Currently In Use | Gas | 8000 | Steel-Galvanic | Fiberglass Reinforced Plastic | Suction: No Valve At The Tank |  | 1992-01-01 |  | 1992-01-01
4230027 | 4 | 1992-04-01 | Currently In Use | Gas | 4000 | Steel-Galvanic | Fiberglass Reinforced Plastic | Suction: No Valve At The Tank |  | 1992-01-01 |  | 1992-01-01
4230030 | 1 | 1978-05-06 | Currently In Use | Gas | 6000 | Steel-Impressed Current | Cathodically Protected | Suction: Valve At The Tank |  | 1998-12-01 |  | 1998-12-01
4230030 | 2 | 1978-05-06 | Currently In Use | Gas | 6000 | Steel-Impressed Current | Cathodically Protected | Suction: Valve At The Tank |  | 1998-12-01 |  | 1998-12-01
4230030 | 3 | 1988-10-20 | Currently In Use | Kerosene | 1000 | Steel-Impressed Current | Cathodically Protected | Suction: Valve At The Tank |  | 1998-12-01 |  | 1998-12-01
4230032 | 1 | 2000-04-11 | Removed From Ground | Gas | 1000 | Bare Steel | Galvanized Steel | Suction: No Valve At The Tank |  | 1997-05-23 |  | 1997-05-23
4230032 | 2 | 2000-04-11 | Removed From Ground | Gas | 1000 | Bare Steel | Galvanized Steel | Suction: No Valve At The Tank |  | 1997-05-23 |  | 1997-05-23
4230032 | 3 | 2000-04-11 | Removed From Ground | Gas | 1000 | Bare Steel | Galvanized Steel | Suction: No Valve At The Tank |  | 1997-05-23 |  | 1997-05-23
4230034 | 1 | 1999-12-21 | Removed From Ground | Empty | 4000 | Bare Steel | Galvanized Steel | Suction: No Valve At The Tank
4230034 | 2 | 1999-12-21 | Removed From Ground | Empty | 2000 | Bare Steel | Galvanized Steel | Suction: No Valve At The Tank
4230034 | 3 | 1999-12-21 | Removed From Ground | Empty | 4000 | Bare Steel | Galvanized Steel | Suction: No Valve At The Tank
4230035 | 1 | 1984-02-04 | Currently In Use | Gas | 6000 | Steel-Impressed Current | Fiberglass Reinforced Plastic | Pressure |  | 1996-02-16 |  | 1996-02-16
4230035 | 2 | 1984-05-05 | Currently In Use | Gas | 8000 | Steel-Impressed Current | Fiberglass Reinforced Plastic | Pressure |  | 1996-02-16 |  | 1996-02-16
4230035 | 3 | 1984-05-05 | Currently In Use | Gas | 8000 | Steel-Impressed Current | Fiberglass Reinforced Plastic | Pressure |  | 1996-02-16 |  | 1996-02-16
4230036 | 1 | 1989-07-11 | Removed From Ground | Gas | 9994 | Bare Steel | Galvanized Steel | Not Marked
4230036 | 2 | 1989-07-11 | Removed From Ground | Gas | 9994 | Bare Steel | Galvanized Steel | Not Marked
4230036 | 3 | 1989-07-11 | Removed From Ground | Gas | 9994 | Bare Steel | Galvanized Steel | Not Marked
4230036 | 4 | 1989-07-11 | Removed From Ground | Diesel | 9994 | Bare Steel | Galvanized Steel | Not Marked
4230037 | 1 | 1989-07-01 | Removed From Ground | Diesel | 500 | Bare Steel | Galvanized Steel | Suction: No Valve At The Tank
4230037 | 2 | 1996-08-01 | Removed From Ground | Gas | 8000 | Bare Steel | Galvanized Steel | Suction: Valve At The Tank
4230038 | 1 |  | Removed From Ground Date Unknown | Gas | 10000 | Bare Steel | Galvanized Steel | Pressure
4230038 | 2 |  | Removed From Ground Date Unknown | Gas | 10000 | Bare Steel | Galvanized Steel | Pressure
4230038 | 3 |  | Removed From Ground Date Unknown | Gas | 10000 | Bare Steel | Galvanized Steel | Pressure
4230041 | 1 | 1990-10-19 | Removed From Ground | Gas | 12000 | Bare Steel | Bare Steel | Not Marked
4230041 | 2 | 1990-10-19 | Removed From Ground | Gas | 10000 | Bare Steel | Bare Steel | Not Marked
4230041 | 3 | 1990-10-19 | Removed From Ground | Gas | 10000 | Bare Steel | Bare Steel | Not Marked
4230041 | 4 | 1990-10-19 | Removed From Ground | Diesel | 20000 | Bare Steel | Bare Steel | Not Marked
4230041 | 5 | 2014-08-07 | Temporarily Out Of Use | Diesel | 20000 | Fiberglass Double Walled | Fiberglass Reinforced Plastic | Pressure |  | 1994-01-01 |  | 1990-01-01
4230041 | 6 | 2014-08-07 | Temporarily Out Of Use | Diesel | 12000 | Fiberglass Double Walled | Fiberglass Reinforced Plastic | Pressure |  | 1994-01-01 |  | 1990-01-01
4230041 | 7 | 2014-08-07 | Temporarily Out Of Use | Gas | 12000 | Fiberglass Double Walled | Fiberglass Reinforced Plastic | Pressure |  | 1994-01-01 |  | 1990-01-01
4230041 | 8 | 2014-08-07 | Temporarily Out Of Use | Gas | 10000 | Fiberglass Double Walled | Fiberglass Reinforced Plastic | Pressure |  | 1994-01-01 |  | 1990-01-01
4230041 | 9 | 2014-08-07 | Temporarily Out Of Use | Gas | 10000 | Fiberglass Double Walled | Fiberglass Reinforced Plastic | Pressure |  | 1990-01-01 |  | 1990-01-01
4230044 | 1 | 1985-04-28 | Currently In Use | Used Oil | 1000 | Fiberglass | Fiberglass Reinforced Plastic | Gravity Fed | Y | 1997-07-01 12:00 | Y | 1997-07-01 12:00
4230044 | 2 | 1985-04-28 | Currently In Use | Gas | 12000 | Fiberglass | Fiberglass Reinforced Plastic | Pressure |  | 1997-07-01 |  | 1997-07-01
4230044 | 3 | 1985-04-28 | Currently In Use | Gas | 12000 | Fiberglass | Fiberglass Reinforced Plastic | Pressure |  | 1997-07-01 |  | 1997-07-01
4230044 | 4 | 1985-04-28 | Currently In Use | Gas | 12000 | Fiberglass | Fiberglass Reinforced Plastic | Pressure |  | 1997-07-01 |  | 1997-07-01
4230044 | 5 | 1985-04-28 | Currently In Use | Diesel | 20000 | Fiberglass | Fiberglass Reinforced Plastic | Pressure |  | 1997-07-01 |  | 1997-07-01
4230044 | 6 | 1985-04-28 | Currently In Use | Diesel | 20000 | Fiberglass | Fiberglass Reinforced Plastic | Pressure |  | 1997-07-01 |  | 1997-07-01
4230047 | 61704 | 1989-06-22 | Removed From Ground | Other | 1000 | Bare Steel | Unknown | Not Marked
4230047 | 617D1 | 2001-05-14 | Removed From Ground | Diesel | 1000 | Bare Steel | Galvanized Steel | Suction: No Valve At The Tank
4230047 | 617G1 | 2001-05-14 | Removed From Ground | Gas | 1000 | Bare Steel | Galvanized Steel | Suction: No Valve At The Tank
4230047 | 617G2 | 2001-05-14 | Removed From Ground | Gas | 1000 | Cathodically Protected Steel | Galvanized Steel | Suction: No Valve At The Tank
4230048 | 1 | 1990-03-01 | Removed From Ground | Gas | 550 | Bare Steel | Galvanized Steel | Not Marked
4230048 | 2 | 1990-03-01 | Removed From Ground | Gas | 550 | Bare Steel | Galvanized Steel | Not Marked
4230050 | 1 | 1999-06-01 | Removed From Ground | Gas | 8000 | Fiberglass | Fiberglass Reinforced Plastic | Pressure |  | 1993-06-12 |  | 1993-06-12
4230050 | 2 | 1999-06-01 | Removed From Ground | Gas | 8000 | Fiberglass | Fiberglass Reinforced Plastic | Pressure |  | 1993-06-12 |  | 1993-06-12
4230050 | 3 | 1999-06-01 | Removed From Ground | Gas | 10000 | Fiberglass | Fiberglass Reinforced Plastic | Pressure |  | 1993-06-12 |  | 1993-06-12
4230050 | 4 | 1987-12-31 | Removed From Ground | Used Oil | 1000 | Fiberglass | Fiberglass Reinforced Plastic | Pressure | Y |  | Y
4230051 | 1 | 1990-03-27 | Removed From Ground | Empty | 6000 | Bare Steel | Galvanized Steel | Not Marked
4230051 | 1A | 2016-01-20 | Currently In Use | Gas | 8000 | Cathodically Protected Steel | Fiberglass Reinforced Plastic | Pressure |  | 1990-04-27 |  | 1990-04-27
4230051 | 2 | 1990-03-27 | Removed From Ground | Empty | 6000 | Bare Steel | Galvanized Steel | Not Marked
4230051 | 2A | 2016-01-20 | Currently In Use | Gas | 6000 | Cathodically Protected Steel | Fiberglass Reinforced Plastic | Pressure |  | 1990-04-30 |  | 1990-04-30
4230051 | 3 | 1990-03-27 | Removed From Ground | Empty | 8000 | Bare Steel | Galvanized Steel | Not Marked
4230051 | 3A | 2016-01-20 | Currently In Use | Gas | 6000 | Cathodically Protected Steel | Fiberglass Reinforced Plastic | Pressure |  | 1990-04-30 |  | 1990-04-30
4230051 | 4 | 1990-03-27 | Removed From Ground | Empty | 10000 | Bare Steel | Galvanized Steel | Not Marked
4230051 | 5 | 1990-03-27 | Removed From Ground | Empty | 550 | Bare Steel | Galvanized Steel | Not Marked | Y |  | Y
4230051 | 6 | 1990-03-27 | Removed From Ground | Empty | 550 | Bare Steel | Galvanized Steel | Not Marked
4230052 | 1 | 1997-12-15 | Currently In Use | Diesel | 10000 | Steel-Impressed Current | Fiberglass Reinforced Plastic | Pressure |  | 1992-04-06 |  | 1997-12-15
4230052 | 2 | 1997-12-15 | Currently In Use | Diesel | 10000 | Steel-Impressed Current | Fiberglass Reinforced Plastic | Pressure |  | 1992-04-06 |  | 1997-12-15
4230052 | 3 | 1997-12-15 | Currently In Use | Diesel | 10000 | Steel-Impressed Current | Fiberglass Reinforced Plastic | Pressure |  | 1997-04-06 |  | 1997-12-15
4230052 | 4 |  | Closed In Ground | Gas | 5000 | Bare Steel | Not Marked | Pressure
4230052 | 4 |  | Currently In Use | Gas | 5000 | Bare Steel | Not Marked | Pressure
4230052 | 4 |  | Permanently Out Of Use | Gas | 5000 | Bare Steel | Not Marked | Pressure
4230053 | 1 | 1991-03-21 | Removed From Ground | Gas | 10000 | Bare Steel | Galvanized Steel | Not Marked
4230053 | 2 | 1991-03-21 | Removed From Ground | Gas | 10000 | Bare Steel | Galvanized Steel | Not Marked
4230053 | 3 | 1991-03-21 | Removed From Ground | Gas | 10000 | Bare Steel | Galvanized Steel | Not Marked
4230053 | 4 | 1991-03-21 | Removed From Ground | Gas | 10000 | Bare Steel | Galvanized Steel | Not Marked
4230053 | 5 | 2012-06-06 | Removed From Ground | Gas | 10000 | Composite | Double Walled Flex | Pressure |  | 1991-05-17 |  | 1991-05-17
4230053 | 6 | 2012-06-06 | Removed From Ground | Gas | 10000 | Composite | Double Walled Flex | Pressure |  | 1991-05-17 |  | 1991-05-17
4230053 | 7 | 2012-06-06 | Removed From Ground | Gas | 10000 | Composite | Double Walled Flex | Pressure |  | 1991-05-17 |  | 1991-05-17
4230053 | 8 | 2012-06-06 | Removed From Ground | Kerosene | 2000 | Composite | Double Walled Flex | Pressure |  | 1991-05-17 |  | 1991-05-17
4230055 | 1 |  | Removed From Ground Date Unknown | Diesel | 10000 | Bare Steel | Galvanized Steel | Not Marked
4230055 | 2 |  | Removed From Ground Date Unknown | Kerosene | 10000 | Bare Steel | Galvanized Steel | Not Marked
4230057 | 1 | 1996-02-19 | Removed From Ground | Other | 550 | Bare Steel | Galvanized Steel | Not Marked
4230057 | 2 | 1996-02-19 | Removed From Ground | Other | 550 | Bare Steel | Galvanized Steel | Not Marked
4230057 | 3 | 1996-02-19 | Removed From Ground | Other | 8000 | Bare Steel | Galvanized Steel | Not Marked
4230058 | 1 | 1999-09-01 | Closed In Ground | Diesel | 10000 | Bare Steel | Galvanized Steel | Suction: Valve At The Tank
4230058 | 3 | 1999-09-01 | Removed From Ground | Diesel | 500 | Bare Steel | Copper | Suction: Valve At The Tank
4230058 | 4 | 1999-09-01 | Removed From Ground | Diesel | 500 | Bare Steel | Copper | Suction: Valve At The Tank
4230058 | 5 | 2016-03-09 | Temporarily Out Of Use | Diesel | 3000 | Fiberglass | Copper | Suction: No Valve At The Tank |  | 1999-08-01 |  | 1999-08-01
4230058 | 6 | 1998-09-01 | Removed From Ground | Diesel | 15000 | Fiberglass | Copper | Suction: Valve At The Tank
4230058 | 7 | 1993-12-06 | Removed From Ground | Gas | 2000 | Fiberglass | Galvanized Steel | Not Marked
4230059 | 1 | 1990-05-20 | Closed In Ground | Diesel | 2000 | Bare Steel | Not Marked | Not Marked
4230059 | 2 | 1990-05-20 | Closed In Ground | Gas | 2000 | Bare Steel | Not Marked | Not Marked
4230059 | 3 | 2000-06-22 | Removed From Ground | Gas | 2000 | Steel-Galvanic | Fiberglass Reinforced Plastic | Pressure |  | 1990-01-01 |  | 1990-01-01
4230059 | 4 | 2000-06-22 | Removed From Ground | Diesel | 10000 | Steel-Galvanic | Fiberglass Reinforced Plastic | Pressure |  | 1990-01-01 |  | 1990-01-01
4230060 | 1 | 1998-05-29 | Removed From Ground | Diesel | 8000 | Bare Steel | Galvanized Steel | Suction: Valve At The Tank
4230060 | 2 | 1998-05-29 | Removed From Ground | Gas | 10000 | Bare Steel | Galvanized Steel | Suction: Valve At The Tank
4230062 | 1 | 1995-06-27 | Removed From Ground | Gas | 1000 | Bare Steel | Unknown | Not Marked
4230062 | 2 | 1995-06-27 | Removed From Ground | Gas | 1000 | Bare Steel | Unknown | Not Marked
4230062 | 3 | 1995-06-27 | Removed From Ground | Gas | 1000 | Bare Steel | Unknown | Not Marked
4230064 | 1 | 2001-01-01 | Removed From Ground | Gas | 3000 | Bare Steel | Fiberglass Reinforced Plastic | Pressure |  | 1994-12-01 |  | 1994-12-01
4230064 | 2 | 2001-01-01 | Removed From Ground | Gas | 3000 | Bare Steel | Fiberglass Reinforced Plastic | Pressure |  | 1994-12-01 |  | 1994-12-01
4230064 | 3 | 2001-01-01 | Removed From Ground | Gas | 3000 | Bare Steel | Fiberglass Reinforced Plastic | Pressure |  | 1994-12-01 |  | 1994-12-01
4230064 | 4 | 2001-01-01 | Removed From Ground | Gas | 3000 | Bare Steel | Fiberglass Reinforced Plastic | Pressure |  | 1994-12-01 |  | 1994-12-01
4230064 | 5 | 2001-01-16 | Removed From Ground | Used Oil | 550 | Fiberglass/Sec Containment | Not Marked | Not Marked | Y |  | Y
4230064 | 6A | 2000-05-01 | Currently In Use | Gas | 4000 | Composite Double Walled | Fiberglass Reinforced Plastic | Pressure |  | 2000-05-01 |  | 2000-05-01
4230064 | 6B | 2000-05-01 | Currently In Use | Gas | 8000 | Composite Double Walled | Fiberglass Reinforced Plastic | Pressure | N | 2000-05-01 | N | 2000-05-01
4230065 | 1 | 1990-12-03 | Removed From Ground | Used Oil | 1000 | Bare Steel | Galvanized Steel | Not Marked | Y |  | Y
4230066 | 1 | 2010-03-18 | Removed From Ground | Gas | 10000 | Fiberglass | Fiberglass Reinforced Plastic | Pressure |  | 1980-04-01 |  | 1993-06-01
4230066 | 2 | 2010-03-18 | Removed From Ground | Gas | 10000 | Fiberglass | Fiberglass Reinforced Plastic | Pressure |  | 1980-04-01 |  | 1993-06-01
4230066 | 3 | 2010-03-18 | Removed From Ground | Gas | 10000 | Fiberglass | Fiberglass Reinforced Plastic | Pressure |  | 1980-04-01 |  | 1993-06-03
4230066 | 4 | 2010-03-18 | Removed From Ground | Diesel | 10000 | Fiberglass | Fiberglass Reinforced Plastic | Pressure |  | 1980-04-01 |  | 1993-06-01
4230067 | 1 | 1994-06-01 | Removed From Ground | Gas | 9994 | Bare Steel | Galvanized Steel | Not Marked
4230067 | 2 | 1994-06-01 | Removed From Ground | Gas | 9994 | Bare Steel | Galvanized Steel | Not Marked
4230067 | 3 | 1994-06-01 | Removed From Ground | Gas | 9994 | Bare Steel | Galvanized Steel | Not Marked
4230067 | 4 | 1994-09-02 | Currently In Use | Gas | 10000 | Composite | Fiberglass Reinforced Plastic | Pressure |  | 1994-09-02 |  | 1994-09-02
4230067 | 5 | 1994-09-02 | Currently In Use | Gas | 10000 | Composite | Fiberglass Reinforced Plastic | Pressure |  | 1994-09-02 |  | 1994-09-02
4230067 | 6 | 1994-09-02 | Currently In Use | Gas | 10000 | Composite | Fiberglass Reinforced Plastic | Pressure |  | 1994-09-02 |  | 1994-09-02
4230068 | 1 | 1996-03-22 | Removed From Ground | Gas | 10000 | Bare Steel | Galvanized Steel | Pressure
4230068 | 2 | 1996-03-22 | Removed From Ground | Gas | 10000 | Bare Steel | Galvanized Steel | Pressure
4230068 | 3 | 1996-03-22 | Removed From Ground | Gas | 10000 | Bare Steel | Galvanized Steel | Pressure
4230069 | 1 | 1991-12-19 | Removed From Ground | Gas | 3000 | Bare Steel | Galvanized Steel | Suction: No Valve At The Tank
4230069 | 2 | 1991-12-19 | Removed From Ground | Gas | 4000 | Bare Steel | Galvanized Steel | Suction: No Valve At The Tank
4230069 | 3 | 1991-12-19 | Removed From Ground | Gas | 4000 | Bare Steel | Galvanized Steel | Suction: No Valve At The Tank
4230070 | 1 | 1998-07-01 | Removed From Ground | Empty | 4000 | Bare Steel | Galvanized Steel | Suction: Valve At The Tank
4230070 | 2 | 1991-12-26 | Removed From Ground | Empty | 1000 | Bare Steel | Galvanized Steel | Not Marked
4230070 | 3 | 1998-07-01 | Removed From Ground | Empty | 2000 | Bare Steel | Galvanized Steel | Suction: Valve At The Tank
4230070 | 4 | 1998-07-01 | Removed From Ground | Empty | 4000 | Bare Steel | Galvanized Steel | Suction: Valve At The Tank
4230070 | 5 | 1998-07-01 | Removed From Ground | Other | 280 | Bare Steel | Galvanized Steel | Not Marked | Y |  | Y
4230072 | 1 | 2000-01-12 | Removed From Ground | Gas | 2000 | Bare Steel | Galvanized Steel | Not Marked
4230072 | 2 | 2000-01-12 | Removed From Ground | Gas | 3000 | Bare Steel | Galvanized Steel | Not Marked
4230072 | 3 | 2000-01-12 | Removed From Ground | Gas | 5000 | Bare Steel | Galvanized Steel | Not Marked
4230073 | 1 | 2009-01-07 | Removed From Ground | Gas | 10000 | Steel-Impressed Current | Cathodically Protected | Suction: No Valve At The Tank |  | 1998-10-12 |  | 1998-10-12
4230073 | 2 | 2009-01-07 | Removed From Ground | Gas | 10000 | Steel-Impressed Current | Cathodically Protected | Suction: No Valve At The Tank |  | 1998-10-12 |  | 1998-10-12
4230073 | 3 | 2009-01-07 | Removed From Ground | Diesel | 2000 | Steel-Impressed Current | Cathodically Protected | Suction: No Valve At The Tank |  | 1998-10-12 |  | 1998-10-12
4230074 | 1 |  | Removed From Ground Date Unknown | Gas | 1000 | Bare Steel | Galvanized Steel | Not Marked
4230074 | 2 |  | Removed From Ground Date Unknown | Gas | 1000 | Bare Steel | Galvanized Steel | Not Marked
4230074 | 3 |  | Removed From Ground Date Unknown | Gas | 3000 | Bare Steel | Galvanized Steel | Not Marked
4230074 | 4 |  | Removed From Ground Date Unknown | Kerosene | 1000 | Bare Steel | Galvanized Steel | Not Marked
4230077 | 1 | 1998-07-23 | Removed From Ground | Diesel | 10000 | Bare Steel | Bare Steel | Suction: Valve At The Tank
4230077 | 2 | 1998-07-27 | Currently In Use | Diesel | 10000 | Fiberglass | Fiberglass Reinforced Plastic | Suction: No Valve At The Tank | N | 1998-07-27 | N | 1998-07-27
4230078 | 1 |  | Removed From Ground Date Unknown | Empty | 1000 | Bare Steel | Unknown | Not Marked
4230079 | 1 | 1987-04-15 | Removed From Ground | Gas | 1000 | Bare Steel | Galvanized Steel | Not Marked
4230081 | 1 |  | Currently In Use | Gas | 4000 | Bare Steel | Galvanized Steel | Not Marked
4230081 | 1 |  | Removed From Ground Date Unknown | Gas | 4000 | Bare Steel | Galvanized Steel | Not Marked
4230081 | 2 |  | Currently In Use | Gas | 4000 | Bare Steel | Galvanized Steel | Not Marked
4230081 | 2 |  | Removed From Ground Date Unknown | Gas | 4000 | Bare Steel | Galvanized Steel | Not Marked
4230081 | 3 |  | Currently In Use | Kerosene | 2000 | Bare Steel | Galvanized Steel | Not Marked
4230081 | 3 |  | Removed From Ground Date Unknown | Kerosene | 2000 | Bare Steel | Galvanized Steel | Not Marked
4230081 | 4 |  | Currently In Use | Used Oil | 550 | Bare Steel | Galvanized Steel | Not Marked | Y |  | Y
4230081 | 4 |  | Removed From Ground Date Unknown | Used Oil | 550 | Bare Steel | Galvanized Steel | Not Marked | Y |  | Y
4230081 | 5 |  | Currently In Use | Gas | 1000 | Bare Steel | Galvanized Steel | Not Marked
4230081 | 5 |  | Removed From Ground Date Unknown | Gas | 1000 | Bare Steel | Galvanized Steel | Not Marked
4230083 | 1 | 1986-01-01 | Currently In Use | Gas | 8000 | Steel-Impressed Current | Impressed Current | Pressure |  | 1997-11-19 |  | 1997-11-19
4230083 | 2 | 1986-01-01 | Currently In Use | Gas | 8000 | Steel-Impressed Current | Impressed Current | Pressure |  | 1997-11-19 |  | 1997-11-19
4230083 | 3 | 1986-01-01 | Currently In Use | Gas | 8000 | Steel-Impressed Current | Fiberglass Reinforced Plastic | Pressure |  | 1997-11-19 |  | 1997-11-19
4230083 | 4 | 1985-05-01 | Currently In Use | Diesel | 2000 | Steel-Impressed Current | Impressed Current | Suction: No Valve At The Tank |  | 1997-11-19 |  | 1997-11-19
4230085 | 2 | 1989-12-05 | Removed From Ground | Gas | 1000 | Bare Steel | Bare Steel | Not Marked
4230086 | 1 | 1992-02-19 | Removed From Ground | Gas | 550 | Bare Steel | Bare Steel | Suction: No Valve At The Tank
4230086 | 2 | 1992-02-19 | Removed From Ground | Gas | 550 | Bare Steel | Bare Steel | Suction: No Valve At The Tank
4230086 | 3 | 1992-02-19 | Removed From Ground | Gas | 550 | Bare Steel | Bare Steel | Suction: No Valve At The Tank
4230086 | 4 | 2012-04-23 | Removed From Ground | Gas | 550 | Steel-Impressed Current | Cathodically Protected | Suction: Valve At The Tank |  | 1998-12-11 |  | 1998-12-11
4230086 | 5 | 2012-04-23 | Removed From Ground | Gas | 1000 | Steel-Impressed Current | Cathodically Protected | Suction: Valve At The Tank |  | 1998-12-11 |  | 1998-12-11
4240002 | 1 | 1971-03-01 | Currently In Use | Gas | 5000 | Steel-Impressed Current | Cathodically Protected | Pressure |  | 1998-12-20 |  | 1997-07-23
4240002 | 2 | 1971-03-01 | Currently In Use | Gas | 5000 | Steel-Impressed Current | Cathodically Protected | Pressure |  | 1998-12-20 |  | 1997-07-23
4240002 | 3 | 1971-03-01 | Currently In Use | Gas | 5000 | Steel-Impressed Current | Cathodically Protected | Pressure |  | 1998-12-20 |  | 1997-07-23
4240002 | 4 | 1971-03-01 | Currently In Use | Gas | 5000 | Steel-Impressed Current | Cathodically Protected | Pressure |  | 1998-12-20 |  | 1997-07-23
4240003 | 1AST |  | Currently In Use | Used Oil | 150 | Bare Steel | Galvanized Steel | Not Marked | Y |  | Y
4240005 | 1 |  | Removed From Ground Date Unknown | Diesel | 1000 | Bare Steel | Copper | Not Marked
4240005 | 2 | 1998-04-22 | Currently In Use | Diesel | 1000 | Composite | Secondary Containment | Suction: No Valve At The Tank |  | 1999-04-23 |  | 1999-04-23
4240006 | 1 | 1998-11-01 | Removed From Ground | Gas | 2000 | Bare Steel | Galvanized Steel | Not Marked
4240006 | 2 | 1998-11-30 | Removed From Ground | Gas | 2000 | Bare Steel | Galvanized Steel | Not Marked
4240006 | 3 | 1998-11-01 | Removed From Ground | Diesel | 2000 | Bare Steel | Galvanized Steel | Not Marked
4240007 | 1 | 1998-07-01 | Removed From Ground | Gas | 1000 | Bare Steel | Galvanized Steel | Not Marked
4240007 | 2 | 1998-07-01 | Removed From Ground | Gas | 1000 | Bare Steel | Galvanized Steel | Not Marked
4240007 | 3 | 1998-07-01 | Removed From Ground | Gas | 1000 | Bare Steel | Galvanized Steel | Not Marked
4240008 | 1 | 1995-07-31 | Removed From Ground | Gas | 2000 | Bare Steel | Galvanized Steel | Not Marked
4240008 | 2 | 1995-07-31 | Removed From Ground | Diesel | 1000 | Bare Steel | Galvanized Steel | Not Marked
4240010 | 1 | 1994-07-15 | Removed From Ground | Diesel | 560 | Bare Steel | Galvanized Steel | Not Marked
4240010 | 2 | 1994-07-15 | Removed From Ground | Diesel | 560 | Bare Steel | Galvanized Steel | Not Marked
4240010 | 3 | 1994-07-15 | Removed From Ground | Gas | 2000 | Bare Steel | Galvanized Steel | Not Marked
4240010 | 4 | 2008-06-05 | Removed From Ground | Gas | 1000 | Steel-Galvanic | Cathodically Protected | Suction: No Valve At The Tank |  | 1994-07-27 |  | 1994-07-27
4240010 | 5 | 2008-06-05 | Removed From Ground | Diesel | 1000 | Steel-Galvanic | Cathodically Protected | Suction: No Valve At The Tank |  | 1994-07-27 |  | 1994-07-27
4240010 | 72 | 1994-07-15 | Removed From Ground | Diesel | 560 | Bare Steel | Galvanized Steel | Not Marked
4240011 | 1 | 1987-08-01 | Removed From Ground | Gas | 1000 | Composite | Unknown | Not Marked
4240011 | 2 | 1987-08-01 | Removed From Ground | Diesel | 560 | Composite | Unknown | Not Marked
4240011 | 3 | 1987-08-01 | Removed From Ground | Empty | 560 | Composite | Unknown | Not Marked
4240011 | 4 | 1987-08-01 | Removed From Ground | Empty | 560 | Composite | Unknown | Not Marked
4240012 | 1 | 1988-01-01 | Removed From Ground | Diesel | 10000 | Bare Steel | Unknown | Not Marked
4240013 | 1 | 1997-12-30 | Removed From Ground | Other | 2000 | Bare Steel | Bare Steel | Not Marked
4240013 | 2 | 1997-12-30 | Removed From Ground | Other | 1000 | Bare Steel | Bare Steel | Not Marked
4240013 | 3 | 1997-12-30 | Removed From Ground | Other | 1000 | Bare Steel | Bare Steel | Not Marked
4240015 | 1 | 1998-10-13 | Removed From Ground | Gas | 4000 | Bare Steel | Galvanized Steel | Suction: No Valve At The Tank
4240015 | 2 | 1998-10-13 | Removed From Ground | Empty | 4000 | Bare Steel | Galvanized Steel | Suction: No Valve At The Tank
4240015 | 3 | 1998-10-13 | Removed From Ground | Gas | 4000 | Bare Steel | Galvanized Steel | Suction: No Valve At The Tank
4240015 | 4 | 1998-10-20 | Currently In Use | Gas | 8000 | Composite Double Walled | Double Walled Flex | Pressure |  | 1998-10-20 |  | 1998-10-20
4240015 | 5 | 1998-10-20 | Currently In Use | Gas | 8000 | Composite Double Walled | Double Walled Flex | Pressure |  | 1998-10-20 |  | 1998-10-20
4240016 | 1 | 1982-04-28 | Currently In Use | Gas | 8000 | Steel-Impressed Current | Impressed Current | Suction: No Valve At The Tank |  | 1996-01-12 |  | 1996-01-12
4240016 | 2 | 1982-04-28 | Currently In Use | Gas | 4000 | Steel-Impressed Current | Impressed Current | Suction: No Valve At The Tank |  | 1996-01-12 |  | 1996-01-12
4240017 | 1 | 1999-01-01 | Removed From Ground | Gas | 8000 | Bare Steel | Galvanized Steel | Pressure
4240017 | 2 | 1999-01-01 | Removed From Ground | Gas | 8000 | Bare Steel | Galvanized Steel | Pressure
4240017 | 3 | 1999-01-01 | Removed From Ground | Gas | 8000 | Bare Steel | Galvanized Steel | Pressure
4240017 | 4 | 1999-01-01 | Removed From Ground | Diesel | 8000 | Bare Steel | Galvanized Steel | Pressure
4240018 | 1 | 2015-07-21 | Removed From Ground | Gas | 4000 | Steel-Impressed Current | Impressed Current | Suction: No Valve At The Tank |  | 1995-03-24 |  | 1995-03-24
4240018 | 2 | 2015-07-21 | Removed From Ground | Gas | 4000 | Steel-Impressed Current | Impressed Current | Suction: No Valve At The Tank |  | 1995-03-24 |  | 1995-03-24
4240018 | 3 | 2015-07-21 | Removed From Ground | Gas | 4000 | Steel-Impressed Current | Impressed Current | Suction: No Valve At The Tank |  | 1995-03-24 |  | 1995-03-24
4240018 | 4 |  | Removed From Ground Date Unknown | Gas | 4000 | Bare Steel | Galvanized Steel | Suction: No Valve At The Tank
4240018 | 5 |  | Removed From Ground Date Unknown | Gas | 4000 | Bare Steel | Galvanized Steel | Suction: No Valve At The Tank
4240018 | 6 | 2015-07-21 | Removed From Ground | Gas | 4000 | Steel-Impressed Current | Impressed Current | Suction: No Valve At The Tank |  | 1995-03-24 |  | 1995-03-24
4240018 | 7 | 2015-07-22 | Currently In Use | Gas | 10000 | Composite Double Walled | Double Walled Flex | Pressure | N | 2015-07-22 | N | 2018-07-22
4240018 | 8A | 2015-07-22 | Currently In Use | Gas | 5000 | Composite Double Walled | Double Walled Flex | Pressure | N | 2015-07-22 | N | 2015-07-22
4240018 | 8B | 2015-07-22 | Currently In Use | Diesel | 5000 | Composite Double Walled | Double Walled Flex | Pressure | N | 2015-07-22 | N | 2015-07-22
4240019 | 1 | 1995-01-25 | Removed From Ground | Gas | 2000 | Bare Steel | Galvanized Steel | Not Marked
4240019 | 2 | 1995-01-25 | Removed From Ground | Gas | 1000 | Bare Steel | Galvanized Steel | Not Marked
4240019 | 3 | 1995-01-25 | Removed From Ground | Gas | 550 | Bare Steel | Galvanized Steel | Not Marked
4240019 | 4 | 1995-01-27 | Currently In Use | Gas | 2000 | Fiberglass Double Walled | Fiberglass/Double Walled | Pressure |  | 1995-01-27 |  | 1995-01-27
4240019 | 4-PREM | 1995-01-27 | Currently In Use | Gas | 6000 | Fiberglass Double Walled | Fiberglass/Double Walled | Pressure |  | 1995-01-27 |  | 1995-01-27
4240019 | 4-REG | 1995-01-27 | Currently In Use | Gas | 8000 | Fiberglass Double Walled | Fiberglass/Double Walled | Pressure |  | 1995-01-27 |  | 1995-01-27
4240020 | 1 |  | Closed In Ground Date Unknown | Gas | 1000 | Bare Steel | Galvanized Steel | Not Marked
4240020 | 2 |  | Closed In Ground Date Unknown | Gas | 1000 | Bare Steel | Galvanized Steel | Not Marked
4240020 | 3 |  | Removed From Ground Date Unknown | Diesel | 1000 | Bare Steel | Galvanized Steel | Not Marked
4240020 | 4 |  | Removed From Ground Date Unknown | Diesel | 550 | Bare Steel | Galvanized Steel | Not Marked
4240020 | 5 | 1998-10-17 | Currently In Use | Gas | 8000 | Fiberglass | Double Walled | Pressure |  | 1998-10-22 12:00 | Y | 1998-10-22 12:00
4240020 | 6A | 1998-10-14 | Currently In Use | Gas | 4000 | Composite | Double Walled | Pressure |  | 1998-10-22 12:00 | Y | 1998-10-22 12:00
4240020 | 6B | 1998-10-14 | Currently In Use | Diesel | 4000 | Composite | Double Walled | Pressure |  | 1998-10-22 12:00 | Y | 1998-10-22 12:00
4240021 | 1 | 1992-08-04 | Removed From Ground | Kerosene | 2000 | Bare Steel | Copper | Suction: Valve At The Tank
4240022 | 1 | 1998-05-18 | Removed From Ground | Empty | 4000 | Marked Unknown | Unknown | Not Marked
4240022 | 2 | 1998-05-18 | Removed From Ground | Empty | 4000 | Marked Unknown | Unknown | Not Marked
4240022 | 3 | 1998-05-18 | Removed From Ground | Empty | 4000 | Marked Unknown | Unknown | Not Marked
4240022 | 4 | 1998-05-18 | Removed From Ground | Empty | 4000 | Marked Unknown | Unknown | Not Marked
4240022 | 5 | 1998-05-18 | Removed From Ground | Used Oil | 550 | Marked Unknown | Unknown | Not Marked | Y |  | Y
4240023 | 1 | 1999-06-11 | Removed From Ground | Diesel | 10000 | Bare Steel | Galvanized Steel | Suction: Valve At The Tank
4240023 | 2 | 1999-06-11 | Removed From Ground | Gas | 10000 | Bare Steel | Galvanized Steel | Suction: Valve At The Tank
4240024 | 1 | 2012-03-08 | Temporarily Out Of Use | Gas | 4000 | Steel-Impressed Current | Cathodically Protected | Pressure |  | 1997-09-30 |  | 1981-01-11
4240024 | 2 | 2012-03-08 | Temporarily Out Of Use | Gas | 4000 | Steel-Impressed Current | Cathodically Protected | Pressure |  | 1997-09-30 |  | 1981-01-01
4240024 | 3 | 2012-03-08 | Temporarily Out Of Use | Gas | 4000 | Steel-Impressed Current | Cathodically Protected | Pressure |  | 1997-09-30 |  | 1981-01-01
4240025 | 1 | 1995-08-01 | Removed From Ground | Gas | 4000 | Bare Steel | Galvanized Steel | Not Marked
4240025 | 2 | 1995-08-01 | Removed From Ground | Gas | 4000 | Bare Steel | Galvanized Steel | Not Marked
4240025 | 3 | 1995-08-01 | Removed From Ground | Gas | 4000 | Bare Steel | Galvanized Steel | Not Marked
4240026 | 1 | 1988-12-01 | Removed From Ground | Gas | 515 | Bare Steel | Copper | Suction: No Valve At The Tank
4240027 | 1 | 1996-02-09 | Removed From Ground | Gas | 2000 | Bare Steel | Galvanized Steel | Not Marked
4240027 | 2 | 1996-02-09 | Removed From Ground | Gas | 2000 | Bare Steel | Galvanized Steel | Not Marked
4240027 | 3 | 1996-02-09 | Removed From Ground | Gas | 2000 | Bare Steel | Galvanized Steel | Not Marked
4240027 | 4 | 1996-02-09 | Removed From Ground | Used Oil | 560 | Bare Steel | Galvanized Steel | Not Marked | Y |  | Y
4240027 | 5 | 1996-02-09 | Removed From Ground | Empty | 2000 | Bare Steel | Galvanized Steel | Not Marked
4240028 | 1 | 1997-12-01 | Removed From Ground | Gas | 3000 | Bare Steel | Galvanized Steel | Pressure
4240028 | 2 | 1997-12-01 | Removed From Ground | Gas | 3000 | Bare Steel | Galvanized Steel | Pressure
4240028 | 3 | 1997-12-01 | Removed From Ground | Gas | 10000 | Bare Steel | Galvanized Steel | Pressure
4240028 | 4 | 1997-12-01 | Removed From Ground | Gas | 10000 | Bare Steel | Galvanized Steel | Pressure
4240030 | 1 | 1987-09-01 | Removed From Ground | Gas | 2000 | Bare Steel | Galvanized Steel | Suction: Valve At The Tank
4240030 | 10-DS | 2005-02-15 | Removed From Ground | Diesel | 5000 | Steel-Impressed Current | Cathodically Protected | Pressure |  | 1995-12-06 |  | 1995-12-06
4240030 | 2 | 1987-09-01 | Removed From Ground | Gas | 2000 | Bare Steel | Galvanized Steel | Suction: Valve At The Tank
4240030 | 3 | 1987-09-01 | Removed From Ground | Gas | 3000 | Bare Steel | Galvanized Steel | Suction: Valve At The Tank
4240030 | 4 | 1987-09-01 | Removed From Ground | Diesel | 3000 | Bare Steel | Galvanized Steel | Suction: Valve At The Tank
4240030 | 5-DIESEL | 1987-09-01 | Removed From Ground | Diesel | 3000 | Bare Steel | Not Marked | Suction: Valve At The Tank
4240030 | 6-UL | 2005-02-15 | Removed From Ground | Gas | 4000 | Steel-Impressed Current | Cathodically Protected | Suction: No Valve At The Tank |  | 1995-12-06 |  | 1995-12-06
4240030 | 7-MG | 2005-02-15 | Removed From Ground | Gas | 4000 | Steel-Impressed Current | Cathodically Protected | Suction: No Valve At The Tank |  | 1995-12-06 |  | 1995-12-06
4240030 | 8-PREM | 2005-02-15 | Removed From Ground | Gas | 4000 | Steel-Impressed Current | Cathodically Protected | Suction: No Valve At The Tank |  | 1995-12-06 |  | 1995-12-06
4240030 | 9-DS | 2005-02-15 | Removed From Ground | Diesel | 10000 | Steel-Impressed Current | Cathodically Protected | Pressure |  | 1995-12-06 |  | 1995-12-06
4240032 | 8 | 1994-12-01 | Removed From Ground | Gas | 1000 | Bare Steel | Galvanized Steel | Not Marked
4240033 | 1 | 1995-08-01 | Removed From Ground | Gas | 4000 | Bare Steel | Galvanized Steel | Not Marked
4240033 | 2 | 1995-08-01 | Removed From Ground | Gas | 4000 | Bare Steel | Galvanized Steel | Not Marked
4240033 | 3 | 1995-08-01 | Removed From Ground | Gas | 4000 | Bare Steel | Galvanized Steel | Not Marked
4240034 | 1 | 1995-07-31 | Removed From Ground | Kerosene | 560 | Bare Steel | Galvanized Steel | Not Marked
4240034 | 2 | 1995-07-31 | Removed From Ground | Gas | 1000 | Bare Steel | Galvanized Steel | Not Marked
4240034 | 3 | 1995-07-31 | Removed From Ground | Diesel | 4000 | Bare Steel | Galvanized Steel | Not Marked
4250001 | 1 | 1990-09-12 | Removed From Ground | Diesel | 2000 | Cathodically Protected Steel | Cathodically Protected | Not Marked
4250001 | 2 | 1990-09-12 | Removed From Ground | Gas | 2000 | Cathodically Protected Steel | Cathodically Protected | Not Marked
4250001 | 3 | 1990-09-12 | Removed From Ground | Used Oil | 500 | Cathodically Protected Steel | Cathodically Protected | Not Marked | Y |  | Y
4250001 | 4 |  | Currently In Use | Other | 6 | Bare Steel | Cathodically Protected | Not Marked
4250002 | 1 | 1986-10-16 | Removed From Ground | Gas | 1000 | Bare Steel | Galvanized Steel | Not Marked
4250005 | 1 | 1989-09-12 | Removed From Ground | Gas | 2000 | Cathodically Protected Steel | Cathodically Protected | Not Marked
4250005 | 2 | 1989-09-12 | Removed From Ground | Diesel | 2000 | Cathodically Protected Steel | Cathodically Protected | Not Marked
4250007 | 1 | 1988-11-01 | Removed From Ground | Gas | 2500 | Bare Steel | Galvanized Steel | Not Marked
4250007 | 2 | 1988-11-01 | Removed From Ground | Diesel | 8000 | Bare Steel | Galvanized Steel | Not Marked
4250011 | 1 |  | Removed From Ground Date Unknown | Other | 2000 | Bare Steel | Unknown | Not Marked
4250011 | 2 |  | Removed From Ground Date Unknown | Gas | 10000 | Bare Steel | Unknown | Not Marked
4250011 | 3 |  | Removed From Ground Date Unknown | Other | 20000 | Bare Steel | Unknown | Not Marked
4250011 | 4 |  | Removed From Ground Date Unknown | Heating Oil | 15000 | Marked Unknown | Unknown | Not Marked
4250012 | 1 | 1998-05-01 | Removed From Ground | Diesel | 10000 | Bare Steel | Bare Steel | Suction: No Valve At The Tank
4250013 | 1 | 1988-01-01 | Removed From Ground | Diesel | 4000 | Marked Unknown | Unknown | Not Marked
4250013 | 2 | 1988-01-01 | Removed From Ground | Diesel |  | Not Marked/Unknown | Not Marked | Not Marked
4250013 | 3 | 1988-01-01 | Removed From Ground | Kerosene |  | Not Marked/Unknown | Not Marked | Not Marked
4250013 | 4 | 1988-01-01 | Removed From Ground | Gas |  | Not Marked/Unknown | Not Marked | Not Marked
4250013 | 5 | 1988-01-01 | Removed From Ground | Kerosene |  | Not Marked/Unknown | Not Marked | Not Marked
4250014 | 1 | 1979-01-15 | Closed In Ground | Gas | 500 | Bare Steel | Galvanized Steel | Not Marked
4250016 | 1 | 1991-12-01 | Removed From Ground | Gas | 5000 | Cathodically Protected Steel | Galvanized Steel | Pressure
4250016 | 10 | 1993-07-22 | Removed From Ground | Gas | 5000 | Bare Steel | Galvanized Steel | Not Marked
4250016 | 107 | 1993-11-01 | Currently In Use | Gas | 8000 | Steel-Galvanic | Fiberglass Reinforced Plastic | Pressure |  | 1993-11-13 |  | 1993-11-13
4250016 | 108 | 1993-11-01 | Currently In Use | Gas | 6000 | Steel-Galvanic | Fiberglass Reinforced Plastic | Pressure |  | 1993-11-13 |  | 1993-11-13
4250016 | 109 | 1993-11-01 | Currently In Use | Gas | 6000 | Steel-Galvanic | Fiberglass Reinforced Plastic | Pressure |  | 1993-11-13 |  | 1993-11-13
4250016 | 2 | 1991-12-01 | Removed From Ground | Gas | 5000 | Cathodically Protected Steel | Galvanized Steel | Pressure
4250016 | 3 | 1993-12-01 | Removed From Ground | Gas | 5000 | Cathodically Protected Steel | Galvanized Steel | Pressure
4250016 | 4 | 1991-12-01 | Removed From Ground | Gas | 5000 | Cathodically Protected Steel | Galvanized Steel | Pressure
4250016 | 5 | 1992-04-27 | Removed From Ground | Used Oil | 600 | Cathodically Protected Steel | Galvanized Steel | Not Marked | Y |  | Y
4250016 | 6 | 1991-12-01 | Removed From Ground | Used Oil | 600 | Cathodically Protected Steel | Galvanized Steel | Not Marked | Y |  | Y
4250016 | 7 | 1993-07-22 | Removed From Ground | Gas | 5000 | Bare Steel | Galvanized Steel | Not Marked
4250016 | 8 | 1993-07-22 | Removed From Ground | Gas | 5000 | Bare Steel | Galvanized Steel | Not Marked
4250016 | 9 | 1993-07-22 | Removed From Ground | Gas | 5000 | Bare Steel | Galvanized Steel | Not Marked
4250018 | 1 | 1990-09-01 | Removed From Ground | Diesel | 2000 | Bare Steel | Galvanized Steel | Not Marked
4250018 | 2 | 1990-09-01 | Removed From Ground | Kerosene | 2000 | Bare Steel | Galvanized Steel | Not Marked
4250018 | 3 | 1990-09-01 | Removed From Ground | Diesel | 560 | Bare Steel | Galvanized Steel | Not Marked
4250018 | 4 | 1990-09-01 | Removed From Ground | Diesel | 560 | Bare Steel | Galvanized Steel | Not Marked
4250018 | 5 | 2008-07-08 | Removed From Ground | Gas | 550 | Steel-Galvanic | Cathodically Protected | Suction: No Valve At The Tank |  | 1990-09-21 |  | 1990-09-21
4250018 | 6 | 2008-07-08 | Removed From Ground | Diesel | 1000 | Steel-Galvanic | Cathodically Protected | Suction: No Valve At The Tank |  | 1990-09-21 |  | 1990-09-21
4250019 | 1 |  | Removed From Ground Date Unknown | Other | 1 | Not Marked/Unknown | Not Marked | Not Marked
4250020 | 1 | 1993-01-01 | Currently In Use | Gas | 10000 | Steel-Galvanic | Fiberglass Reinforced Plastic | Pressure |  | 1993-01-01 |  | 1993-01-01
4250021 | 1 | 1992-12-02 | Removed From Ground | Diesel | 10000 | Cathodically Protected Steel | Galvanized Steel | Not Marked
4250022 | 1 | 1998-06-15 | Removed From Ground | Gas | 1000 | Bare Steel | Galvanized Steel | Not Marked
4250022 | 2 | 1995-04-13 | Closed In Ground | Heating Oil | 3000 | Bare Steel | Galvanized Steel | Not Marked
4250023 | 1 | 1998-08-15 | Removed From Ground | Gas | 1000 | Bare Steel | Galvanized Steel | Not Marked
4250024 | 1 |  | Closed In Ground Date Unknown | Diesel | 560 | Bare Steel | Galvanized Steel | Not Marked
4250025 | 1 |  | Closed In Ground Date Unknown | Diesel | 560 | Bare Steel | Galvanized Steel | Not Marked
4250025 | 2 |  | Closed In Ground Date Unknown | Heating Oil | 560 | Bare Steel | Galvanized Steel | Not Marked
4250026 | 1 | 1966-05-07 | Currently In Use | Other | 3000 | Steel-Impressed Current | Cathodically Protected | Pressure |  | 1998-01-01 |  | 1998-01-01
4250026 | 2 | 1958-05-07 | Currently In Use | Diesel | 3000 | Steel-Impressed Current | Cathodically Protected | Suction: Valve At The Tank |  | 1998-07-01 |  | 1998-07-01
4250026 | 3 | 1958-05-07 | Currently In Use | Diesel | 3000 | Steel-Impressed Current | Cathodically Protected | Suction: Valve At The Tank |  | 1998-07-01 |  | 1998-07-01
4250026 | 4 |  | Permanently Out Of Use | Empty | 4000 | Bare Steel | Unknown | Not Marked
4250026 | 5 | 1958-05-07 | Currently In Use | Gas | 8000 | Steel-Impressed Current | Cathodically Protected | Pressure |  | 1998-07-01 |  | 1998-07-01
4250026 | 6 | 1983-05-08 | Currently In Use | Gas | 8000 | Steel-Impressed Current | Cathodically Protected | Pressure |  | 1998-07-01 |  | 1998-07-01
4250027 | 1 | 1996-05-28 | Removed From Ground | Diesel | 6000 | Bare Steel | Galvanized Steel | Not Marked
4250028 | 1 | 2008-06-10 | Temporarily Out Of Use | Gas | 3000 | Steel-Impressed Current | Impressed Current | Suction: No Valve At The Tank |  | 1998-01-01 |  | 1998-01-01
4250028 | 2 | 2008-06-10 | Temporarily Out Of Use | Gas | 3000 | Steel-Impressed Current | Impressed Current | Suction: No Valve At The Tank |  | 1998-01-01 |  | 1998-01-01
4250028 | 3 | 2008-06-10 | Temporarily Out Of Use | Gas | 3000 | Steel-Impressed Current | Impressed Current | Suction: No Valve At The Tank |  | 1998-01-01 |  | 1998-01-01
4250028 | 4 | 2008-06-10 | Temporarily Out Of Use | Diesel | 3000 | Steel-Impressed Current | Impressed Current | Suction: No Valve At The Tank |  | 1998-01-01 |  | 1998-01-01
4250028 | 5 | 2000-05-01 | Removed From Ground | Gas | 250 | Marked Unknown | Unknown | Not Marked
4250030 | 1 |  | Closed In Ground Date Unknown | Empty | 560 | Bare Steel | Galvanized Steel | Suction: Valve At The Tank
4250030 | 2 |  | Closed In Ground Date Unknown | Empty | 560 | Bare Steel | Galvanized Steel | Suction: Valve At The Tank
4250030 | 3 |  | Closed In Ground Date Unknown | Empty | 1000 | Bare Steel | Galvanized Steel | Suction: Valve At The Tank
4250030 | 4 | 2013-02-25 | Removed From Ground | Gas | 3000 | STIP-3 | Galvanic | Suction: Valve At The Tank | N | 2009-05-01 | N | 2009-05-01
4250030 | 5 | 2014-07-01 | Currently In Use | Gas | 3000 | Composite Double Walled | Double Walled | Pressure | N | 2014-07-01 | N | 2014-07-01
4250030 | 6 | 2015-12-10 | Temporarily Out Of Use | Diesel | 3000 | Composite Double Walled | Fiberglass/Double Walled | Pressure | N | 2014-07-01 | N | 2014-07-01
4250031 | 1 | 1992-07-01 | Removed From Ground | Empty | 4000 | Bare Steel | Not Marked | Not Marked
4250031 | 2 | 1992-07-01 | Removed From Ground | Empty | 4000 | Bare Steel | Galvanized Steel | Not Marked
4250034 | 1 | 1998-01-01 | Temporarily Out Of Use | Empty | 3000 | Steel-Impressed Current | Unknown | Not Marked |  | 1998-01-01 |  | 1998-01-01
4250034 | 2 | 1998-01-01 | Temporarily Out Of Use | Empty | 3000 | Steel-Impressed Current | Unknown | Not Marked |  | 1998-01-01 |  | 1998-01-01
4250034 | 3 | 1998-01-01 | Temporarily Out Of Use | Empty | 4000 | Steel-Impressed Current | Unknown | Not Marked |  | 1998-01-01 12:00 |  | 1998-01-01 12:00
4250035 | 1 | 1981-05-07 | Currently In Use | Diesel | 6000 | Steel-Impressed Current | Single Wall Flex | Pressure |  | 1998-11-01 |  | 1998-11-01
4250035 | 2 | 1981-05-07 | Currently In Use | Gas | 10000 | Steel-Impressed Current | Single Wall Flex | Pressure |  | 1998-11-01 |  | 1998-11-01
4250035 | 3 | 1981-05-07 | Currently In Use | Gas | 10000 | Steel-Impressed Current | Single Wall Flex | Pressure |  | 1998-11-01 |  | 1998-11-01
4250035 | 4 | 1981-05-07 | Currently In Use | Gas | 10000 | Steel-Impressed Current | Fiberglass Reinforced Plastic | Pressure |  | 1998-11-01 |  | 1998-11-01
4250036 | 1 | 1995-06-01 | Removed From Ground | Gas | 1000 | Bare Steel | Galvanized Steel | Not Marked
4250038 | 1 | 2002-02-03 | Closed In Ground | Gas | 4000 | Cathodically Protected Steel | Fiberglass Reinforced Plastic | Pressure |  | 1989-11-29 |  | 1989-11-29
4250038 | 2 | 2002-02-03 | Closed In Ground | Gas | 4000 | Cathodically Protected Steel | Fiberglass Reinforced Plastic | Pressure |  | 1989-11-29 |  | 1989-11-29
4250038 | 3 | 1999-12-01 | Closed In Ground | Gas | 1000 | Bare Steel | Fiberglass Reinforced Plastic | Pressure |  | 1989-11-29 |  | 1989-11-29
4250038 | 4 | 2002-02-03 | Closed In Ground | Diesel | 1000 | Cathodically Protected Steel | Fiberglass Reinforced Plastic | Pressure |  | 1989-11-29 |  | 1989-11-29
4250038 | 5 | 1999-12-01 | Closed In Ground | Used Oil | 500 | Not Marked/Unknown | Not Marked | Gravity Fed | Y |  | Y
4250040 | 1 | 2006-04-06 | Permanently Out Of Use | Gas | 15000 | Bare Steel | Galvanized Steel | Not Marked
4250040 | 2 | 2006-04-06 | Permanently Out Of Use | Gas | 15000 | Bare Steel | Galvanized Steel | Not Marked
4250041 | 1 | 1990-11-01 | Removed From Ground | Diesel | 10000 | Bare Steel | Unknown | Not Marked
4250041 | 2 | 1990-11-01 | Removed From Ground | Diesel | 1000 | Bare Steel | Unknown | Not Marked
4250044 | 1 | 2016-11-09 | Temporarily Out Of Use | Gas | 6000 | Steel-Impressed Current | Fiberglass Reinforced Plastic | Pressure |  | 1997-04-18 |  | 1997-04-18
4250044 | 2 | 1974-05-07 | Currently In Use | Gas | 10000 | Steel-Impressed Current | Fiberglass Reinforced Plastic | Pressure |  | 1997-04-18 |  | 1997-04-18
4250044 | 3 | 1974-05-07 | Currently In Use | Diesel | 8000 | Steel-Impressed Current | Fiberglass Reinforced Plastic | Pressure |  | 1997-04-18 |  | 1997-04-18
4250044 | 4 | 2003-06-01 | Removed From Ground | Used Oil | 550 | Bare Steel | Galvanized Steel | Gravity Fed | Y |  | Y
4250046 | 1 | 1995-12-21 | Removed From Ground | Diesel | 6000 | Bare Steel | Bare Steel | Not Marked
4250046 | 2 | 1995-12-21 | Removed From Ground | Other | 2000 | Bare Steel | Bare Steel | Not Marked
4250048 | 1 | 1998-11-25 | Removed From Ground | Gas | 2000 | Bare Steel | Galvanized Steel | Not Marked
4250048 | 2 | 1998-11-25 | Removed From Ground | Gas | 2000 | Bare Steel | Galvanized Steel | Not Marked
4250048 | 3 | 1998-11-25 | Removed From Ground | Gas | 2000 | Bare Steel | Galvanized Steel | Not Marked
4250051 | 1AST |  | Permanently Out Of Use | Gas | 565 | Bare Steel | Galvanized Steel | Not Marked
4250052 | 1 | 1986-05-07 | Removed From Ground | Diesel | 1000 | Bare Steel | Bare Steel | Not Marked
4250052 | 10 | 1986-05-07 | Closed In Ground | Gas | 1000 | Bare Steel | Not Marked | Not Marked
4250052 | 11 | 1986-05-07 | Closed In Ground | Hazardous Substance | 1000 | Bare Steel | Not Marked | Not Marked
4250052 | 12 | 1986-05-07 | Closed In Ground | Hazardous Substance | 1000 | Bare Steel | Not Marked | Not Marked
4250052 | 13 | 1986-05-07 | Removed From Ground | Hazardous Substance | 1500 | Bare Steel | Bare Steel | Not Marked
4250052 | 14 | 1986-05-07 | Removed From Ground | Diesel | 10000 | Bare Steel | Galvanized Steel | Not Marked
4250052 | 15 | 1986-05-07 | Closed In Ground | Other | 20000 | Bare Steel | Unknown | Not Marked
4250052 | 16 | 1986-05-07 | Closed In Ground | Other | 20000 | Bare Steel | Unknown | Not Marked
4250052 | 17 | 1986-05-07 | Closed In Ground | Diesel | 260 | Bare Steel | Unknown | Not Marked
4250052 | 18 | 1986-05-07 | Removed From Ground | Diesel | 260 | Marked Unknown | Unknown | Not Marked
4250052 | 19 | 1986-05-07 | Removed From Ground | Other | 3000 | Bare Steel | Bare Steel | Not Marked
4250052 | 2 | 1986-05-07 | Closed In Ground | Used Oil | 500 | Bare Steel | Bare Steel | Not Marked | Y |  | Y
4250052 | 20 | 1986-05-07 | Removed From Ground | Hazardous Substance | 1500 | Bare Steel | Bare Steel | Not Marked
4250052 | 21 | 1986-05-01 | Removed From Ground | Diesel | 10000 | Bare Steel | Galvanized Steel | Not Marked
4250052 | 3 | 1986-05-07 | Removed From Ground | Gas | 4000 | Fiberglass | Unknown | Not Marked
4250052 | 4 | 1986-05-07 | Removed From Ground | Gas | 2000 | Fiberglass | Unknown | Not Marked
4250052 | 5 | 1986-05-07 | Removed From Ground | Diesel | 500 | Bare Steel | Bare Steel | Not Marked
4250052 | 6 | 1986-05-07 | Removed From Ground | Gas | 500 | Bare Steel | Bare Steel | Not Marked
4250052 | 7 | 1986-05-07 | Removed From Ground | Diesel | 8000 | Bare Steel | Galvanized Steel | Not Marked
4250052 | 8 | 1988-11-01 | Removed From Ground | Diesel | 8000 | Bare Steel | Galvanized Steel | Not Marked
4250052 | 9 | 1986-05-07 | Closed In Ground | Kerosene | 500 | Bare Steel | Not Marked | Not Marked
4250053 | 1 | 2007-10-15 | Removed From Ground | Empty | 1002 | Cathodically Protected Steel | Galvanized Steel | Suction: No Valve At The Tank
4250055 | 1 | 2012-08-07 | Removed From Ground | Diesel | 10000 | Steel-Impressed Current | Fiberglass Reinforced Plastic | Pressure |  | 1997-03-01 |  | 1997-03-01
4250055 | 2 | 2012-08-07 | Removed From Ground | Diesel | 10000 | Steel-Impressed Current | Fiberglass Reinforced Plastic | Pressure |  | 1997-03-01 |  | 1997-03-01
4250056 | 3 | 1998-08-01 | Removed From Ground | Gas | 1 | Bare Steel | Galvanized Steel | Not Marked
4250056 | 4 | 1998-08-01 | Removed From Ground | Gas | 1 | Bare Steel | Galvanized Steel | Not Marked
4250056 | 8 | 1998-08-01 | Removed From Ground | Gas | 1 | Bare Steel | Galvanized Steel | Not Marked
4250056 | 8 |  | Temporarily Out Of Use | Gas | 1 | Bare Steel | Galvanized Steel | Not Marked
4250056 | 9 | 1998-08-01 | Removed From Ground | Diesel | 1 | Bare Steel | Galvanized Steel | Not Marked
4250056 | 9 |  | Temporarily Out Of Use | Diesel | 1 | Bare Steel | Galvanized Steel | Not Marked
4250057 | 1 | 1989-04-01 | Removed From Ground | Diesel | 5000 | Bare Steel | Bare Steel | Not Marked
4250057 | 2 | 1989-04-01 | Removed From Ground | Gas | 1000 | Bare Steel | Bare Steel | Not Marked
4250057 | 3 | 1989-04-01 | Removed From Ground | Gas | 560 | Bare Steel | Bare Steel | Not Marked
4250057 | 4 | 1989-04-01 | Removed From Ground | Kerosene | 135 | Bare Steel | Bare Steel | Not Marked
4250057 | 5 | 1989-04-01 | Removed From Ground | Diesel | 5000 | Bare Steel | Bare Steel | Not Marked
4250057 | 6 | 2002-12-19 | Closed In Ground | Kerosene | 1000 | Bare Steel | Bare Steel |  | N |  | N
4250058 | 1 | 2003-06-12 | Removed From Ground | Gas | 5000 | Steel-Impressed Current | Cathodically Protected | Pressure |  | 1998-12-14 |  | 1998-12-14
4250058 | 2 | 2003-06-12 | Removed From Ground | Gas | 5000 | Steel-Impressed Current | Cathodically Protected | Pressure |  | 1998-12-14 |  | 1998-12-14
4250058 | 3 | 2003-06-12 | Removed From Ground | Diesel | 2000 | Steel-Impressed Current | Cathodically Protected | Pressure |  | 1998-12-14 |  | 1998-12-14
4250058 | 4A | 2002-06-12 | Currently In Use | Gas | 10000 | Composite | Fiberglass Reinforced Plastic | Pressure | N | 2002-08-01 | N | 2002-08-01
4250058 | 4B | 2002-06-12 | Currently In Use | Gas | 5000 | Composite | Fiberglass Reinforced Plastic | Pressure | N | 2002-08-01 | N | 2002-08-01
4250059 | 1 | 1986-10-28 | Removed From Ground | Gas | 5000 | Bare Steel | Galvanized Steel | Suction: No Valve At The Tank
4250059 | 2 | 1986-10-28 | Removed From Ground | Gas | 5000 | Bare Steel | Galvanized Steel | Suction: No Valve At The Tank
4250059 | 3 | 1986-10-28 | Removed From Ground | Gas | 5000 | Bare Steel | Galvanized Steel | Suction: No Valve At The Tank
4250059 | 4 | 1986-10-28 | Removed From Ground | Gas | 5000 | Bare Steel | Galvanized Steel | Suction: No Valve At The Tank
4250060 | 1 | 1992-06-18 | Removed From Ground | Gas | 4000 | Bare Steel | Galvanized Steel | Not Marked
4250060 | 2 | 1992-06-18 | Removed From Ground | Gas | 4000 | Bare Steel | Galvanized Steel | Not Marked
4250060 | 3 | 1992-06-18 | Removed From Ground | Gas | 4000 | Bare Steel | Galvanized Steel | Not Marked
4250060 | 4 | 1992-06-18 | Removed From Ground | Gas | 4000 | Bare Steel | Galvanized Steel | Not Marked
4250060 | 5 | 1992-06-23 | Currently In Use | Gas | 8000 | STIP-3 | Double Walled Flex | Pressure |  | 1992-06-01 |  | 1992-06-01
4250060 | 6 | 1992-06-23 | Currently In Use | Diesel | 6000 | STIP-3 | Double Walled Flex | Pressure |  | 1992-06-01 |  | 1992-06-01
4250060 | 7 | 1985-01-01 | Currently In Use | Gas | 8000 | STIP-3 | Double Walled Flex | Pressure |  | 1992-06-01 |  | 1992-06-01
4250063 | 1 | 1988-12-02 | Removed From Ground | Gas | 6000 | Bare Steel | Galvanized Steel | Not Marked
4250063 | 2 | 1988-12-02 | Removed From Ground | Gas | 4000 | Bare Steel | Galvanized Steel | Not Marked
4250063 | 3 | 1988-12-02 | Removed From Ground | Gas | 4000 | Bare Steel | Galvanized Steel | Not Marked
4250063 | 4 | 1988-12-02 | Removed From Ground | Diesel | 4000 | Bare Steel | Galvanized Steel | Not Marked
4250063 | 6 | 1988-09-01 | Currently In Use | Gas | 6000 | Steel-Galvanic | Cathodically Protected | Pressure |  | 1988-09-01 12:00 |  | 1988-09-01 12:00
4250063 | 7 | 1988-09-01 | Currently In Use | Gas | 6000 | Steel-Galvanic | Cathodically Protected | Pressure |  | 1988-09-01 12:00 |  | 1988-09-01 12:00
4250063 | 8 | 1988-09-01 | Currently In Use | Gas | 4000 | Steel-Galvanic | Cathodically Protected | Pressure |  | 1988-09-01 12:00 |  | 1988-09-01 12:00
4250063 | 9 | 1988-09-01 | Currently In Use | Diesel | 4000 | Steel-Galvanic | Cathodically Protected | Pressure |  | 1988-09-01 12:00 |  | 1988-09-01 12:00
4250065 | 1 | 1986-01-01 | Removed From Ground | Other | 3000 | Cathodically Protected Steel | Cathodically Protected | Pressure |  | 1994-12-01 |  | 1994-12-01
4250065 | 2 | 1986-01-01 | Removed From Ground | Gas | 3000 | Bare Steel | Bare Steel | Not Marked
4250065 | 3 | 1986-01-01 | Removed From Ground | Gas | 3000 | Bare Steel | Bare Steel | Not Marked
4250065 | 4 | 1986-01-01 | Removed From Ground | Used Oil | 550 | Bare Steel | Bare Steel | Not Marked | Y |  | Y
4250065 | 5 | 1986-08-01 | Currently In Use | Gas | 10000 | Steel-Galvanic | Fiberglass Reinforced Plastic | Pressure |  | 1994-12-01 |  | 1994-12-01
4250065 | 6 | 1986-08-01 | Currently In Use | Gas | 8000 | Steel-Galvanic | Fiberglass Reinforced Plastic | Pressure |  | 1994-12-01 |  | 1994-12-01
4250065 | 7 | 1986-08-01 | Currently In Use | Gas | 8000 | Steel-Galvanic | Fiberglass Reinforced Plastic | Pressure |  | 1994-12-01 |  | 1994-12-01
4250065 | 8 | 1986-08-01 | Currently In Use | Diesel | 3000 | Steel-Galvanic | Fiberglass Reinforced Plastic | Pressure |  | 1994-12-01 |  | 1994-12-01
4250066 | 1 | 2002-10-01 | Removed From Ground | Gas | 8000 | Bare Steel | Fiberglass Reinforced Plastic | Pressure |  | 1992-10-01 |  | 1992-10-01
4250066 | 2 | 2002-10-01 | Removed From Ground | Gas | 8000 | Bare Steel | Fiberglass Reinforced Plastic | Pressure |  | 1992-10-01 |  | 1992-10-01
4250066 | 3 | 2002-10-01 | Removed From Ground | Gas | 8000 | Bare Steel | Fiberglass Reinforced Plastic | Gravity Fed |  | 1992-10-01 |  | 1992-10-01
4250068 | 1 | 1988-01-01 | Removed From Ground | Gas | 2000 | Bare Steel | Bare Steel | Not Marked
4250068 | 2 | 1988-01-01 | Removed From Ground | Gas | 2000 | Bare Steel | Bare Steel | Not Marked
4250069 | 1 | 1999-09-09 | Removed From Ground | Gas | 3000 | Bare Steel | Galvanized Steel | Suction: No Valve At The Tank
4250069 | 2 | 1999-09-09 | Removed From Ground | Gas | 2000 | Bare Steel | Galvanized Steel | Suction: No Valve At The Tank
4250069 | 3 | 1999-09-09 | Removed From Ground | Gas | 2000 | Bare Steel | Galvanized Steel | Suction: No Valve At The Tank
4250069 | 4 | 1999-09-09 | Removed From Ground | Empty | 2000 | Bare Steel | Bare Steel | Not Marked
4250069 | 5 | 2000-03-28 | Closed In Ground | Used Oil | 550 | Bare Steel | Bare Steel | Not Marked | Y |  | Y
4250070 | 6 | 2006-12-01 | Temporarily Out Of Use | Gas | 6000 | Steel-Galvanic | Fiberglass Reinforced Plastic | Pressure |  | 1989-01-13 |  | 1989-01-13
4250070 | 7 | 2006-12-01 | Temporarily Out Of Use | Gas | 6000 | Steel-Galvanic | Fiberglass Reinforced Plastic | Pressure |  | 1989-01-13 |  | 1989-01-13
4250070 | 8 | 2007-11-16 | Temporarily Out Of Use | Gas | 6000 | Steel-Galvanic | Fiberglass Reinforced Plastic | Pressure |  | 1989-01-13 |  | 1989-01-13
4250072 | 1 | 1992-10-26 | Removed From Ground | Gas | 4000 | Bare Steel | Galvanized Steel | Not Marked
4250074 | 1 |  | Removed From Ground Date Unknown | Gas | 4000 | Bare Steel | Galvanized Steel | Not Marked
4250074 | 2 |  | Removed From Ground Date Unknown | Gas | 2000 | Bare Steel | Galvanized Steel | Not Marked
4250074 | 3 |  | Removed From Ground Date Unknown | Gas | 2000 | Bare Steel | Galvanized Steel | Not Marked
4250074 | 4 |  | Removed From Ground Date Unknown | Gas | 2000 | Bare Steel | Galvanized Steel | Not Marked
4250074 | 5 |  | Closed In Ground Date Unknown | Used Oil | 550 | Bare Steel | Galvanized Steel | Not Marked | Y |  | Y
4250076 | 1 | 1991-02-01 | Removed From Ground | Gas | 4000 | Bare Steel | Galvanized Steel | Not Marked
4250077 | 1 | 1991-10-13 | Removed From Ground | Gas | 8000 | Bare Steel | Bare Steel | Not Marked
4250077 | 2 | 1991-10-13 | Removed From Ground | Gas | 5000 | Bare Steel | Bare Steel | Not Marked
4250077 | 3 | 1991-10-13 | Removed From Ground | Gas | 2000 | Bare Steel | Bare Steel | Not Marked
4250077 | 4 | 1991-10-13 | Removed From Ground | Used Oil | 1000 | Bare Steel | Bare Steel | Not Marked | Y |  | Y
4250077 | 5 | 1991-10-16 | Currently In Use | Gas | 6000 | Steel-Impressed Current | Fiberglass Reinforced Plastic | Not Marked |  | 1991-10-13 |  | 1991-10-13
4250077 | 6 | 1991-10-16 | Currently In Use | Diesel | 2000 | Steel-Impressed Current | Fiberglass Reinforced Plastic | Not Marked |  | 1991-10-13 |  | 1991-10-13
4250077 | 7 | 1991-01-01 | Currently In Use | Gas | 2000 | Steel-Impressed Current | Fiberglass Reinforced Plastic | Not Marked |  | 1991-10-13 |  | 1991-10-13
4250077 | 7A | 1991-01-01 | Currently In Use | Gas | 2000 | Steel-Impressed Current | Fiberglass Reinforced Plastic | Not Marked |  | 1991-10-13 |  | 1991-10-13
4250077 | 9 | 1957-01-01 | Removed From Ground | Other | 1 | Not Marked/Unknown | Not Marked | Not Marked
4250078 | 1 | 1999-03-09 | Removed From Ground | Gas | 5000 | Bare Steel | Unknown | Not Marked
4250078 | 2 | 1999-03-09 | Removed From Ground | Gas | 5000 | Bare Steel | Unknown | Not Marked
4250078 | 3 | 1999-03-09 | Removed From Ground | Empty | 5000 | Bare Steel | Unknown | Not Marked
4250078 | 4 | 1999-03-09 | Removed From Ground | Used Oil | 1000 | Bare Steel | Unknown | Not Marked | Y |  | Y
4250079 | 1 | 2005-02-08 | Removed From Ground | Gas | 4000 | Cathodically Protected Steel | Fiberglass Reinforced Plastic | Pressure |  | 1998-07-01 |  | 1998-07-01
4250079 | 2 | 2005-02-08 | Removed From Ground | Gas | 4000 | Cathodically Protected Steel | Fiberglass Reinforced Plastic | Pressure |  | 1998-07-01 |  | 1998-07-01
4250079 | 3 | 2005-02-08 | Removed From Ground | Gas | 4000 | Cathodically Protected Steel | Fiberglass Reinforced Plastic | Pressure |  | 1998-07-01 |  | 1998-07-01
4250080 | 1 | 1984-03-11 | Currently In Use | Gas | 4000 | Steel-Impressed Current | Fiberglass Reinforced Plastic | Suction: Valve At The Tank |  | 1995-04-05 |  | 1995-04-05
4250080 | 2 | 1984-03-11 | Currently In Use | Gas | 4000 | Steel-Impressed Current | Fiberglass Reinforced Plastic | Suction: Valve At The Tank |  | 1995-04-05 |  | 1995-04-05
4250080 | 3 | 1984-03-11 | Currently In Use | Gas | 4000 | Epoxy | Fiberglass Reinforced Plastic | Suction: Valve At The Tank |  | 1995-04-05 |  | 1995-04-05
4250081 | 1 | 1998-09-29 | Removed From Ground | Gas | 10000 | Bare Steel | Bare Steel | Not Marked
4250081 | 2 | 1998-09-29 | Removed From Ground | Gas | 3000 | Bare Steel | Bare Steel | Not Marked
4250081 | 3 | 1998-09-29 | Removed From Ground | Gas | 3000 | Bare Steel | Bare Steel | Not Marked
4250081 | 4 | 1998-09-29 | Removed From Ground | Gas | 3000 | Bare Steel | Bare Steel | Not Marked
4250081 | 5 | 1998-09-29 | Removed From Ground | Used Oil | 550 | Marked Unknown | Bare Steel | Not Marked | Y |  | Y
4250081 | 6 | 1998-09-29 | Removed From Ground | Gas | 3000 | Bare Steel | Bare Steel | Not Marked
4250081 | 7 | 1998-09-29 | Removed From Ground | Gas | 3000 | Bare Steel | Bare Steel | Not Marked
4250081 | 8 | 1998-09-29 | Removed From Ground | Gas | 3000 | Bare Steel | Bare Steel | Not Marked
4250082 | 1 | 1996-04-01 | Removed From Ground | Empty | 3000 | Bare Steel | Galvanized Steel | Suction: Valve At The Tank
4250082 | 2 | 1996-04-01 | Removed From Ground | Empty | 8000 | Epoxy | Galvanized Steel | Suction: Valve At The Tank
4250083 | 1 | 1976-03-31 | Currently In Use | Gas | 8000 | Steel-Impressed Current | Impressed Current | Suction: Valve At The Tank |  | 1996-01-01 |  | 1996-01-01
4250083 | 2 | 1976-03-31 | Currently In Use | Gas | 8000 | Steel-Impressed Current | Impressed Current | Suction: Valve At The Tank |  | 1996-01-01 |  | 1996-01-01
4250083 | 3 | 1976-03-31 | Currently In Use | Gas | 8000 | Steel-Impressed Current | Impressed Current | Suction: Valve At The Tank |  | 1996-01-01 |  | 1996-01-01
4250084 | BLUE | 1979-07-01 | Currently In Use | Gas | 4000 | Steel-Impressed Current | Fiberglass Reinforced Plastic | Pressure |  | 1993-04-23 |  | 1993-04-23
4250084 | GOLD | 1974-05-01 | Currently In Use | Gas | 4000 | Steel-Impressed Current | Fiberglass Reinforced Plastic | Pressure |  | 1993-04-23 |  | 1993-04-23
4250084 | SILVER | 1974-07-01 | Currently In Use | Gas | 4000 | Steel-Impressed Current | Fiberglass Reinforced Plastic | Pressure |  | 1993-04-23 |  | 1993-04-23
4250085 | 1 |  | Permanently Out Of Use | Gas | 8000 | Bare Steel | Unknown | Not Marked
4250085 | 2 |  | Permanently Out Of Use | Diesel | 8000 | Bare Steel | Unknown | Not Marked
4250086 | 1 | 1996-05-21 | Closed In Ground | Gas | 2000 | Bare Steel | Galvanized Steel | Not Marked
4250086 | 2 | 1996-05-21 | Closed In Ground | Gas | 2000 | Bare Steel | Galvanized Steel | Not Marked
4250086 | 3 |  | Removed From Ground Date Unknown | Used Oil | 200 | Bare Steel | Galvanized Steel | Not Marked | Y |  | Y
4250086 | 4 |  | Removed From Ground Date Unknown | Gas | 500 | Fiberglass | Galvanized Steel | Not Marked
4250086 | 5 | 1996-05-21 | Removed From Ground | Kerosene | 7500 | Bare Steel | Galvanized Steel | Not Marked
4250088 | 1 | 2003-11-01 | Removed From Ground | Gas | 2000 | Double Walled | Fiberglass Reinforced Plastic | Not Marked |  | 1989-12-01 |  | 1989-12-01
4250088 | 2 | 1989-12-01 | Removed From Ground | Other | 2000 | Not Marked/Unknown | Not Marked | Not Marked
4250089 | 1 |  | Currently In Use | Diesel | 8000 | Bare Steel | Unknown | Not Marked
4250091 | 1 | 1991-07-16 | Removed From Ground | Gas | 10000 | Bare Steel | Galvanized Steel | Not Marked
4250091 | 2 | 1991-07-16 | Removed From Ground | Gas | 4000 | Bare Steel | Galvanized Steel | Not Marked
4250091 | 3 | 1991-07-16 | Removed From Ground | Gas | 4000 | Bare Steel | Galvanized Steel | Not Marked
4250091 | 4 | 1991-07-16 | Removed From Ground | Gas | 4000 | Bare Steel | Galvanized Steel | Not Marked
4250091 | 5 | 1991-07-16 | Removed From Ground | Gas | 4000 | Bare Steel | Galvanized Steel | Not Marked
4250091 | 6 | 1991-07-16 | Removed From Ground | Gas | 6000 | Bare Steel | Galvanized Steel | Not Marked
4250091 | 7 | 1991-07-16 | Removed From Ground | Gas | 6000 | Bare Steel | Galvanized Steel | Not Marked
4250094 | 1 | 1994-10-01 | Removed From Ground | Diesel | 3000 | Bare Steel | Galvanized Steel | Not Marked
4250094 | BR1 | 1994-10-01 | Removed From Ground | Hazardous Substance | 20000 | Bare Steel | Bare Steel | Suction: No Valve At The Tank
4250094 | BR2 | 1994-12-02 | Removed From Ground | Hazardous Substance | 20000 | Bare Steel | Bare Steel | Not Marked
4250094 | BR3 | 1987-01-01 | Removed From Ground | Gas | 1000 | Bare Steel | Bare Steel | Suction: No Valve At The Tank
4250094 | BR4 | 1994-10-04 | Removed From Ground | Diesel | 1000 | Bare Steel | Bare Steel | Suction: No Valve At The Tank
4250094 | CAF1 | 1996-05-13 | Removed From Ground | Diesel | 1000 | Not Marked/Unknown | Not Marked | Not Marked
4250094 | COMP1 | 1996-05-13 | Removed From Ground | Empty | 800 | Bare Steel | Bare Steel | Suction: Valve At The Tank
4250094 | FF1 | 1990-03-01 | Currently In Use | Kerosene | 20000 | EPOXY/DOUBLE WALLED | Aboveground Piping | Pressure |  | 1990-03-01 |  | 1990-03-01
4250094 | FF2 | 1990-03-01 | Currently In Use | Kerosene | 20000 | EPOXY/DOUBLE WALLED | Aboveground Piping | Pressure |  | 1990-03-01 |  | 1990-03-01
4250094 | FF3 | 1990-03-01 | Currently In Use | Kerosene | 20000 | EPOXY/DOUBLE WALLED | Aboveground Piping | Pressure |  | 1990-03-01 |  | 1990-03-01
4250094 | FF4 | 1990-03-01 | Currently In Use | Kerosene | 20000 | EPOXY/DOUBLE WALLED | Cathodically Protected | Pressure |  | 1990-03-01 |  | 1990-03-01
4250094 | FF5A | 1990-03-01 | Currently In Use | Kerosene | 10000 | EPOXY/DOUBLE WALLED | Aboveground Piping | Pressure |  | 1990-03-01 |  | 1990-03-01
4250094 | FF5B | 1990-03-01 | Currently In Use | Kerosene | 10000 | EPOXY/DOUBLE WALLED | Aboveground Piping | Pressure | N | 1990-03-01 | N | 1990-03-01
4250094 | WH1 | 1987-07-31 | Currently In Use | Gas | 2000 | STIP-3 | Fiberglass Reinforced Plastic | Suction: Valve At The Tank |  | 1995-05-12 |  | 1995-05-12
4250095 | 1 | 1998-06-01 | Removed From Ground | Gas | 10000 | Bare Steel | Unknown | Suction: No Valve At The Tank |  | 1993-12-10 |  | 1993-12-10
4250095 | 2 | 1998-06-01 | Removed From Ground | Empty | 500 | Bare Steel | Unknown | Not Marked
4250095 | 3 | 1998-06-01 | Removed From Ground | Used Oil | 500 | Bare Steel | Unknown | Not Marked | Y |  | Y
4250095 | 4 | 1998-06-01 | Removed From Ground | Gas | 10000 | Bare Steel | Fiberglass Reinforced Plastic | Suction: No Valve At The Tank |  | 1993-12-10 |  | 1993-12-10
4250096 | 1 | 1996-04-08 | Removed From Ground | Diesel | 1000 | Bare Steel | Galvanized Steel | Not Marked
4250096 | 2 | 1996-04-08 | Removed From Ground | Gas | 1000 | Bare Steel | Galvanized Steel | Not Marked
4250096 | 3 | 1996-04-11 | Closed In Ground | Used Oil | 1500 | Not Marked/Unknown | Not Marked | Not Marked | Y |  | Y
4250096 | 4 | 1996-06-24 | Removed From Ground | Used Oil | 2000 | Not Marked/Unknown | Not Marked | Not Marked | Y |  | Y
4250096 | 5 | 1996-06-27 | Closed In Ground | Other | 250 | Not Marked/Unknown | Not Marked | Not Marked
4250096 | 6 | 1996-06-27 | Closed In Ground | Other | 250 | Not Marked/Unknown | Not Marked | Not Marked
4250096 | 7 | 1996-06-27 | Closed In Ground | Other | 250 | Not Marked/Unknown | Not Marked | Not Marked
4250097 | 1 | 1993-07-20 | Removed From Ground | Gas | 3000 | Bare Steel | Galvanized Steel | Not Marked
4250098 | 1 | 1995-03-26 | Removed From Ground | Diesel | 2000 | Bare Steel | Not Marked | Not Marked
4250098 | 2 | 1995-03-26 | Removed From Ground | Diesel | 2000 | Bare Steel | Not Marked | Not Marked
4250098 | 3 | 1995-03-26 | Removed From Ground | Gas | 2000 | Bare Steel | Not Marked | Not Marked
4250098 | 4 | 1995-03-26 | Removed From Ground | Gas | 2000 | Bare Steel | Not Marked | Not Marked
4250099 | 1 |  | Removed From Ground Date Unknown | Diesel | 8000 | Bare Steel | Galvanized Steel | Not Marked
4250099 | 2 |  | Removed From Ground Date Unknown | Diesel | 8000 | Bare Steel | Galvanized Steel | Not Marked
4250099 | 3 |  | Removed From Ground Date Unknown | Gas | 3000 | Bare Steel | Galvanized Steel | Not Marked
4250100 | 1 | 1993-08-11 | Removed From Ground | Diesel | 20000 | Bare Steel | Galvanized Steel | Pressure
4250100 | 2 | 1993-08-11 | Removed From Ground | Diesel | 12000 | Bare Steel | Galvanized Steel | Pressure
4250100 | 3 | 1993-08-11 | Removed From Ground | Used Oil | 500 | Bare Steel | Galvanized Steel | Gravity Fed | Y |  | Y
4250100 | 4 | 1993-07-22 | Currently In Use | Diesel | 15000 | Composite | Fiberglass/Double Walled | Pressure |  | 1993-07-22 |  | 1993-07-22
4250100 | 5 | 2009-06-19 | Removed From Ground | Used Oil | 1000 | Composite | Fiberglass/Double Walled | Gravity Fed |  | 1993-07-22 |  | 1993-07-22
4250101 | 1 | 1987-06-06 | Currently In Use | Gas | 10000 | Cathodically Protected Steel | Impressed Current | Pressure |  | 1987-06-06 |  | 1987-06-06
4250101 | 2 | 1987-06-06 | Currently In Use | Gas | 10000 | Cathodically Protected Steel | Impressed Current | Pressure |  | 1987-06-06 |  | 1987-06-06
4250101 | 3 | 1987-06-06 | Currently In Use | Gas | 10000 | Cathodically Protected Steel | Impressed Current | Pressure |  | 1987-06-06 |  | 1987-06-06
4250101 | 4 | 1987-06-06 | Currently In Use | Diesel | 10000 | Cathodically Protected Steel | Impressed Current | Pressure |  | 1987-06-01 |  | 1987-06-01
4250101 | 5 | 1987-06-06 | Currently In Use | Kerosene | 4000 | Cathodically Protected Steel | Fiberglass Reinforced Plastic | Pressure |  | 1987-06-06 |  | 1987-06-06
4250102 | 1 | 1995-05-01 | Removed From Ground | Gas | 5000 | Bare Steel | Galvanized Steel | Suction: No Valve At The Tank
4250102 | 2 | 1995-05-01 | Removed From Ground | Diesel | 5000 | Bare Steel | Galvanized Steel | Not Marked
4250102 | 3 | 1995-05-01 | Removed From Ground | Diesel | 2000 | Bare Steel | Galvanized Steel | Not Marked
4250102 | 4 | 1995-05-01 | Removed From Ground | Gas | 2000 | Bare Steel | Galvanized Steel | Not Marked
4250102 | 5 | 1995-05-01 | Currently In Use | Gas | 5000 | STIP-3 | Fiberglass Reinforced Plastic | Pressure |  | 1995-05-01 |  | 1995-05-01
4250102 | 6 | 1995-05-01 | Currently In Use | Diesel | 5000 | STIP-3 | Fiberglass Reinforced Plastic | Pressure |  | 1995-05-01 |  | 1995-05-01
4250103 | 1 | 1984-05-07 | Currently In Use | Gas | 10150 | Steel-Impressed Current | Fiberglass Reinforced Plastic | Pressure |  | 1992-04-01 |  | 1992-04-01
4250103 | 2 | 1984-05-07 | Currently In Use | Gas | 10150 | Steel-Impressed Current | Fiberglass Reinforced Plastic | Pressure |  | 1992-04-01 |  | 1992-04-01
4250103 | 3 | 1984-05-07 | Currently In Use | Gas | 10150 | Steel-Impressed Current | Fiberglass Reinforced Plastic | Pressure |  | 1992-04-01 |  | 1992-04-01
4250103 | 4 | 1992-04-01 | Removed From Ground | Diesel | 2000 | Bare Steel | Galvanized Steel | Suction: No Valve At The Tank
4250103 | 5 | 1992-04-01 | Permanently Out Of Use | Used Oil | 500 | Bare Steel | Galvanized Steel | Suction: No Valve At The Tank | Y |  | Y
4250103 | 6 | 1992-04-01 | Temporarily Out Of Use | Other | 500 | Steel-Impressed Current | Fiberglass Reinforced Plastic | Suction: No Valve At The Tank |  | 1992-04-02 12:00 |  | 1992-04-02 12:00
4250104 | 1 | 1999-02-08 | Removed From Ground | Gas | 4010 | Bare Steel | Galvanized Steel | Pressure
4250104 | 2 | 1999-02-08 | Removed From Ground | Gas | 4009 | Not Marked/Unknown | Galvanized Steel | Pressure
4250104 | 3 | 1999-02-08 | Removed From Ground | Gas | 4010 | Bare Steel | Galvanized Steel | Pressure
4250104 | 4 | 1999-02-09 | Removed From Ground | Gas | 4009 | Bare Steel | Galvanized Steel | Pressure
4250104 | 5 | 1999-02-09 | Removed From Ground | Gas | 4010 | Bare Steel | Galvanized Steel | Pressure
4250104 | 6 | 1999-02-08 | Removed From Ground | Gas | 4009 | Bare Steel | Galvanized Steel | Pressure
4250104 | 7 | 1997-10-01 | Removed From Ground | Diesel | 4010 | Bare Steel | Galvanized Steel | Not Marked
4250104 | 8 | 1987-10-01 | Removed From Ground | Diesel | 4009 | Bare Steel | Galvanized Steel | Not Marked
4250104 | 9 | 1999-02-08 | Removed From Ground | Diesel | 8000 | Cathodically Protected Steel | Galvanized Steel | Pressure
4250105 | 1 |  | Removed From Ground Date Unknown | Gas | 3010 | Bare Steel | Galvanized Steel | Not Marked
4250105 | 2 |  | Removed From Ground Date Unknown | Gas | 3010 | Bare Steel | Galvanized Steel | Not Marked
4250105 | 3 |  | Removed From Ground Date Unknown | Gas | 3010 | Bare Steel | Galvanized Steel | Not Marked
4250106 | 1 | 1994-04-01 | Removed From Ground | Gas | 4010 | Bare Steel | Galvanized Steel | Not Marked
4250106 | 2 | 1994-04-01 | Removed From Ground | Gas | 4009 | Bare Steel | Galvanized Steel | Not Marked
4250106 | 3 | 1994-04-01 | Removed From Ground | Gas | 8020 | Bare Steel | Galvanized Steel | Not Marked
4250106 | 4 | 1994-04-01 | Removed From Ground | Gas | 4010 | Bare Steel | Galvanized Steel | Not Marked
4250106 | 5 | 1994-04-01 | Removed From Ground | Gas | 4009 | Bare Steel | Galvanized Steel | Not Marked
4250106 | 6 | 1994-04-01 | Removed From Ground | Diesel | 4010 | Bare Steel | Galvanized Steel | Not Marked
4250106 | 7 | 1994-06-01 | Currently In Use | Gas | 12000 | Composite | Fiberglass Reinforced Plastic | Pressure |  | 1994-06-01 |  | 1994-06-01
4250106 | 8A | 1994-06-01 | Currently In Use | Gas | 6000 | Composite | Fiberglass Reinforced Plastic | Pressure |  | 1994-06-01 |  | 1994-06-01
4250106 | 8B | 1994-06-01 | Currently In Use | Gas | 6000 | Composite | Fiberglass Reinforced Plastic | Pressure |  | 1994-06-01 |  | 1994-06-01
4250107 | 1 | 1982-05-07 | Currently In Use | Gas | 8020 | Steel-Impressed Current | Fiberglass Reinforced Plastic | Pressure |  | 1991-10-01 |  | 1991-10-01
4250107 | 2 | 1982-05-07 | Currently In Use | Gas | 8020 | Steel-Impressed Current | Fiberglass Reinforced Plastic | Pressure |  | 1991-10-01 |  | 1991-10-01
4250107 | 3 | 1982-05-07 | Currently In Use | Gas | 8020 | Steel-Impressed Current | Fiberglass Reinforced Plastic | Pressure |  | 1991-10-01 |  | 1991-10-01
4250108 | 1 | 1999-12-17 | Closed In Ground | Gas | 10150 | Bare Steel | Galvanized Steel | Pressure
4250108 | 2 | 1999-12-17 | Closed In Ground | Gas | 5010 | Bare Steel | Galvanized Steel | Pressure
4250108 | 3 | 1999-12-17 | Closed In Ground | Gas | 5010 | Bare Steel | Galvanized Steel | Pressure
4250108 | 4 | 1999-12-17 | Closed In Ground | Diesel | 2000 | Bare Steel | Galvanized Steel | Pressure
4250108 | 5A | 2003-12-01 | Currently In Use | Gas | 8500 | Composite | Fiberglass Reinforced Plastic | Pressure | N | 2003-12-01 | N | 2003-12-01
4250108 | 5B | 2003-12-01 | Currently In Use | Gas | 3500 | Composite | Fiberglass Reinforced Plastic | Pressure | N | 2003-12-01 | N | 2003-12-01
4250109 | 1 | 1978-05-07 | Currently In Use | Gas | 10000 | Steel-Impressed Current | Fiberglass Reinforced Plastic | Pressure |  | 2007-05-10 |  | 1991-01-01
4250109 | 2 | 1978-05-07 | Currently In Use | Gas | 10000 | Steel-Impressed Current | Fiberglass Reinforced Plastic | Pressure |  | 2007-05-10 |  | 1991-01-01
4250109 | 3 | 1978-05-07 | Currently In Use | Gas | 10000 | Steel-Impressed Current | Fiberglass Reinforced Plastic | Pressure |  | 2007-05-10 |  | 1991-01-01
4250109 | 4 | 1989-12-23 | Closed In Ground | Gas | 4000 | Bare Steel | Galvanized Steel | Not Marked
4250111 | 1 | 1998-03-13 | Removed From Ground | Other | 8000 | Bare Steel | Galvanized Steel | Not Marked
4250111 | 2 | 1995-06-01 | Removed From Ground | Other | 1000 | Bare Steel | Galvanized Steel | Not Marked
4250112 | 1 | 1996-03-08 | Removed From Ground | Diesel | 8000 | Bare Steel | Galvanized Steel | Not Marked
4250113 | 1 | 2014-07-01 | Removed From Ground | Gas | 10000 | Cathodically Protected Steel | Fiberglass Reinforced Plastic | Suction: No Valve At The Tank |  | 1997-07-01 |  | 1997-07-01
4250113 | 2 | 2014-07-01 | Removed From Ground | Diesel | 2000 | Not Marked/Unknown | Fiberglass Reinforced Plastic | Suction: Valve At The Tank |  | 1997-07-01 |  | 1997-07-01
4250113 | 3 | 2014-07-01 | Currently In Use | Gas | 12000 | Composite Double Walled | Fiberglass Reinforced Plastic | Suction: No Valve At The Tank | N | 2014-07-01 | N | 2014-07-01
4250113 | 4 |  | Removed From Ground Date Unknown | Gas | 800 | Bare Steel |  |  | N |  | N
4250114 | 1 | 1977-07-01 | Removed From Ground | Gas | 500 | Bare Steel | Galvanized Steel | Not Marked
4250116 | 1 | 2013-08-23 | Removed From Ground | Diesel |  | Bare Steel | Bare Steel |  | N |  | N
4250116 | 2 |  | Removed From Ground Date Unknown | Other |  | Unknown | Steel/Secondary Containment |  | N |  | N
4250116 | 7 | 1998-12-01 | Removed From Ground | Other | 750 | Fiberglass | Galvanized Steel | Not Marked
4250117 | 1 | 1985-03-06 | Currently In Use | Used Oil | 500 | Bare Steel | Bare Steel | Not Marked | Y |  | Y
4250117 | 1 |  | Removed From Ground Date Unknown | Used Oil | 500 | Bare Steel | Bare Steel | Not Marked | Y |  | Y
4250118 | 1-8 | 2007-06-21 | Removed From Ground | Gas | 2000 | Tank Jacket | Fiberglass Reinforced Plastic | Pressure
4250118 | 1-8 |  | Currently In Use | Gas | 2000 | Tank Jacket | Fiberglass Reinforced Plastic | Pressure
4250118 | 1-9 | 2007-06-21 | Removed From Ground | Diesel | 5000 | Tank Jacket | Fiberglass Reinforced Plastic | Pressure
4250118 | 1-9 |  | Currently In Use | Diesel | 5000 | Tank Jacket | Fiberglass Reinforced Plastic | Pressure
4250118 | 283-1 | 1992-04-07 | Removed From Ground | Gas | 5000 | Bare Steel | Galvanized Steel | Not Marked
4250118 | 283-2 | 1992-04-08 | Removed From Ground | Diesel | 5000 | Bare Steel | Bare Steel | Not Marked
4250119 | 1 |  | Removed From Ground Date Unknown | Diesel | 4000 | Marked Unknown | Unknown | Suction: Valve At The Tank
4250119 | 2 |  | Removed From Ground Date Unknown | Diesel | 4000 | Marked Unknown | Unknown | Suction: Valve At The Tank
4250120 | 1 |  | Removed From Ground Date Unknown | Gas | 1000 | Bare Steel | Galvanized Steel | Not Marked
4250120 | 2 |  | Removed From Ground Date Unknown | Gas | 1000 | Bare Steel | Galvanized Steel | Not Marked
4250120 | 3 |  | Removed From Ground Date Unknown | Gas | 2000 | Bare Steel | Galvanized Steel | Not Marked
4250120 | 4 |  | Permanently Out Of Use | Empty | 1000 | Bare Steel | Galvanized Steel | Not Marked
4250120 | 5 |  | Permanently Out Of Use | Used Oil | 100 | Bare Steel | Galvanized Steel | Not Marked | Y |  | Y
4250120 | 6 | 2007-09-26 | Temporarily Out Of Use | Gas | 2000 | STIP-3 | Fiberglass Reinforced Plastic | Suction: Valve At The Tank | Y | 1988-12-01 12:00 |  | 1988-12-01 12:00
4250120 | 7 | 2007-09-26 | Temporarily Out Of Use | Gas | 2000 | STIP-3 | Fiberglass Reinforced Plastic | Suction: Valve At The Tank | Y | 1988-12-01 12:00 |  | 1988-12-01 12:00
4250123 | 1 | 1996-06-01 | Removed From Ground | Other | 10000 | Bare Steel | Galvanized Steel | Not Marked
4250123 | 2 | 1994-03-10 | Removed From Ground | Gas | 4000 | Bare Steel | Galvanized Steel | Suction: No Valve At The Tank
4250123 | 3 | 1994-03-10 | Removed From Ground | Diesel | 4000 | Bare Steel | Galvanized Steel | Suction: No Valve At The Tank
4250123 | 4 | 1994-03-01 | Removed From Ground | Empty | 1000 | Bare Steel | Unknown | Not Marked
4250123 | 5 | 1994-03-10 | Removed From Ground | Heating Oil | 10000 | Bare Steel | Galvanized Steel | Suction: Valve At The Tank
4250123 | 6 | 1994-03-10 | Removed From Ground | Heating Oil | 10000 | Bare Steel | Galvanized Steel | Suction: Valve At The Tank
4250124 | 1 | 1986-01-01 | Removed From Ground | Gas | 1000 | Bare Steel | Unknown | Not Marked
4250124 | 2 | 1986-01-01 | Removed From Ground | Diesel | 5000 | Bare Steel | Not Marked | Not Marked
4250124 | 3 | 2003-11-05 | Removed From Ground | Gas | 6000 | Fiberglass | Fiberglass Reinforced Plastic | Suction: No Valve At The Tank |  | 1987-03-01 |  | 1987-03-01
4250124 | 4 | 2003-11-05 | Removed From Ground | Diesel | 6000 | Fiberglass | Fiberglass Reinforced Plastic | Suction: No Valve At The Tank |  | 1987-03-01 |  | 1987-03-01
4250124 | 5 | 2003-11-05 | Removed From Ground | Used Oil | 1000 | Fiberglass | Fiberglass Reinforced Plastic | Gravity Fed | Y |  | Y | 1987-03-01
4250126 | 1 |  | Permanently Out Of Use | Diesel | 1000 | Bare Steel | Galvanized Steel | Not Marked
4250126 | 2 | 1992-04-15 | Removed From Ground | Gas | 500 | Bare Steel | Unknown | Not Marked
4250126 | 3 | 1992-04-15 | Removed From Ground | Gas | 550 | Bare Steel | Galvanized Steel | Not Marked
4250126 | 4 | 1992-04-15 | Removed From Ground | Diesel | 550 | Bare Steel | Galvanized Steel | Not Marked
4250127 | 1 |  | Removed From Ground Date Unknown | Gas | 280 | Bare Steel | Galvanized Steel | Not Marked
4250129 | 1 | 1992-03-24 | Removed From Ground | Gas | 1000 | Bare Steel | Galvanized Steel | Suction: Valve At The Tank
4250129 | 2 | 1991-08-14 | Removed From Ground | Gas | 1000 | Bare Steel | Galvanized Steel | Not Marked
4250129 | 3 | 1991-08-14 | Removed From Ground | Other | 250 | Bare Steel | Galvanized Steel | Suction: Valve At The Tank
4250129 | 4 | 1991-08-14 | Removed From Ground | Gas | 250 | Bare Steel | Unknown | Not Marked
4250130 | 1 |  | Currently In Use | Used Oil | 1 | Bare Steel | Bare Steel | Not Marked | Y |  | Y
4250132 | 09601-01 |  | Removed From Ground Date Unknown | Gas | 6000 | Fiberglass | Unknown | Suction: Valve At The Tank
4250132 | 09601-02 | 1995-08-29 | Removed From Ground | Gas | 6000 | Fiberglass | Unknown | Suction: Valve At The Tank
4250133 | 1 | 1988-01-01 | Closed In Ground | Empty | 10000 | Bare Steel | Galvanized Steel | Suction: Valve At The Tank
4250133 | 10 | 1999-02-12 | Removed From Ground | Diesel | 10000 | Bare Steel | Bare Steel | Suction: Valve At The Tank
4250133 | 2 | 1988-01-01 | Removed From Ground | Empty | 3000 | Bare Steel | Galvanized Steel | Suction: Valve At The Tank
4250133 | 3 | 1988-01-01 | Closed In Ground | Empty | 3000 | Bare Steel | Galvanized Steel | Suction: Valve At The Tank
4250133 | 4 | 1988-01-01 | Closed In Ground | Empty | 3000 | Bare Steel | Galvanized Steel | Suction: Valve At The Tank
4250133 | 7 | 1999-02-12 | Removed From Ground | Gas | 10000 | Steel-Galvanic | Galvanized Steel | Pressure |  |  |  | 1988-05-01
4250133 | 8 | 1999-02-12 | Removed From Ground | Gas | 10000 | Steel-Galvanic | Galvanized Steel | Suction: Valve At The Tank |  |  |  | 1988-05-01
4250133 | 9 | 1999-02-12 | Removed From Ground | Diesel | 10000 | Bare Steel | Bare Steel | Suction: Valve At The Tank
4250133 | A | 1999-02-01 | Currently In Use | Diesel | 10000 | Composite | Fiberglass Reinforced Plastic | Pressure |  | 1999-02-01 |  | 1999-02-01
4250135 | 1 | 1985-05-01 | Removed From Ground | Other | 16800 | Concrete | Unknown | Not Marked
4250135 | 2 | 1985-05-01 | Removed From Ground | Other | 16800 | Concrete | Unknown | Not Marked
4250136 | 1 | 1986-01-01 | Closed In Ground | Gas | 1 | Bare Steel | Unknown | Not Marked
4250136 | 10 | 1995-11-21 | Removed From Ground | Diesel | 500 | Marked Unknown | Unknown | Not Marked
4250136 | 2 | 1986-01-01 | Closed In Ground | Kerosene | 1 | Bare Steel | Unknown | Not Marked
4250136 | 3 |  | Closed In Ground Date Unknown | Gas | 1 | Bare Steel | Galvanized Steel | Not Marked
4250136 | 4 | 1986-01-01 | Closed In Ground | Diesel | 1 | Bare Steel | Galvanized Steel | Not Marked
4250136 | 5 | 2007-05-21 | Removed From Ground | Gas | 1000 | Cathodically Protected Steel | Fiberglass Reinforced Plastic | Not Marked |  | 1989-12-01 |  | 1989-12-01
4250136 | 6 | 1989-12-01 | Removed From Ground | Gas | 1000 | Not Marked/Unknown | Not Marked | Not Marked
4250136 | 7 | 1990-11-01 | Removed From Ground | Diesel | 55 | Bare Steel | Bare Steel | Not Marked
4250136 | 8 | 1990-11-01 | Removed From Ground | Diesel | 55 | Bare Steel | Bare Steel | Not Marked
4250136 | 9 | 1990-11-01 | Removed From Ground | Diesel | 55 | Bare Steel | Bare Steel | Not Marked
4250137 | 1 | 2012-03-03 | Removed From Ground | Gas | 4000 | Bare Steel | Fiberglass Reinforced Plastic | Suction: No Valve At The Tank |  | 1989-02-01 |  | 1989-02-01
4250137 | 2 | 2012-03-03 | Removed From Ground | Gas | 6000 | Bare Steel | Fiberglass Reinforced Plastic | Suction: No Valve At The Tank |  | 1989-02-01 |  | 1989-02-01
4250137 | 3 | 2012-03-03 | Removed From Ground | Gas | 6000 | Bare Steel | Fiberglass Reinforced Plastic | Suction: Valve At The Tank |  | 1989-02-01 |  | 1989-02-01
4250137 | 4 | 2012-03-03 | Removed From Ground | Diesel | 4000 | Cathodically Protected Steel | Fiberglass Reinforced Plastic | Suction: No Valve At The Tank |  | 1989-02-01 |  | 1989-02-01
4250137 | 5 | 2012-03-01 | Currently In Use | Gas | 12000 | Composite Double Walled | Double Walled | Pressure | N | 2012-03-01 | N | 2012-03-01
4250137 | 6A | 2012-03-01 | Currently In Use | Gas | 3000 | Composite Double Walled | Double Walled | Pressure | N | 2012-03-01 | N | 2012-03-01
4250137 | 6B | 2012-03-01 | Currently In Use | Diesel | 3000 | Composite Double Walled | Double Walled | Pressure | N | 2012-03-01 | N | 2012-03-01
4250138 | 1 | 1988-06-01 | Removed From Ground | Diesel | 1 | Not Marked/Unknown | Not Marked | Not Marked
4250139 | 1 | 1990-12-01 | Removed From Ground | Gas | 1 | Not Marked/Unknown | Not Marked | Not Marked
4250139 | 2 | 1990-12-01 | Removed From Ground | Gas | 1 | Not Marked/Unknown | Not Marked | Not Marked
4250139 | 3 | 1990-12-01 | Removed From Ground | Kerosene | 1 | Not Marked/Unknown | Not Marked | Not Marked
4250141 | 1 | 1995-05-01 | Removed From Ground | Gas | 3000 | Bare Steel | Unknown | Not Marked
4250141 | 2 | 1995-05-01 | Removed From Ground | Gas | 3000 | Bare Steel | Unknown | Not Marked
4250141 | 3 | 1995-05-01 | Removed From Ground | Gas | 3000 | Bare Steel | Unknown | Not Marked
4250141 | 4 | 1995-05-01 | Removed From Ground | Gas | 3000 | Bare Steel | Unknown | Not Marked
4250141 | 5 | 1995-05-01 | Removed From Ground | Gas | 3000 | Bare Steel | Unknown | Not Marked
4250141 | 6 | 1995-05-01 | Removed From Ground | Used Oil | 260 | Bare Steel | Galvanized Steel | Not Marked | Y |  | Y
4250141 | 7 | 1995-05-01 | Removed From Ground | Heating Oil | 550 | Bare Steel | Galvanized Steel | Not Marked
4250142 | 1 | 1994-09-23 | Removed From Ground | Gas | 1 | Not Marked/Unknown | Not Marked | Not Marked
4250142 | 2 | 1994-09-23 | Removed From Ground | Used Oil | 1 | Not Marked/Unknown | Not Marked | Not Marked
4250142 | 3 | 1994-09-23 | Removed From Ground | Used Oil | 1 | Not Marked/Unknown | Not Marked | Not Marked
4250142 | 4 | 1994-09-01 | Currently In Use | Gas | 10000 | Composite | Fiberglass Reinforced Plastic | Pressure |  | 1994-09-01 |  | 1994-09-01
4250142 | 5 | 1994-09-01 | Currently In Use | Gas | 12000 | Composite | Fiberglass Reinforced Plastic | Pressure |  | 1994-09-01 |  | 1994-09-01
4250143 | 1 | 1985-05-05 | Currently In Use | Gas | 4000 | Not Marked/Unknown | Fiberglass Reinforced Plastic | Pressure |  | 1995-05-25 |  | 1995-05-25
4250143 | 2 | 1985-05-05 | Currently In Use | Gas | 6000 | Not Marked/Unknown | Fiberglass Reinforced Plastic | Pressure |  | 1995-05-25 |  | 1995-05-25
4250143 | 3 | 1985-05-05 | Currently In Use | Gas | 6000 | Not Marked/Unknown | Fiberglass Reinforced Plastic | Pressure |  | 1995-05-25 |  | 1995-05-25
4250144 | 1 | 1991-12-01 | Removed From Ground | Kerosene | 1 | Not Marked/Unknown | Not Marked | Not Marked
4250144 | 2 | 1991-12-01 | Removed From Ground | Used Oil | 1 | Not Marked/Unknown | Not Marked | Not Marked
4250144 | 3 | 1991-12-01 | Removed From Ground | Gas | 1 | Not Marked/Unknown | Not Marked | Not Marked
4250144 | 4 | 1991-12-01 | Removed From Ground | Used Oil | 1 | Not Marked/Unknown | Not Marked | Not Marked
4250144 | 5 | 1991-12-01 | Removed From Ground | Used Oil | 1 | Not Marked/Unknown | Not Marked | Not Marked
4250145 | 1 | 1993-06-11 | Removed From Ground | Gas | 3000 | Bare Steel | Galvanized Steel | Not Marked
4250145 | 2 | 1993-06-11 | Removed From Ground | Gas | 1000 | Not Marked/Unknown | Not Marked | Not Marked
4250145 | 3 | 1993-06-11 | Removed From Ground | Gas | 1000 | Not Marked/Unknown | Bare Steel | Not Marked
4250145 | 4 | 1993-06-11 | Removed From Ground | Gas | 1000 | Not Marked/Unknown | Bare Steel | Not Marked
4250145 | 5 | 1993-06-11 | Closed In Ground | Gas | 200 | Not Marked/Unknown | Bare Steel | Not Marked
4250145 | 6 | 1993-06-11 | Closed In Ground | Gas | 200 | Not Marked/Unknown | Bare Steel | Not Marked
4250145 | 7 | 1993-06-11 | Closed In Ground | Gas | 200 | Not Marked/Unknown | Bare Steel | Not Marked
4250147 | 1 | 1994-05-24 | Removed From Ground | Gas | 1000 | Bare Steel | Galvanized Steel | Not Marked
4250147 | 2 | 1994-05-24 | Removed From Ground | Gas | 1000 | Bare Steel | Galvanized Steel | Not Marked
4250147 | 3 | 1994-05-24 | Removed From Ground | Diesel | 4000 | Bare Steel | Galvanized Steel | Not Marked
4250149 | 1 | 1986-01-01 | Removed From Ground | Gas |  | Marked Unknown | Galvanized Steel | Not Marked
4250150 | 1 | 1995-09-01 | Removed From Ground | Gas | 1000 | Bare Steel | Galvanized Steel | Suction: Valve At The Tank
4250152 | 1 | 1996-04-02 | Removed From Ground | Gas |  | Bare Steel | Galvanized Steel | Not Marked
4250152 | 2 | 1996-04-02 | Removed From Ground | Gas |  | Bare Steel | Galvanized Steel | Not Marked
4250154 | 1 | 1995-07-07 | Closed In Ground | Gas | 500 | Bare Steel | Unknown | Not Marked
4250155 | 1 | 1994-12-08 | Removed From Ground | Gas | 8000 | Bare Steel | Galvanized Steel | Not Marked
4250156 | 1 | 1994-12-08 | Removed From Ground | Gas | 8000 | Bare Steel | Bare Steel | Not Marked
4250157 | 1 | 1990-12-12 | Closed In Ground | Used Oil | 500 | Bare Steel | Galvanized Steel | Not Marked | Y |  | Y
4250158 | 1 | 1992-01-01 | Removed From Ground | Other | 1100 | Bare Steel | Unknown | Not Marked
4250158 | 2 | 1992-01-01 | Removed From Ground | Gas | 550 | Bare Steel | Unknown | Not Marked
4250158 | 3 | 1992-01-01 | Removed From Ground | Gas | 550 | Bare Steel | Unknown | Not Marked
4250159 | 1 | 1990-06-20 | Removed From Ground | Gas | 6000 | Bare Steel | Bare Steel | Not Marked
4250159 | 2 | 1990-06-20 | Removed From Ground | Gas | 10000 | Bare Steel | Bare Steel | Not Marked
4250159 | 3 | 1990-06-20 | Removed From Ground | Gas | 10000 | Bare Steel | Bare Steel | Not Marked
4250159 | 4 | 1990-06-20 | Removed From Ground | Kerosene | 10000 | Bare Steel | Bare Steel | Not Marked
4250159 | 5 | 1990-06-25 | Currently In Use | Diesel | 11907 | Composite | Fiberglass Reinforced Plastic | Pressure |  | 1990-06-25 |  | 1990-06-25
4250159 | 6 | 1990-06-25 | Currently In Use | Diesel | 11907 | Composite | Fiberglass Reinforced Plastic | Pressure |  | 1990-06-25 |  | 1990-06-25
4250159 | 7 | 1990-06-25 | Currently In Use | Diesel | 11907 | Composite | Fiberglass Reinforced Plastic | Pressure |  | 1990-06-25 |  | 1990-06-25
4250159 | 8 | 1990-06-25 | Currently In Use | Gas | 11907 | Composite | Fiberglass Reinforced Plastic | Pressure |  | 1990-06-25 |  | 1990-06-25
4250161 | 1 | 2001-06-15 | Removed From Ground | Gas | 5000 | Marked Unknown | Bare Steel | Not Marked
4250162 | 1 | 1996-11-01 | Removed From Ground | Gas | 4000 | Bare Steel | Galvanized Steel | Not Marked
4250162 | 2 | 1996-11-01 | Removed From Ground | Diesel | 10000 | Bare Steel | Galvanized Steel | Not Marked
4250163 | 1 | 1995-04-14 | Closed In Ground | Other | 1000 | Bare Steel | Galvanized Steel | Not Marked
4250163 | 2 |  | Removed From Ground Date Unknown | Other | 280 | Bare Steel | Galvanized Steel | Not Marked
4250164 | 1 | 1994-02-01 | Removed From Ground | Gas | 1000 | Bare Steel | Galvanized Steel | Suction: Valve At The Tank
4250165 | 1 | 1996-10-01 | Removed From Ground | Gas | 1000 | Bare Steel | Bare Steel | Suction: Valve At The Tank
4250165 | 3A | 1996-01-01 | Currently In Use | Gas | 1500 | Cathodically Protected Steel | Fiberglass Reinforced Plastic | Suction: Valve At The Tank |  | 1996-10-01 |  | 1996-10-01
4250165 | 3B | 1996-01-01 | Currently In Use | Diesel | 500 | Cathodically Protected Steel | Fiberglass Reinforced Plastic | Suction: Valve At The Tank |  | 1996-10-01 |  | 1996-10-01
4250167 | 1 | 1991-11-01 | Removed From Ground | Gas | 4000 | Cathodically Protected Steel | Galvanized Steel | Not Marked
4250167 | 2 | 1991-11-01 | Removed From Ground | Used Oil | 550 | Marked Unknown | Unknown | Not Marked | Y |  | Y
4250169 | 1 | 1987-03-17 | Closed In Ground | Empty | 2000 | Bare Steel | Not Marked | Not Marked
4250169 | 2 | 1990-06-19 | Closed In Ground | Gas | 1000 | Bare Steel | Not Marked | Not Marked
4250169 | 3 | 1990-01-10 | Removed From Ground | Diesel | 10000 | Bare Steel | Not Marked | Not Marked
4250169 | 4 | 2000-11-01 | Removed From Ground | Diesel | 10000 | Composite | Fiberglass Reinforced Plastic | Suction: Valve At The Tank
4250172 | 1 | 2001-07-01 | Removed From Ground | Gas | 3000 | Bare Steel | Galvanized Steel | Not Marked
4250172 | 1 |  | Temporarily Out Of Use | Gas | 3000 | Bare Steel | Galvanized Steel | Not Marked
4250174 | 1 | 1995-07-01 | Removed From Ground | Heating Oil | 30000 | Bare Steel | Galvanized Steel | Suction: Valve At The Tank
4250174 | 1G | 1999-07-08 | Removed From Ground | Gas | 6000 | Cathodically Protected Steel | Galvanized Steel | Suction: No Valve At The Tank
4250174 | 2 | 1986-01-01 | Removed From Ground | Gas | 6000 | Bare Steel | Bare Steel | Not Marked
4250174 | 3 | 1986-01-01 | Removed From Ground | Gas | 600 | Bare Steel | Bare Steel | Not Marked
4250174 | 4 | 1994-04-01 | Closed In Ground | Diesel | 500 | Bare Steel | Bare Steel | Not Marked
4250174 | 5 | 1997-01-01 | Currently In Use | Diesel | 10000 | Fiberglass | Fiberglass Reinforced Plastic | Suction: Valve At The Tank |  | 1997-01-01 |  | 1997-01-01
4250175 | 1 | 1986-04-01 | Removed From Ground | Gas | 2000 | Bare Steel | Bare Steel | Not Marked
4250176 | 1 | 2002-10-01 | Removed From Ground | Gas | 10000 | Steel-Impressed Current | Cathodically Protected | Suction: Valve At The Tank |  | 1998-02-01 |  | 1998-02-01
4250176 | 2 | 2002-10-01 | Removed From Ground | Gas | 10000 | Steel-Impressed Current | Cathodically Protected | Suction: Valve At The Tank |  | 1998-02-01 |  | 1998-02-01
4250176 | 3 | 2002-10-01 | Removed From Ground | Gas | 10000 | Steel-Impressed Current | Cathodically Protected | Suction: Valve At The Tank |  | 1998-02-01 |  | 1998-02-01
4250176 | 4A | 2002-11-01 | Currently In Use | Gas | 8500 | Composite | Fiberglass Reinforced Plastic | Pressure | N | 2002-11-01 | N | 2002-11-01
4250176 | 4B | 2002-11-01 | Currently In Use | Gas | 3500 | Composite | Fiberglass Reinforced Plastic | Pressure | N | 2002-11-01 | N | 2002-11-01
4250177 | 1 | 1979-02-18 | Currently In Use | Gas | 10000 | Steel-Impressed Current | Single Wall Flex | Pressure |  | 1998-11-17 |  | 1998-11-17
4250177 | 2 | 1979-02-18 | Currently In Use | Gas | 10000 | Steel-Impressed Current | Single Wall Flex | Pressure |  | 1998-11-17 |  | 1998-11-17
4250177 | 3 | 1979-02-18 | Currently In Use | Gas | 10000 | Steel-Impressed Current | Single Wall Flex | Pressure |  | 1998-11-17 |  | 1998-11-17
4250178 | 1 | 1993-12-01 | Removed From Ground | Gas | 10000 | Bare Steel | Galvanized Steel | Suction: Valve At The Tank
4250178 | 2 | 1993-12-01 | Removed From Ground | Gas | 10000 | Bare Steel | Galvanized Steel | Suction: Valve At The Tank
4250178 | 3 | 1993-12-01 | Removed From Ground | Gas | 10000 | Bare Steel | Galvanized Steel | Suction: Valve At The Tank
4250178 | 4 | 1994-03-01 | Currently In Use | Gas | 6000 | Composite | Fiberglass Reinforced Plastic | Pressure |  | 1994-02-01 |  | 1994-02-01
4250178 | 5 | 1994-03-01 | Currently In Use | Gas | 6000 | Composite | Fiberglass Reinforced Plastic | Pressure |  | 1994-02-01 |  | 1994-02-01
4250178 | 6 | 1994-03-01 | Currently In Use | Gas | 6000 | Composite | Fiberglass Reinforced Plastic | Pressure |  | 1994-02-01 |  | 1994-02-01
4250179 | 1 | 1993-12-09 | Removed From Ground | Gas | 8000 | Bare Steel | Galvanized Steel | Suction: Valve At The Tank
4250179 | 2 | 1993-12-09 | Removed From Ground | Gas | 8000 | Bare Steel | Galvanized Steel | Suction: Valve At The Tank
4250179 | 3 | 1993-12-09 | Removed From Ground | Gas | 8000 | Bare Steel | Galvanized Steel | Suction: Valve At The Tank
4250180 | 1 | 1994-07-27 | Removed From Ground | Gas | 8000 | Bare Steel | Galvanized Steel | Suction: Valve At The Tank
4250180 | 2 | 1994-07-27 | Removed From Ground | Gas | 8000 | Bare Steel | Galvanized Steel | Suction: Valve At The Tank
4250180 | 3 | 1994-07-27 | Removed From Ground | Gas | 8000 | Bare Steel | Galvanized Steel | Suction: Valve At The Tank
4250181 | 1 | 1979-02-18 | Currently In Use | Gas | 8000 | Steel-Impressed Current | Fiberglass Reinforced Plastic | Pressure |  | 1998-01-01 |  | 1998-01-01
4250181 | 2 | 1979-02-18 | Currently In Use | Gas | 8000 | Steel-Impressed Current | Fiberglass Reinforced Plastic | Pressure |  | 1998-01-01 |  | 1998-01-01
4250181 | 3 | 1979-02-18 | Currently In Use | Gas | 8000 | Steel-Impressed Current | Fiberglass Reinforced Plastic | Pressure |  | 1998-01-01 |  | 1998-01-01
4250182 | 1 | 1981-02-17 | Currently In Use | Gas | 8000 | Steel-Impressed Current | Fiberglass Reinforced Plastic | Pressure |  | 1997-08-01 |  | 1997-08-01
4250182 | 2 | 1981-02-17 | Currently In Use | Gas | 8000 | Steel-Impressed Current | Fiberglass Reinforced Plastic | Pressure |  | 1997-08-01 |  | 1997-08-01
4250182 | 3 | 1981-02-17 | Currently In Use | Gas | 8000 | Steel-Impressed Current | Fiberglass Reinforced Plastic | Pressure |  | 1997-08-01 |  | 1997-08-01
4250184 | 1 |  | Removed From Ground Date Unknown | Gas | 8000 | Bare Steel | Galvanized Steel | Not Marked
4250184 | 2 |  | Removed From Ground Date Unknown | Gas | 8000 | Bare Steel | Galvanized Steel | Not Marked
4250184 | 3 |  | Removed From Ground Date Unknown | Gas | 8000 | Bare Steel | Galvanized Steel | Not Marked
4250187 | 1 | 1985-02-17 | Currently In Use | Gas | 10000 | Composite | Fiberglass Reinforced Plastic | Pressure |  | 1996-10-01 |  | 1996-10-01
4250187 | 2 | 1985-02-17 | Currently In Use | Gas | 6000 | Composite | Fiberglass Reinforced Plastic | Pressure |  | 1996-10-01 |  | 1996-10-01
4250187 | 3 | 1985-02-17 | Currently In Use | Gas | 10000 | Composite | Fiberglass Reinforced Plastic | Pressure |  | 1996-10-01 |  | 1996-10-01
4250188 | 1 | 1997-02-26 | Closed In Ground | Gas | 10000 | Bare Steel | Unknown | Not Marked
4250189 | 1 | 1999-03-01 | Removed From Ground | Diesel | 530 | Bare Steel | Bare Steel | Not Marked
4250189 | 2 | 1999-03-01 | Currently In Use | Gas | 550 | Composite |  | Suction: No Valve At The Tank |  | 1999-03-01 |  | 1999-03-01
4250191 | 1 | 1994-05-23 | Removed From Ground | Diesel | 300 | Bare Steel | Galvanized Steel | Not Marked
4250192 | 1 | 2013-06-25 | Removed From Ground | Gas | 3000 | Steel-Impressed Current | Impressed Current | Suction: Valve At The Tank |  | 1995-04-18 |  | 1995-04-18
4250192 | 2 | 2013-06-25 | Removed From Ground | Gas | 3000 | Steel-Impressed Current | Impressed Current | Suction: Valve At The Tank |  | 1995-04-18 |  | 1995-04-18
4250192 | 3 | 2013-06-25 | Removed From Ground | Gas | 3000 | Steel-Impressed Current | Impressed Current | Suction: Valve At The Tank |  | 1995-04-18 |  | 1995-04-18
4250192 | 4 | 2013-06-25 | Removed From Ground | Gas | 3000 | Steel-Impressed Current | Impressed Current | Suction: Valve At The Tank |  | 1995-04-18 |  | 1995-04-18
4250192 | 5 | 2013-06-25 | Removed From Ground | Gas | 3000 | Steel-Impressed Current | Impressed Current | Suction: Valve At The Tank |  | 1995-04-18 |  | 1995-04-18
4250193 | 1 | 1997-12-22 | Removed From Ground | Gas | 550 | Bare Steel | Galvanized Steel | Suction: No Valve At The Tank
4250194 | 1 | 2002-12-10 | Currently In Use | Gas | 8000 | Steel-Impressed Current | Fiberglass Reinforced Plastic | Pressure |  | 1995-07-20 |  | 1995-07-20
4250194 | 2 | 1983-12-10 | Currently In Use | Gas | 8000 | Steel-Impressed Current | Fiberglass Reinforced Plastic | Pressure |  | 1995-07-20 |  | 1995-07-20
4250194 | 3 | 1983-12-10 | Currently In Use | Gas | 8000 | Steel-Impressed Current | Fiberglass Reinforced Plastic | Pressure |  | 1995-07-20 |  | 1995-07-20
4250195 | 1 | 1995-02-17 | Removed From Ground | Gas | 4000 | Bare Steel | Galvanized Steel | Not Marked
4250195 | 2 | 1995-02-17 | Removed From Ground | Gas | 4000 | Bare Steel | Galvanized Steel | Not Marked
4250195 | 3 | 1995-02-17 | Removed From Ground | Gas | 4000 | Bare Steel | Galvanized Steel | Not Marked
4250202 | 1 | 1994-12-31 | Removed From Ground | Gas | 1000 | Bare Steel | Galvanized Steel | Not Marked
4250203 | 1 | 2005-09-27 | Removed From Ground | Gas | 10000 | Cathodically Protected Steel | Cathodically Protected | Pressure |  | 1995-06-20 |  | 1995-06-20
4250203 | 2 | 2005-09-27 | Removed From Ground | Diesel | 10000 | Cathodically Protected Steel | Cathodically Protected | Pressure |  | 1995-06-20 |  | 1995-06-20
4250203 | 3 | 2002-04-22 | Closed In Ground | Gas | 3000 | Cathodically Protected Steel | Cathodically Protected | Suction: Valve At The Tank |  | 1995-06-20 |  | 1995-06-20
4250203 | 3 |  | Temporarily Out Of Use | Gas | 3000 | Cathodically Protected Steel | Cathodically Protected | Suction: Valve At The Tank |  | 1995-06-20 |  | 1995-06-20
4250203 | 4 | 2005-09-29 | Currently In Use | Gas | 10000 | Composite Double Walled | Fiberglass/Double Walled | Pressure | N | 2005-09-30 | N | 2005-09-30
4250203 | 5 | 2005-09-29 | Currently In Use | Diesel | 10000 | Composite Double Walled | Fiberglass/Double Walled | Pressure | N | 2005-09-30 | N | 2005-09-30
4250207 | 1 | 1993-03-01 | Closed In Ground | Gas | 3000 | Bare Steel | Galvanized Steel | Suction: No Valve At The Tank
4250207 | 2 | 1992-12-01 | Removed From Ground | Gas | 4000 | Bare Steel | Galvanized Steel | Suction: No Valve At The Tank
4250207 | 3 | 1992-12-01 | Removed From Ground | Gas | 4000 | Bare Steel | Galvanized Steel | Suction: No Valve At The Tank
4250207 | 4 | 1998-12-01 | Removed From Ground | Diesel | 4000 | Bare Steel | Bare Steel | Suction: No Valve At The Tank
4250207 | 5 | 1993-02-22 | Removed From Ground | Diesel | 1000 | Bare Steel | Galvanized Steel | Suction: No Valve At The Tank
4250208 | 1 | 1997-11-01 | Removed From Ground | Diesel | 10000 | Bare Steel | Copper | Suction: Valve At The Tank
4250208 | 2 | 1997-11-01 | Closed In Ground | Diesel | 20000 | Bare Steel | Copper | Suction: Valve At The Tank |  | 1992-01-01
4250208 | 3 | 1997-11-01 | Currently In Use | Diesel | 20000 | Composite Double Walled | Fiberglass Reinforced Plastic | Suction: No Valve At The Tank |  | 1997-11-01 |  | 1997-11-01
4250209 | 1 |  | Removed From Ground Date Unknown | Gas | 6000 | Bare Steel | Not Marked | Pressure |  | 1992-03-23 |  | 1992-03-23
4250209 | 2 |  | Removed From Ground Date Unknown | Gas | 10000 | Cathodically Protected Steel | Fiberglass Reinforced Plastic | Pressure |  | 1992-03-23 |  | 1992-03-23
4250209 | 3 |  | Removed From Ground Date Unknown | Diesel | 6000 | Bare Steel | Galvanized Steel | Not Marked
4250209 | 4 |  | Removed From Ground Date Unknown | Diesel | 6000 | Bare Steel | Galvanized Steel | Not Marked
4250209 | 5 |  | Removed From Ground Date Unknown | Gas | 3000 | Bare Steel | Galvanized Steel | Not Marked
4250209 | 6 | 1992-03-23 | Currently In Use | Gas | 8000 | Steel-Galvanic | Fiberglass Reinforced Plastic | Pressure |  | 1992-03-23 |  | 1992-03-23
4250209 | 7-A | 1992-03-23 | Currently In Use | Gas | 5000 | Steel-Galvanic | Fiberglass Reinforced Plastic | Pressure |  | 1992-03-23 |  | 1992-03-23
4250209 | 7-B | 1992-03-23 | Currently In Use | Gas | 5000 | Steel-Galvanic | Fiberglass Reinforced Plastic | Pressure |  | 1992-03-23 |  | 1992-03-23
4250211 | 1 |  | Removed From Ground Date Unknown | Gas | 3000 | Bare Steel | Galvanized Steel | Not Marked
4250212 | 1 | 1998-08-13 | Removed From Ground | Gas | 2000 | Bare Steel | Galvanized Steel | Not Marked
4250212 | 2 | 1988-11-01 | Removed From Ground | Diesel | 1000 | Bare Steel | Galvanized Steel | Not Marked
4250212 | 2R1 | 1998-08-13 | Removed From Ground | Diesel | 2000 | Fiberglass | Galvanized Steel | Not Marked
4250212 | 3 | 1988-08-01 | Removed From Ground | Diesel | 550 | Bare Steel | Bare Steel | Not Marked
4250212 | 4 | 1988-11-01 | Removed From Ground | Diesel | 550 | Bare Steel | Bare Steel | Not Marked
4250212 | 5 | 1988-11-01 | Removed From Ground | Diesel | 550 | Bare Steel | Bare Steel | Not Marked
4250213 | 1 | 2004-11-17 | Removed From Ground | Diesel | 500 | Bare Steel | Galvanized Steel | Not Marked
4250214 | 1 | 1985-07-01 | Closed In Ground | Gas | 500 | Bare Steel | Bare Steel | Not Marked
4250214 | 2 | 1985-07-01 | Closed In Ground | Other | 500 | Bare Steel | Bare Steel | Not Marked
4250214 | 3 | 1968-01-01 | Closed In Ground | Heating Oil | 5000 | Bare Steel | Bare Steel | Not Marked
4250214 | 4 | 1985-07-01 | Closed In Ground | Gas | 500 | Bare Steel | Bare Steel | Not Marked
4250214 | 5 | 1985-07-01 | Closed In Ground | Gas | 500 | Bare Steel | Bare Steel | Not Marked
4250215 | 1 | 1994-10-25 | Removed From Ground | Gas | 10000 | Bare Steel | Galvanized Steel | Suction: No Valve At The Tank
4250215 | 2 | 2015-02-10 | Removed From Ground | Not Marked/Tank Removed | 2000 | Bare Steel |  |  | N |  | N
4250217 | 1 | 1992-07-01 | Removed From Ground | Gas | 2000 | Bare Steel | Unknown | Not Marked
4250220 | 1 | 1976-03-12 | Currently In Use | Gas | 10000 | Steel-Impressed Current | Fiberglass Reinforced Plastic | Pressure |  | 1994-03-01 |  | 1994-03-01
4250220 | 2 | 1976-03-12 | Currently In Use | Gas | 10000 | Steel-Impressed Current | Fiberglass Reinforced Plastic | Pressure |  | 1994-03-01 |  | 1994-03-01
4250220 | 3 | 1976-03-12 | Currently In Use | Gas | 10000 | Steel-Impressed Current | Fiberglass Reinforced Plastic | Pressure |  | 1994-03-01 |  | 1994-03-01
4250221 | 1 |  | Permanently Out Of Use | Other | 1000 | Epoxy | Galvanized Steel | Not Marked
4250222 | 1 | 1986-01-01 | Closed In Ground | Gas | 2000 | Bare Steel | Unknown | Not Marked
4250222 | 2 | 1986-01-01 | Closed In Ground | Gas | 2000 | Bare Steel | Unknown | Not Marked
4250222 | 3 | 1986-01-01 | Closed In Ground | Gas | 3000 | Bare Steel | Unknown | Not Marked
4250223 | 1 | 2014-06-08 | Closed In Ground | Gas | 10000 | Unknown | Fiberglass Reinforced Plastic | Pressure |  | 1989-12-11 |  | 1989-12-11
4250223 | 2 | 2014-06-08 | Closed In Ground | Diesel | 6000 | Unknown | Fiberglass Reinforced Plastic | Pressure |  | 1989-12-11 |  | 1989-12-11
4250223 | 3 | 2004-04-01 | Removed From Ground | Gas | 140 | Bare Steel | Bare Steel | Suction: No Valve At The Tank | N |  | N
4250224 | 1 | 1999-03-10 | Removed From Ground | Gas | 6000 | Fiberglass | Galvanized Steel | Not Marked
4250224 | 2 | 1999-03-10 | Removed From Ground | Gas | 5000 | Fiberglass | Galvanized Steel | Not Marked
4250224 | 3 | 1999-03-10 | Removed From Ground | Gas | 5000 | Fiberglass | Galvanized Steel | Not Marked
4250224 | 4 | 1999-03-10 | Removed From Ground | Gas | 8000 | Fiberglass | Galvanized Steel | Not Marked
4250224 | 5 | 1999-03-10 | Removed From Ground | Used Oil | 550 | Not Marked/Unknown | Galvanized Steel | Not Marked | Y |  | Y
4250224 | 6 | 1999-03-10 | Removed From Ground | Used Oil | 550 | Not Marked/Unknown | Galvanized Steel | Not Marked | Y |  | Y
4250224 | 7 | 1999-03-01 | Currently In Use | Gas | 12000 | Composite | Double Walled | Pressure |  | 1999-04-01 |  | 1999-04-01
4250224 | 8 | 1999-03-01 | Currently In Use | Gas | 8000 | Composite | Double Walled | Pressure |  | 1999-04-01 |  | 1999-04-01
4250225 | 1 | 1997-10-10 | Removed From Ground | Gas | 1000 | Bare Steel | Galvanized Steel | Not Marked
4250225 | 2 | 1997-10-10 | Removed From Ground | Gas | 550 | Not Marked/Unknown | Not Marked | Not Marked
4250225 | 3 | 1997-10-10 | Removed From Ground | Gas | 550 | Not Marked/Unknown | Not Marked | Not Marked
4250225 | 4 | 1997-10-10 | Removed From Ground | Gas | 550 | Not Marked/Unknown | Not Marked | Not Marked
4250225 | 5 | 1997-10-10 | Removed From Ground | Gas | 1000 | Not Marked/Unknown | Not Marked | Not Marked
4250225 | 6 | 1997-10-16 | Removed From Ground | Gas | 2000 | Not Marked/Unknown | Not Marked | Not Marked
4250226 | 1 | 1989-12-21 | Removed From Ground | Gas | 1000 | Bare Steel | Galvanized Steel | Not Marked
4250226 | 2 | 1989-12-21 | Removed From Ground | Other | 500 | Marked Unknown | Unknown | Not Marked
4250227 | 1 | 1995-08-21 | Removed From Ground | Gas | 4000 | Bare Steel | Galvanized Steel | Gravity Fed
4250227 | 2 | 1995-08-21 | Removed From Ground | Gas | 4000 | Bare Steel | Galvanized Steel | Gravity Fed
4250227 | 3 | 1995-08-21 | Removed From Ground | Diesel | 4000 | Bare Steel | Galvanized Steel | Gravity Fed
4250227 | 4 | 1995-08-21 | Removed From Ground | Diesel | 6000 | Bare Steel | Galvanized Steel | Gravity Fed
4250228 | 1 |  | Removed From Ground Date Unknown | Gas | 500 | Bare Steel | Galvanized Steel | Not Marked
4250229 | 1 | 1975-02-01 | Closed In Ground | Gas | 1000 | Composite | Unknown | Not Marked
4250229 | 2 | 1975-02-01 | Closed In Ground | Gas | 1000 | Composite | Unknown | Not Marked
4250229 | 3 | 1975-02-01 | Closed In Ground | Gas | 1000 | Composite | Unknown | Not Marked
4250229 | 4 | 1975-02-01 | Closed In Ground | Gas | 1000 | Composite | Unknown | Not Marked
4250230 | 1 |  | Removed From Ground Date Unknown | Gas | 3000 | Bare Steel | Galvanized Steel | Not Marked
4250230 | 2 |  | Removed From Ground Date Unknown | Gas | 4000 | Bare Steel | Galvanized Steel | Not Marked
4250230 | 3 |  | Removed From Ground Date Unknown | Gas | 2000 | Bare Steel | Galvanized Steel | Not Marked
4250230 | 4 |  | Removed From Ground Date Unknown | Gas | 2000 | Bare Steel | Galvanized Steel | Not Marked
4250230 | 5 | 2014-06-01 | Removed From Ground | Gas | 5000 | Steel-Galvanic | Fiberglass Reinforced Plastic | Suction: Valve At The Tank |  | 1998-06-29 |  | 1998-06-29
4250230 | 6 | 2014-06-01 | Removed From Ground | Gas | 5000 | Steel-Galvanic | Fiberglass Reinforced Plastic | Suction: Valve At The Tank |  | 1998-06-29 |  | 1998-06-29
4250230 | 7 | 2014-06-01 | Removed From Ground | Diesel | 3000 | Steel-Galvanic | Fiberglass Reinforced Plastic | Suction: Valve At The Tank |  | 1998-06-29 |  | 1998-06-29
4250230 | 8 |  | Closed In Ground Date Unknown | Used Oil | 3000 | Bare Steel | Galvanized Steel | Suction: Valve At The Tank | N |  | N
4250230 | 9 | 2014-06-01 | Removed From Ground | Used Oil | 250 | Bare Steel | Galvanized Steel | Suction: Valve At The Tank | N |  | N
4250231 | 1 | 1980-03-12 | Currently In Use | Gas | 3000 | Composite | Fiberglass Reinforced Plastic | Pressure |  | 1990-03-01 |  | 1990-03-01
4250231 | 2 | 1980-03-12 | Currently In Use | Gas | 3000 | Composite | Fiberglass Reinforced Plastic | Pressure |  | 1990-03-01 |  | 1990-03-01
4250231 | 3 | 1980-03-12 | Currently In Use | Diesel | 3000 | Composite | Fiberglass Reinforced Plastic | Pressure |  | 1990-03-01 |  | 1990-03-01
4250232 | 1 | 2014-08-01 | Closed In Ground | Diesel | 4000 | Composite | Double Walled Flex | Pressure |  | 1990-12-01 |  | 1990-12-01
4250232 | 2 | 2014-06-16 | Currently In Use | Diesel | 4000 | Composite | Double Walled Flex | Pressure |  | 1990-12-01 |  | 1990-12-01
4250232 | 3 | 1985-11-01 | Currently In Use | Gas | 4000 | Composite | Double Walled Flex | Pressure |  | 1990-12-01 |  | 1990-12-01
4250232 | 4 | 2014-08-01 | Closed In Ground | Gas | 4000 | Composite | Double Walled Flex | Pressure |  | 1990-12-01 |  | 1990-12-01
4250233 | 1 | 1991-02-01 | Closed In Ground | Gas | 3000 | Bare Steel | Unknown | Not Marked
4250234 | 1 | 1994-08-04 | Removed From Ground | Gas | 6000 | Bare Steel | Bare Steel | Suction: Valve At The Tank
4250234 | 2 | 1994-08-04 | Removed From Ground | Gas | 4000 | Bare Steel | Bare Steel | Suction: Valve At The Tank
4250234 | 3 | 1994-08-04 | Removed From Ground | Gas | 4000 | Bare Steel | Bare Steel | Suction: Valve At The Tank
4250234 | 4 | 1994-08-04 | Removed From Ground | Gas | 3000 | Bare Steel | Bare Steel | Suction: Valve At The Tank
4250234 | 5 | 1994-08-05 | Closed In Ground | Used Oil | 550 | Bare Steel | Bare Steel | Gravity Fed | Y |  | Y
4250235 | 1 | 1991-01-17 | Removed From Ground | Diesel | 10000 | Bare Steel | Unknown | Not Marked
4250237 | 1 | 1999-03-01 | Removed From Ground | Used Oil | 300 | Bare Steel | Galvanized Steel | Not Marked | Y |  | Y
4250237 | 2 |  | Removed From Ground Date Unknown | Diesel | 500 | Bare Steel | Galvanized Steel | Not Marked
4250237 | 3 |  | Removed From Ground Date Unknown | Diesel | 500 | Bare Steel | Galvanized Steel | Not Marked
4250237 | 4 | 1999-03-23 | Removed From Ground | Used Oil | 300 | Bare Steel | Galvanized Steel | Not Marked | Y |  | Y
4250238 | 1 | 1998-02-11 | Removed From Ground | Diesel | 10000 | Bare Steel | Galvanized Steel | Suction: No Valve At The Tank
4250239 | 1 | 1992-10-13 | Removed From Ground | Gas | 2000 | Cathodically Protected Steel | Cathodically Protected | Not Marked
4250239 | 2 | 1992-10-13 | Removed From Ground | Diesel | 4000 | Cathodically Protected Steel | Cathodically Protected | Not Marked
4250239 | 3 | 2002-10-03 | Removed From Ground | Gas | 2000 | Composite | Fiberglass Reinforced Plastic | Suction: Valve At The Tank |  | 1992-10-26 |  | 1992-10-26
4250239 | 4 | 2002-10-03 | Removed From Ground | Diesel | 4000 | Composite | Fiberglass Reinforced Plastic | Suction: Valve At The Tank |  | 1992-10-26 |  | 1992-10-26
4250240 | 1 | 1986-03-01 | Closed In Ground | Used Oil | 300 | Bare Steel | Unknown | Not Marked | Y |  | Y
4250241 | 1 | 1991-04-18 | Removed From Ground | Diesel | 10000 | Bare Steel | Galvanized Steel | Not Marked
4250241 | 2 | 1988-08-01 | Removed From Ground | Gas | 6000 | Bare Steel | Galvanized Steel | Not Marked
4250241 | 3 | 1988-08-01 | Removed From Ground | Gas | 2000 | Bare Steel | Galvanized Steel | Not Marked
4250241 | 4 | 1988-08-01 | Removed From Ground | Gas | 2000 | Bare Steel | Galvanized Steel | Not Marked
4250241 | 5 | 1991-04-18 | Removed From Ground | Diesel | 10000 | Cathodically Protected Steel | Galvanized Steel | Not Marked
4250242 | 1 |  | Removed From Ground Date Unknown | Gas | 12000 | Not Marked/Unknown | Fiberglass Reinforced Plastic | Pressure |  | 1989-05-01 |  | 1989-05-01
4250242 | 2 |  | Removed From Ground Date Unknown | Gas | 12000 | Bare Steel | Galvanized Steel | Pressure |  | 1989-05-01 |  | 1989-05-01
4250242 | 3 |  | Removed From Ground Date Unknown | Gas | 12000 | Bare Steel | Galvanized Steel | Pressure |  | 1989-05-01 |  | 1989-05-01
4250242 | 4 |  | Removed From Ground Date Unknown | Diesel | 12000 | Bare Steel | Galvanized Steel | Pressure |  | 1989-05-01 |  | 1989-05-01
4250242 | 5 | 1996-05-21 | Currently In Use | Gas | 15000 | Fiberglass Double Walled | Double Walled | Pressure |  | 1996-05-23 |  | 1996-05-23
4250242 | 6 | 1996-05-21 | Currently In Use | Gas | 15000 | Fiberglass Double Walled | Double Walled | Pressure |  | 1996-05-23 |  | 1996-05-23
4250242 | 7 | 1996-05-21 | Currently In Use | Diesel | 10000 | Fiberglass Double Walled | Double Walled | Pressure |  | 1996-05-23 |  | 1996-05-23
4250242 | 8 | 2013-08-01 | Currently In Use | Gas | 5000 | Composite Double Walled | Fiberglass/Double Walled | Pressure | N | 2013-08-01 | N | 2013-08-01
4250243 | 1 |  | Removed From Ground Date Unknown | Diesel | 1000 | Marked Unknown | Unknown | Not Marked
4250243 | 2 |  | Removed From Ground Date Unknown | Gas | 2000 | Marked Unknown | Unknown | Not Marked
4250243 | 3 |  | Removed From Ground Date Unknown | Used Oil | 300 | Bare Steel | Unknown | Not Marked | Y |  | Y
4250244 | 1 | 1991-01-01 | Removed From Ground | Diesel | 2000 | Bare Steel | Galvanized Steel | Not Marked
4250244 | 2 | 1991-01-01 | Removed From Ground | Gas | 5000 | Bare Steel | Galvanized Steel | Not Marked
4250244 | 3 | 1991-01-01 | Removed From Ground | Gas | 10000 | Bare Steel | Galvanized Steel | Not Marked
4250244 | 4 | 1991-01-01 | Removed From Ground | Gas | 10000 | Bare Steel | Galvanized Steel | Not Marked
4250244 | 5 | 1991-01-01 | Currently In Use | Gas | 10000 | STIP-3 | Fiberglass Reinforced Plastic | Pressure |  | 1998-07-01 12:00 |  | 2007-01-01 12:00
4250244 | 6 | 1991-01-01 | Currently In Use | Gas | 10000 | STIP-3 | Fiberglass Reinforced Plastic | Pressure |  | 1999-01-01 |  | 1999-01-01
4250244 | 7 | 1991-01-01 | Currently In Use | Gas | 10000 | STIP-3 | Fiberglass Reinforced Plastic | Pressure |  | 1999-01-01 |  | 1999-01-01
4250245 | 1 |  | Removed From Ground Date Unknown | Gas | 4000 | Bare Steel | Galvanized Steel | Not Marked
4250245 | 2 |  | Removed From Ground Date Unknown | Gas | 4000 | Bare Steel | Galvanized Steel | Not Marked
4250245 | 3 |  | Removed From Ground Date Unknown | Gas | 4000 | Bare Steel | Galvanized Steel | Not Marked
4250245 | 4 |  | Closed In Ground Date Unknown | Other | 250 | Marked Unknown | Unknown | Not Marked | Y |  | Y
4250246 | 1 | 1999-07-23 | Removed From Ground | Gas | 2000 | Bare Steel | Galvanized Steel | Not Marked
4250246 | 2 | 1999-07-23 | Removed From Ground | Diesel | 2000 | Bare Steel | Galvanized Steel | Not Marked
4250246 | 3 | 1999-07-23 | Removed From Ground | Gas | 3000 | Bare Steel | Galvanized Steel | Not Marked
4250246 | 4 | 1999-07-23 | Removed From Ground | Gas | 3000 | Bare Steel | Galvanized Steel | Not Marked
4250246 | 5A | 2003-12-01 | Currently In Use | Gas | 8500 | Fiberglass |  |  | N | 2011-11-16 12:00 | N | 2011-11-16 12:00
4250246 | 5B | 2003-12-01 | Currently In Use | Gas | 3500 | Fiberglass | Fiberglass Reinforced Plastic | Not Marked | N | 2011-11-16 | N | 2011-11-16
4250247 | 1 | 1998-08-24 | Removed From Ground | Gas | 4000 | Bare Steel | Galvanized Steel | Not Marked
4250247 | 2 | 1998-08-24 | Removed From Ground | Gas | 4000 | Bare Steel | Galvanized Steel | Not Marked
4250247 | 3 | 1998-08-24 | Removed From Ground | Gas | 4000 | Bare Steel | Galvanized Steel | Not Marked
4250247 | 4 | 1998-08-24 | Removed From Ground | Diesel | 2000 | Bare Steel | Galvanized Steel | Not Marked
4250247 | 5 | 1995-09-25 | Closed In Ground | Used Oil | 250 | Marked Unknown | Unknown | Not Marked | Y |  | Y
4250248 | 1 | 1991-05-05 | Removed From Ground | Gas | 6000 | Marked Unknown | Unknown | Not Marked
4250249 | 1AST |  | Currently In Use | Gas | 500 | Bare Steel | Galvanized Steel | Not Marked
4250249 | 2AST |  | Currently In Use | Diesel | 10000 | Bare Steel | Galvanized Steel | Not Marked
4250250 | 1 | 1990-05-07 | Removed From Ground | Diesel | 8000 | Bare Steel | Galvanized Steel | Not Marked
4250251 | 1 | 1993-01-21 | Removed From Ground | Gas | 8000 | Bare Steel | Galvanized Steel | Not Marked
4250251 | 2 | 1993-01-21 | Removed From Ground | Gas | 8000 | Bare Steel | Galvanized Steel | Not Marked
4250251 | 3 | 1993-01-21 | Removed From Ground | Diesel | 3000 | Bare Steel | Galvanized Steel | Not Marked
4250251 | 4 | 2003-06-01 | Removed From Ground | Gas | 3000 | Unknown | Fiberglass Reinforced Plastic | Suction: Valve At The Tank |  | 1993-01-01 |  | 1993-01-01
4250251 | 5 | 2003-06-01 | Removed From Ground | Diesel | 2000 | Unknown | Fiberglass Reinforced Plastic | Suction: Valve At The Tank |  | 1993-01-01 |  | 1993-01-01
4250252 | 1 | 1992-06-01 | Removed From Ground | Diesel | 8000 | Bare Steel | Galvanized Steel | Not Marked
4250252 | 2 | 1992-06-01 | Removed From Ground | Diesel | 4000 | Bare Steel | Galvanized Steel | Not Marked
4250252 | 3 | 1992-06-01 | Removed From Ground | Used Oil | 500 | Bare Steel | Galvanized Steel | Not Marked | Y |  | Y
4250253 | 1 | 1996-07-31 | Removed From Ground | Diesel | 6000 | Bare Steel | Galvanized Steel | Not Marked
4250253 | 2 | 1996-07-31 | Removed From Ground | Diesel | 6000 | Bare Steel | Galvanized Steel | Not Marked
4250254 | 1 | 1999-12-22 | Removed From Ground Date Unknown | Gas | 1000 | Bare Steel | Galvanized Steel | Suction: Valve At The Tank
4250254 | 2 | 1999-12-22 | Removed From Ground Date Unknown | Gas | 1000 | Bare Steel | Galvanized Steel | Suction: Valve At The Tank
4250254 | 3 | 1999-12-22 | Removed From Ground Date Unknown | Gas | 1000 | Bare Steel | Galvanized Steel | Suction: Valve At The Tank
4250255 | 1 | 1991-12-10 | Removed From Ground | Diesel | 2000 | Bare Steel | Bare Steel | Suction: Valve At The Tank
4250255 | 2 | 1991-12-10 | Removed From Ground | Diesel | 2000 | Bare Steel | Bare Steel | Suction: Valve At The Tank
4250257 | 1 |  | Closed In Ground Date Unknown | Gas | 4000 | Bare Steel | Unknown | Not Marked
4250257 | 2 |  | Closed In Ground Date Unknown | Gas | 4000 | Bare Steel | Unknown | Not Marked
4250257 | 3 |  | Closed In Ground Date Unknown | Used Oil | 500 | Bare Steel | Unknown | Not Marked | Y |  | Y
4250258 | 1 | 1996-12-01 | Removed From Ground | Gas | 4000 | Bare Steel | Galvanized Steel | Not Marked
4250258 | 2 | 1996-12-01 | Removed From Ground | Gas | 4000 | Bare Steel | Galvanized Steel | Not Marked
4250258 | 3 | 1996-12-01 | Removed From Ground | Diesel | 4000 | Bare Steel | Galvanized Steel | Not Marked
4250258 | 4 | 1996-12-01 | Removed From Ground | Used Oil | 550 | Bare Steel | Galvanized Steel | Not Marked | Y |  | Y
4250259 | 1 | 1988-07-01 | Removed From Ground | Gas | 1000 | Bare Steel | Galvanized Steel | Not Marked
4250259 | 2 | 1988-07-01 | Removed From Ground | Diesel | 1000 | Bare Steel | Galvanized Steel | Not Marked
4250259 | 3 | 2016-02-25 | Removed From Ground | Diesel | 1000 | Steel-Impressed Current | Cathodically Protected | Suction: No Valve At The Tank |  | 1988-07-01 |  | 1988-07-01
4250260 | 1 | 1990-08-24 | Removed From Ground | Heating Oil | 1000 | Bare Steel | Galvanized Steel | Not Marked
4250260 | 2 | 1990-08-24 | Removed From Ground | Diesel | 560 | Bare Steel | Galvanized Steel | Not Marked
4250260 | 3 | 1990-08-24 | Removed From Ground | Gas | 300 | Bare Steel | Galvanized Steel | Not Marked
4250260 | 4 | 2014-12-03 | Removed From Ground | Gas | 1000 | Steel-Galvanic | Cathodically Protected | Suction: No Valve At The Tank |  | 1990-08-24 |  | 1990-08-24
4250260 | 5 | 2014-12-03 | Removed From Ground | Diesel | 1000 | Steel-Galvanic | Cathodically Protected | Suction: No Valve At The Tank |  | 1990-08-24 |  | 1990-08-24
4250261 | 1 | 1990-07-01 | Removed From Ground | Gas | 500 | Bare Steel | Galvanized Steel | Not Marked
4250261 | 2 | 1990-07-01 | Removed From Ground | Diesel | 500 | Bare Steel | Galvanized Steel | Not Marked
4250261 | 3 | 1998-01-31 | Removed From Ground | Diesel | 1000 | Cathodically Protected Steel | Cathodically Protected | Suction: No Valve At The Tank |  | 1990-07-28 |  | 1990-07-28
4250262 | 1 | 1990-02-20 | Closed In Ground | Heating Oil | 500 | Bare Steel | Galvanized Steel | Not Marked
4250262 | 2 | 1990-02-20 | Closed In Ground | Diesel | 300 | Bare Steel | Galvanized Steel | Not Marked
4250263 | 1 | 1999-06-29 | Removed From Ground | Diesel | 550 | Bare Steel | Galvanized Steel | Not Marked
4250263 | 2 | 1996-09-06 | Removed From Ground | Diesel | 550 | Bare Steel | Galvanized Steel | Not Marked
4250263 | 3 | 1996-09-06 | Removed From Ground | Gas | 550 | Bare Steel | Galvanized Steel | Not Marked
4250264 | 1 | 1998-03-28 | Removed From Ground | Diesel | 1000 | Cathodically Protected Steel | Cathodically Protected | Suction: Valve At The Tank |  | 1989-01-23 |  | 1989-01-23
4250264 | 2 | 1989-01-24 | Removed From Ground | Gas | 300 | Not Marked/Unknown | Galvanized Steel | Not Marked
4250265 | 1 | 1989-01-23 | Closed In Ground | Diesel | 285 | Bare Steel | Galvanized Steel | Not Marked
4250265 | 2 | 1998-03-01 | Removed From Ground | Diesel | 1000 | Cathodically Protected Steel | Cathodically Protected | Suction: Valve At The Tank |  | 1989-01-23 |  | 1989-01-23
4250267 | 1 | 1996-07-01 | Removed From Ground | Gas | 200 | Bare Steel | Galvanized Steel | Not Marked
4250268 | 1 | 1996-08-01 | Removed From Ground | Diesel | 250 | Bare Steel | Galvanized Steel | Not Marked
4250269 | 1 |  | Removed From Ground Date Unknown | Diesel | 550 | Bare Steel | Galvanized Steel | Not Marked
4250270 | 1 | 1997-05-01 | Removed From Ground | Diesel | 10000 | Bare Steel | Galvanized Steel | Not Marked
4250270 | 2 | 1997-05-01 | Removed From Ground | Gas | 10000 | Bare Steel | Galvanized Steel | Not Marked
4250270 | 3 | 1997-05-01 | Removed From Ground | Diesel | 10000 | Bare Steel | Galvanized Steel | Not Marked
4250270 | 4 | 1997-05-01 | Removed From Ground | Diesel | 10000 | Bare Steel | Galvanized Steel | Not Marked
4250270 | 5 | 1997-05-01 | Currently In Use | Diesel | 10000 | Double Walled | Double Walled | Pressure |  | 1997-05-01 |  | 1997-05-01
4250270 | 6 | 1997-05-01 | Currently In Use | Diesel | 10000 | Double Walled | Double Walled | Pressure |  | 1997-05-01 |  | 1997-05-01
4250270 | 7 | 1997-05-01 | Currently In Use | Gas | 10000 | Double Walled | Double Walled | Pressure |  | 1997-05-01 |  | 1997-05-01
4250270 | 8 | 1997-05-01 | Currently In Use | Gas | 10000 | Double Walled | Double Walled | Pressure |  | 1997-05-01 |  | 1997-05-01
4250271 | 1 | 1993-07-01 | Removed From Ground | Gas | 1000 | Bare Steel | Galvanized Steel | Not Marked
4250271 | 2 | 2011-09-30 | Removed From Ground | Gas | 500 | Not Marked/Unknown | Not Marked | Not Marked
4250271 | 3 | 2009-11-19 | Removed From Ground | Gas | 1000 | Cathodically Protected Steel | Fiberglass Reinforced Plastic | Suction: No Valve At The Tank |  | 1990-12-01 |  | 1990-12-01
4250272 | 1 | 1996-07-01 | Closed In Ground | Diesel | 550 | Bare Steel | Galvanized Steel | Not Marked
4250273 | 1 |  | Removed From Ground Date Unknown | Diesel | 550 | Bare Steel | Galvanized Steel | Not Marked
4250274 | 1 |  | Removed From Ground Date Unknown | Diesel | 550 | Bare Steel | Galvanized Steel | Not Marked
4250275 | 1 | 1990-12-01 | Removed From Ground | Gas | 10000 | Bare Steel | Galvanized Steel | Not Marked
4250275 | 2 | 1990-12-01 | Removed From Ground | Gas | 10000 | Bare Steel | Galvanized Steel | Not Marked
4250276 | 2 | 2005-02-23 | Removed From Ground | Gas | 10000 | Fiberglass | Fiberglass Reinforced Plastic | Pressure |  | 1994-06-17 |  | 1994-06-17
4250276 | 4 | 2005-02-23 | Removed From Ground | Gas | 10000 | Fiberglass | Fiberglass Reinforced Plastic | Pressure |  | 1994-06-17 |  | 1994-06-17
4250276 | 5 | 2005-02-23 | Removed From Ground | Gas | 10000 | Fiberglass | Fiberglass Reinforced Plastic | Pressure |  | 1994-06-17 |  | 1994-06-17
4250278 | 1 | 1993-08-23 | Removed From Ground | Gas | 10000 | Bare Steel | Galvanized Steel | Suction: Valve At The Tank
4250278 | 2 | 1993-08-23 | Removed From Ground | Gas | 10000 | Bare Steel | Galvanized Steel | Suction: Valve At The Tank
4250279 | 1 | 2000-07-11 | Removed From Ground | Gas | 8000 | Steel-Impressed Current | Cathodically Protected | Suction: No Valve At The Tank |  | 1994-06-30 |  | 1994-06-30
4250279 | 2 | 2000-07-11 | Removed From Ground | Gas | 8000 | Steel-Impressed Current | Cathodically Protected | Suction: No Valve At The Tank |  | 1994-06-30 |  | 1994-06-30
4250279 | 3 | 2000-07-11 | Removed From Ground | Gas | 8000 | Steel-Impressed Current | Cathodically Protected | Suction: No Valve At The Tank |  | 1994-06-30 |  | 1994-06-30
4250280 | 1 | 1991-01-10 | Removed From Ground | Gas | 8000 | Bare Steel | Galvanized Steel | Not Marked
4250280 | 2 | 1991-01-10 | Removed From Ground | Gas | 8000 | Bare Steel | Galvanized Steel | Not Marked
4250280 | 3 | 1991-01-10 | Removed From Ground | Gas | 8000 | Bare Steel | Galvanized Steel | Not Marked
4250280 | 4 | 1991-01-15 | Currently In Use | Gas | 8000 | Steel-Galvanic | Fiberglass Reinforced Plastic | Pressure |  | 1991-01-12 |  | 1991-01-12
4250280 | 5 | 1991-01-15 | Currently In Use | Gas | 8000 | Steel-Galvanic | Fiberglass Reinforced Plastic | Pressure |  | 1991-01-12 |  | 1991-01-12
4250280 | 6 | 1991-01-15 | Currently In Use | Gas | 8000 | Steel-Galvanic | Fiberglass Reinforced Plastic | Pressure |  | 1991-01-12 |  | 1991-01-12
4250281 | 1 | 1993-04-19 | Removed From Ground | Gas | 3000 | Bare Steel | Galvanized Steel | Not Marked
4250281 | 2 | 1993-04-19 | Removed From Ground | Gas | 4000 | Bare Steel | Galvanized Steel | Not Marked
4250281 | 3 | 1993-04-19 | Removed From Ground | Gas | 4000 | Bare Steel | Galvanized Steel | Not Marked
4250281 | 4 | 1987-04-01 | Currently In Use | Gas | 10000 | Fiberglass | Fiberglass Reinforced Plastic | Pressure |  | 1981-03-01 |  | 1981-03-01
4250281 | 5 | 1987-04-01 | Currently In Use | Gas | 10000 | Fiberglass | Fiberglass Reinforced Plastic | Pressure |  | 1981-03-01 |  | 1981-03-01
4250281 | 6 | 1987-04-01 | Currently In Use | Gas | 10000 | Fiberglass | Fiberglass Reinforced Plastic | Pressure |  | 1981-03-01 |  | 1983-03-01
4250283 | 1 | 1992-01-01 | Removed From Ground | Gas | 4000 | Bare Steel | Galvanized Steel | Not Marked
4250283 | 2 | 1992-01-01 | Removed From Ground | Gas | 3000 | Bare Steel | Galvanized Steel | Not Marked
4250283 | 3 | 1992-01-01 | Removed From Ground | Gas | 3000 | Bare Steel | Galvanized Steel | Not Marked
4250284 | 1 |  | Removed From Ground Date Unknown | Gas | 4000 | Cathodically Protected Steel | Fiberglass Reinforced Plastic | Pressure
4250284 | 1B | 2004-03-30 | Removed From Ground | Gas | 8000 | Steel-Galvanic | Fiberglass Reinforced Plastic | Pressure |  | 1993-03-06 |  | 1993-03-06
4250284 | 2 |  | Removed From Ground Date Unknown | Gas | 3000 | Cathodically Protected Steel | Fiberglass Reinforced Plastic | Pressure
4250284 | 2S | 2004-03-30 | Removed From Ground | Gas | 5000 | Steel-Galvanic | Fiberglass Reinforced Plastic | Pressure |  | 1993-03-06 |  | 1993-03-06
4250284 | 2U | 2004-03-30 | Removed From Ground | Gas | 5000 | Steel-Galvanic | Fiberglass Reinforced Plastic | Pressure |  | 1993-03-06 |  | 1993-03-06
4250284 | 3 |  | Removed From Ground Date Unknown | Gas | 3000 | Cathodically Protected Steel | Fiberglass Reinforced Plastic | Pressure
4250285 | 1 |  | Permanently Out Of Use | Gas | 3000 | Bare Steel | Galvanized Steel | Not Marked
4250285 | 2 |  | Permanently Out Of Use | Gas | 4000 | Bare Steel | Galvanized Steel | Not Marked
4250285 | 3 |  | Permanently Out Of Use | Gas | 4000 | Bare Steel | Galvanized Steel | Not Marked
4250285 | 4 |  | Permanently Out Of Use | Gas | 3000 | Bare Steel | Galvanized Steel | Not Marked
4250285 | 5 | 1987-04-01 | Currently In Use | Gas | 10000 | Fiberglass | Fiberglass Reinforced Plastic | Pressure |  | 1987-04-01 |  | 1987-04-01
4250285 | 6 | 1987-04-01 | Currently In Use | Gas | 10000 | Fiberglass | Fiberglass Reinforced Plastic | Pressure |  | 1987-04-01 |  | 1987-04-01
4250285 | 7 | 1987-04-01 | Currently In Use | Gas | 10000 | Fiberglass | Fiberglass Reinforced Plastic | Pressure |  | 1987-04-01 |  | 1987-04-01
4250286 | 1 | 1991-09-16 | Removed From Ground | Gas | 4000 | Bare Steel | Galvanized Steel | Not Marked
4250286 | 2 | 1991-09-16 | Removed From Ground | Gas | 3000 | Bare Steel | Galvanized Steel | Not Marked
4250286 | 3 | 1991-09-16 | Removed From Ground | Gas | 3000 | Bare Steel | Galvanized Steel | Not Marked
4250286 | 4 | 1991-09-16 | Removed From Ground | Gas | 4000 | Bare Steel | Galvanized Steel | Not Marked
4250287 | 1 | 1998-04-01 | Removed From Ground | Gas | 8000 | Bare Steel | Galvanized Steel | Suction: Valve At The Tank
4250287 | 2 | 1998-04-01 | Removed From Ground | Gas | 8000 | Bare Steel | Galvanized Steel | Suction: Valve At The Tank
4250287 | 3 | 1998-04-01 | Removed From Ground | Gas | 8000 | Bare Steel | Galvanized Steel | Suction: Valve At The Tank
4250287 | 4 | 1998-04-01 | Currently In Use | Gas | 10000 | Epoxy | Fiberglass Reinforced Plastic | Pressure |  | 1998-04-01 |  | 1998-04-01
4250287 | 5 | 1998-04-01 | Currently In Use | Gas | 6000 | Epoxy | Fiberglass Reinforced Plastic | Pressure |  | 1998-04-01 |  | 1998-04-01
4250289 | 1 | 1988-05-01 | Removed From Ground | Gas | 3000 | Bare Steel | Galvanized Steel | Not Marked
4250289 | 2 | 1988-05-01 | Removed From Ground | Gas | 3000 | Bare Steel | Galvanized Steel | Not Marked
4250289 | 3 | 1988-05-01 | Removed From Ground | Gas | 3000 | Bare Steel | Galvanized Steel | Not Marked
4250289 | 4 | 1988-05-01 | Currently In Use | Gas | 10000 | Fiberglass | Fiberglass Reinforced Plastic | Pressure |  | 1994-06-17 |  | 1994-06-17
4250289 | 5 | 1988-05-01 | Currently In Use | Gas | 10000 | Fiberglass | Fiberglass Reinforced Plastic | Pressure |  | 1994-06-17 |  | 1994-06-17
4250289 | 6 | 1988-05-01 | Currently In Use | Gas | 10000 | Fiberglass | Fiberglass Reinforced Plastic | Pressure |  | 1994-06-17 |  | 1994-06-17
4250290 | 1 | 1987-04-01 | Removed From Ground | Gas | 4000 | Bare Steel | Galvanized Steel | Not Marked
4250290 | 2 | 1987-04-01 | Removed From Ground | Gas | 4000 | Bare Steel | Galvanized Steel | Not Marked
4250290 | 3 | 1987-04-01 | Removed From Ground | Gas | 4000 | Bare Steel | Galvanized Steel | Not Marked
4250290 | 4 | 1987-04-01 | Removed From Ground | Gas | 4000 | Bare Steel | Galvanized Steel | Not Marked
4250290 | 5 | 2013-01-28 | Temporarily Out Of Use | Gas | 8000 | Fiberglass | Fiberglass Reinforced Plastic | Pressure | Y | 1987-04-01 12:00 |  | 1987-04-01 12:00
4250290 | 6 | 1987-04-01 | Currently In Use | Gas | 8000 | Fiberglass | Fiberglass Reinforced Plastic | Pressure | Y | 1987-04-01 12:00 |  | 1987-04-01 12:00
4250290 | 7 | 1987-04-01 | Currently In Use | Gas | 8000 | Fiberglass | Fiberglass Reinforced Plastic | Pressure | Y | 1987-04-01 12:00 |  | 1987-04-01 12:00
4250291 | 1 | 1979-01-01 | Currently In Use | Gas | 8000 | Steel-Impressed Current | Double Walled | Pressure |  | 2000-05-01 |  | 2000-05-01
4250291 | 2 | 1979-01-01 | Currently In Use | Gas | 8000 | Steel-Impressed Current | Double Walled | Pressure |  | 2000-05-01 |  | 2000-05-01
4250291 | 3 | 1979-01-01 | Currently In Use | Gas | 8000 | Steel-Impressed Current | Double Walled | Pressure |  | 1994-06-30 |  | 1994-06-30
4250292 | 1 | 1993-11-23 | Removed From Ground | Gas | 3000 | Bare Steel | Bare Steel | Suction: Valve At The Tank
4250292 | 2 | 1993-11-23 | Removed From Ground | Gas | 3000 | Bare Steel | Bare Steel | Suction: Valve At The Tank
4250292 | 3 | 1993-11-23 | Removed From Ground | Gas | 4000 | Bare Steel | Bare Steel | Suction: Valve At The Tank
4250292 | 4 | 1993-11-23 | Removed From Ground | Diesel | 2000 | Bare Steel | Bare Steel | Suction: Valve At The Tank
4250293 | 1 | 1996-10-03 | Removed From Ground | Gas | 2000 | Cathodically Protected Steel | Cathodically Protected | Pressure |  | 1994-06-17 |  | 1994-06-17
4250293 | 2 | 1981-01-01 | Currently In Use | Gas | 8021 | Steel-Impressed Current | Fiberglass Reinforced Plastic | Pressure |  | 1994-06-17 12:00 | Y | 1994-06-17 12:00
4250293 | 3 | 1981-01-01 | Currently In Use | Gas | 8021 | Steel-Impressed Current | Fiberglass Reinforced Plastic | Pressure |  | 1994-06-17 12:00 | Y | 1994-06-17 12:00
4250293 | 4 | 1996-10-03 | Removed From Ground | Gas | 8021 | Bare Steel | Galvanized Steel | Not Marked
4250293 | 5 | 1981-01-01 | Currently In Use | Gas | 8021 | Steel-Impressed Current | Fiberglass Reinforced Plastic | Pressure |  | 1994-06-17 12:00 | Y | 1994-06-17 12:00
4250294 | 1 | 1993-08-16 | Removed From Ground | Gas | 10000 | Bare Steel | Bare Steel | Pressure
4250294 | 2 | 1993-08-16 | Removed From Ground | Gas | 10000 | Bare Steel | Bare Steel | Pressure
4250294 | 3 | 1993-08-16 | Removed From Ground | Gas | 10000 | Bare Steel | Bare Steel | Pressure
4250294 | 4 | 1993-08-16 | Removed From Ground | Diesel | 10000 | Bare Steel | Bare Steel | Pressure
4250295 | 1 | 1987-02-15 | Removed From Ground | Gas | 10000 | Bare Steel | Bare Steel | Not Marked
4250295 | 2 | 1987-02-15 | Removed From Ground | Gas | 5000 | Bare Steel | Bare Steel | Not Marked
4250295 | 3 | 1987-02-15 | Removed From Ground | Gas | 10000 | Bare Steel | Bare Steel | Not Marked
4250295 | 4 | 1987-02-01 | Removed From Ground | Used Oil | 1000 | Fiberglass | Fiberglass Reinforced Plastic | Not Marked | Y | 1998-02-01 | Y | 1998-02-01
4250295 | 5 | 2003-09-04 | Removed From Ground | Gas | 10000 | Fiberglass | Fiberglass Reinforced Plastic | Not Marked |  | 1998-02-01 |  | 1998-02-01
4250295 | 6 | 2003-09-04 | Removed From Ground | Gas | 5000 | Fiberglass | Fiberglass Reinforced Plastic | Not Marked |  | 1998-02-01 |  | 1998-02-01
4250295 | 7 | 2003-09-04 | Removed From Ground | Gas | 10000 | Fiberglass | Fiberglass Reinforced Plastic | Not Marked |  | 1998-02-01 |  | 1998-02-01
4250297 | 1 | 1988-04-02 | Removed From Ground | Gas | 10000 | Fiberglass | Fiberglass Reinforced Plastic | Not Marked
4250297 | 2 | 1988-04-02 | Removed From Ground | Gas | 10000 | Fiberglass | Fiberglass Reinforced Plastic | Not Marked
4250297 | 3 | 1988-04-02 | Removed From Ground | Gas | 10000 | Fiberglass | Fiberglass Reinforced Plastic | Not Marked
4250297 | 4 | 1988-04-02 | Removed From Ground | Used Oil | 1000 | Fiberglass | Fiberglass Reinforced Plastic | Not Marked | Y |  | Y
4250298 | 1 | 2005-10-25 | Removed From Ground | Gas | 10000 | Fiberglass | Fiberglass Reinforced Plastic | Not Marked |  | 1986-01-01 |  | 1986-01-01
4250298 | 2 | 2005-10-25 | Removed From Ground | Gas | 10000 | Fiberglass | Fiberglass Reinforced Plastic | Not Marked |  | 1986-01-01 |  | 1986-01-01
4250298 | 3 | 2005-10-25 | Removed From Ground | Gas | 10000 | Fiberglass | Fiberglass Reinforced Plastic | Not Marked |  | 1986-01-01 |  | 1986-01-01
4250298 | 4 | 2005-10-25 | Removed From Ground | Empty | 1000 | Fiberglass | Fiberglass Reinforced Plastic | Not Marked | Y |  | Y
4250298 | 5 | 2005-10-25 | Removed From Ground |  | 1000 | Unknown |  |  | N |  | N
4250299 | 1 | 1985-01-01 | Removed From Ground | Gas | 10000 | Fiberglass | Fiberglass Reinforced Plastic | Not Marked
4250299 | 2 | 1985-01-01 | Removed From Ground | Gas | 10000 | Fiberglass | Fiberglass Reinforced Plastic | Not Marked
4250299 | 3 | 1985-01-01 | Removed From Ground | Gas | 10000 | Fiberglass | Fiberglass Reinforced Plastic | Not Marked
4250299 | 4 | 1985-01-01 | Removed From Ground | Diesel | 10000 | Fiberglass | Fiberglass Reinforced Plastic | Not Marked
4250299 | 5 | 1985-01-01 | Removed From Ground | Used Oil | 1000 | Fiberglass | Fiberglass Reinforced Plastic | Not Marked | Y |  | Y
4250300 | 1 | 1995-12-01 | Removed From Ground | Gas | 10000 | Bare Steel | Galvanized Steel | Not Marked
4250300 | 10A | 1996-07-01 | Currently In Use | Gas | 5000 | Composite | Double Walled | Pressure |  | 1996-07-01 |  | 1996-07-01
4250300 | 10B | 1996-07-01 | Currently In Use | Gas | 5000 | Composite | Double Walled | Pressure |  | 1996-07-01 |  | 1996-07-01
4250300 | 2 | 1995-12-01 | Removed From Ground | Gas | 5000 | Cathodically Protected Steel | Galvanized Steel | Not Marked
4250300 | 3 | 1995-12-01 | Removed From Ground | Gas | 10000 | Cathodically Protected Steel | Galvanized Steel | Not Marked
4250300 | 4 | 1995-12-01 | Removed From Ground | Used Oil | 1000 | Bare Steel | Galvanized Steel | Not Marked | Y |  | Y
4250300 | 5 | 1995-12-01 | Removed From Ground | Used Oil | 500 | Marked Unknown | Unknown | Not Marked | Y |  | Y
4250300 | 6 | 1995-12-01 | Removed From Ground | Gas | 3000 | Bare Steel | Bare Steel | Not Marked
4250300 | 7 | 1995-12-01 | Removed From Ground | Gas | 3000 | Bare Steel | Bare Steel | Not Marked
4250300 | 8 | 1995-12-01 | Removed From Ground | Gas | 3000 | Bare Steel | Bare Steel | Not Marked
4250300 | 9 | 1996-07-01 | Currently In Use | Gas | 10000 | Composite | Double Walled | Pressure |  | 1996-07-01 |  | 1996-07-01
4250301 | 1 | 1987-04-14 | Removed From Ground | Gas | 10000 | Bare Steel | Bare Steel | Pressure
4250301 | 2 | 1987-04-14 | Removed From Ground | Gas | 10000 | Bare Steel | Bare Steel | Pressure
4250301 | 3 | 1987-04-14 | Removed From Ground | Gas | 5000 | Bare Steel | Bare Steel | Pressure
4250301 | 4 | 1992-05-14 | Removed From Ground | Used Oil | 550 | Bare Steel | Bare Steel | Gravity Fed | Y |  | Y
4250301 | 5 | 1992-05-14 | Removed From Ground | Gas | 10000 | Cathodically Protected Steel | Fiberglass Reinforced Plastic | Pressure
4250301 | 6 | 1992-05-14 | Removed From Ground | Gas | 10000 | Cathodically Protected Steel | Fiberglass Reinforced Plastic | Pressure
4250301 | 7 | 1992-05-14 | Removed From Ground | Gas | 5000 | Cathodically Protected Steel | Fiberglass Reinforced Plastic | Pressure
4250302 | 1 | 1987-04-01 | Removed From Ground | Gas | 10000 | Bare Steel | Bare Steel | Not Marked
4250302 | 2 | 1987-04-01 | Removed From Ground | Gas | 5000 | Bare Steel | Bare Steel | Not Marked
4250302 | 3 | 1987-04-01 | Removed From Ground | Gas | 10000 | Bare Steel | Bare Steel | Not Marked
4250302 | 4 | 1987-04-01 | Removed From Ground | Diesel | 2000 | Bare Steel | Bare Steel | Not Marked
4250302 | 5 | 1987-04-01 | Removed From Ground | Used Oil | 550 | Bare Steel | Bare Steel | Not Marked | Y |  | Y
4250302 | 6 | 1998-11-01 | Currently In Use | Gas | 12000 | Composite | Double Walled | Pressure |  | 1998-11-01 |  | 1998-11-01
4250302 | 7 | 1998-11-01 | Currently In Use | Gas | 8000 | Composite | Double Walled | Pressure |  | 1998-11-01 |  | 1998-11-01
4250304 | 1 | 1995-02-13 | Removed From Ground | Diesel | 10000 | Marked Unknown | Unknown | Not Marked
4250304 | 2 | 1995-02-13 | Removed From Ground | Diesel | 10000 | Marked Unknown | Unknown | Not Marked
4250304 | 3 | 1995-02-13 | Removed From Ground | Used Oil | 500 | Marked Unknown | Unknown | Not Marked | Y |  | Y
4250306 | 1 | 1995-01-10 | Removed From Ground | Gas | 10000 | Bare Steel | Galvanized Steel | Not Marked
4250306 | 2 | 1974-03-26 | Currently In Use | Gas | 3000 | Bare Steel | Galvanized Steel | Not Marked
4250306 | 2 |  | Removed From Ground Date Unknown | Gas | 3000 | Bare Steel | Galvanized Steel | Not Marked
4250307 | 1 | 1988-01-01 | Removed From Ground | Gas | 1000 | Bare Steel | Galvanized Steel | Not Marked
4250309 | 1 | 1990-11-12 | Removed From Ground | Used Oil | 1000 | Bare Steel | Galvanized Steel | Not Marked | Y |  | Y
4250310 | 1 | 1990-12-03 | Removed From Ground | Used Oil | 1000 | Bare Steel | Galvanized Steel | Not Marked | Y |  | Y
4250313 | 1 |  | Permanently Out Of Use | Gas | 8000 | Bare Steel | Bare Steel | Not Marked
4250313 | 2 |  | Permanently Out Of Use | Gas | 8000 | Bare Steel | Bare Steel | Not Marked
4250313 | 3 |  | Permanently Out Of Use | Gas | 8000 | Bare Steel | Bare Steel | Not Marked
4250313 | 4 |  | Currently In Use | Used Oil | 550 | Bare Steel | Bare Steel | Not Marked | Y |  | Y
4250315 | 10564-1 | 1993-06-18 | Removed From Ground | Gas | 1000 | Bare Steel | Galvanized Steel | Suction: No Valve At The Tank
4250315 | 564G1 | 1995-11-01 | Removed From Ground | Gas | 1000 | Bare Steel | Galvanized Steel | Suction: No Valve At The Tank
4250318 | 1 | 1988-03-01 | Removed From Ground | Diesel | 8000 | Bare Steel | Unknown | Not Marked
4250318 | 10 | 1996-12-01 | Removed From Ground | Diesel | 10000 | Bare Steel | Fiberglass Reinforced Plastic | Not Marked
4250318 | 2 | 1988-03-01 | Removed From Ground | Diesel | 4000 | Bare Steel | Unknown | Not Marked
4250318 | 3 | 1988-03-01 | Removed From Ground | Gas | 2000 | Bare Steel | Unknown | Not Marked
4250318 | 4 | 1988-03-01 | Removed From Ground | Gas | 2000 | Bare Steel | Unknown | Not Marked
4250318 | 5 | 1986-08-01 | Removed From Ground | Gas | 1000 | Bare Steel | Unknown | Not Marked
4250318 | 6 | 1986-08-01 | Removed From Ground | Gas | 1000 | Bare Steel | Unknown | Not Marked
4250318 | 7 | 1986-08-01 | Removed From Ground | Gas | 1000 | Bare Steel | Unknown | Not Marked
4250318 | 8 | 1986-08-01 | Removed From Ground | Gas | 1000 | Bare Steel | Unknown | Not Marked
4250318 | 9 | 1986-08-01 | Removed From Ground | Used Oil | 3000 | Bare Steel | Unknown | Not Marked | Y |  | Y
4250319 | 1 | 1994-06-01 | Removed From Ground | Gas | 4000 | Bare Steel | Galvanized Steel | Not Marked
4250319 | 10 | 1994-06-01 | Removed From Ground | Heating Oil | 500 | Bare Steel | Unknown | Not Marked
4250319 | 11 | 1994-06-01 | Removed From Ground | Heating Oil | 500 | Bare Steel | Unknown | Not Marked
4250319 | 12 |  | Permanently Out Of Use | Gas | 500 | Bare Steel | Unknown | Not Marked
4250319 | 13 |  | Permanently Out Of Use | Heating Oil | 500 | Bare Steel | Unknown | Not Marked
4250319 | 14 |  | Removed From Ground Date Unknown | Gas | 1000 | Bare Steel | Galvanized Steel | Not Marked
4250319 | 15 |  | Removed From Ground Date Unknown | Gas | 1000 | Bare Steel | Galvanized Steel | Not Marked
4250319 | 2 | 1992-01-01 | Removed From Ground | Gas | 4000 | Bare Steel | Galvanized Steel | Not Marked
4250319 | 3 | 1994-06-01 | Removed From Ground | Heating Oil | 10000 | Bare Steel | Galvanized Steel | Not Marked
4250319 | 4 | 1994-06-01 | Removed From Ground | Heating Oil | 10000 | Bare Steel | Galvanized Steel | Not Marked
4250319 | 5 | 1994-06-01 | Removed From Ground | Heating Oil | 10000 | Bare Steel | Galvanized Steel | Not Marked
4250319 | 6 | 1994-06-01 | Removed From Ground | Heating Oil | 10000 | Bare Steel | Galvanized Steel | Not Marked
4250319 | 7 | 1994-06-01 | Removed From Ground | Heating Oil | 500 | Bare Steel | Unknown | Not Marked
4250319 | 8 | 1994-06-01 | Removed From Ground | Heating Oil | 1000 | Bare Steel | Unknown | Not Marked
4250319 | 9 | 1994-06-01 | Removed From Ground | Heating Oil | 1000 | Bare Steel | Unknown | Not Marked
4250321 | 1 | 1998-02-15 | Removed From Ground | Gas | 8000 | Bare Steel | Galvanized Steel | Not Marked
4250321 | 1 |  | Currently In Use | Gas | 8000 | Bare Steel | Galvanized Steel | Not Marked
4250321 | 2 | 1998-02-15 | Removed From Ground | Gas | 8000 | Bare Steel | Galvanized Steel | Not Marked
4250321 | 2 |  | Currently In Use | Gas | 8000 | Bare Steel | Galvanized Steel | Not Marked
4250321 | 3 | 1998-02-15 | Removed From Ground | Gas | 10000 | Bare Steel | Galvanized Steel | Not Marked
4250321 | 3 |  | Currently In Use | Gas | 10000 | Bare Steel | Galvanized Steel | Not Marked
4250321 | 4 | 1998-02-15 | Removed From Ground | Gas | 2000 | Bare Steel | Galvanized Steel | Not Marked
4250321 | 4 |  | Currently In Use | Gas | 2000 | Bare Steel | Galvanized Steel | Not Marked
4250323 | 1 | 1990-03-26 | Removed From Ground | Diesel | 10000 | Bare Steel | Unknown | Not Marked
4250323 | 2 | 1990-03-26 | Removed From Ground | Gas | 10999 | Bare Steel | Unknown | Not Marked
4250324 | 1 | 1991-03-12 | Removed From Ground | Diesel | 12000 | Bare Steel | Unknown | Not Marked
4250325 | 1A | 2014-07-11 | Temporarily Out Of Use | Gas | 3000 | Steel-Impressed Current | Fiberglass Reinforced Plastic | Pressure |  | 1998-12-12 |  | 1998-12-12
4250325 | 1B | 2014-07-11 | Temporarily Out Of Use | Gas | 3000 | Steel-Impressed Current | Fiberglass Reinforced Plastic | Pressure |  | 1998-12-12 |  | 1998-12-12
4250325 | 2A | 2014-07-11 | Temporarily Out Of Use | Gas | 3000 | Steel-Impressed Current | Fiberglass Reinforced Plastic | Pressure |  | 1998-12-12 |  | 1998-12-12
4250325 | 2B | 2014-07-11 | Temporarily Out Of Use | Gas | 3000 | Steel-Impressed Current | Fiberglass Reinforced Plastic | Pressure |  | 1998-12-12 |  | 1998-12-12
4250325 | 3 | 2014-07-11 | Temporarily Out Of Use | Gas | 4000 | Steel-Impressed Current | Fiberglass Reinforced Plastic | Pressure |  | 1998-12-12 |  | 1998-12-12
4250325 | 7 | 1997-10-10 | Removed From Ground | Used Oil | 550 | Cathodically Protected Steel | Galvanized Steel | Not Marked | Y |  | Y
4250327 | 1 |  | Closed In Ground Date Unknown | Gas | 3000 | Bare Steel | Galvanized Steel | Not Marked
4250327 | 2 |  | Closed In Ground Date Unknown | Gas | 3000 | Bare Steel | Galvanized Steel | Not Marked
4250327 | 3 |  | Closed In Ground Date Unknown | Gas | 3000 | Bare Steel | Galvanized Steel | Not Marked
4250327 | 4 |  | Closed In Ground Date Unknown | Gas | 3000 | Bare Steel | Galvanized Steel | Not Marked
4250327 | 5 |  | Closed In Ground Date Unknown | Gas | 4000 | Bare Steel | Galvanized Steel | Not Marked
4250327 | 6 | 1991-10-21 | Removed From Ground | Heating Oil | 550 | Bare Steel | Galvanized Steel | Not Marked
4250327 | 7 | 1991-10-21 | Removed From Ground | Used Oil | 1000 | Bare Steel | Galvanized Steel | Not Marked | Y |  | Y
4250328 | 1 | 1993-10-08 | Closed In Ground | Diesel | 10000 | Bare Steel | Bare Steel | Not Marked
4250328 | 2 | 1993-10-08 | Closed In Ground | Gas | 10000 | Bare Steel | Bare Steel | Not Marked
4250329 | 1 | 1986-01-01 | Removed From Ground | Diesel | 10000 | Bare Steel | Bare Steel | Not Marked
4250330 | 1 | 2014-12-17 | Removed From Ground | Gas | 8000 | Steel-Impressed Current | Fiberglass Reinforced Plastic | Pressure |  | 1999-01-01 |  | 1991-01-01
4250330 | 2 | 2014-12-17 | Removed From Ground | Gas | 8000 | Steel-Impressed Current | Fiberglass Reinforced Plastic | Pressure |  | 1991-01-01 |  | 1991-01-01
4250330 | 3 | 1999-12-15 | Removed From Ground | Gas | 3000 | Bare Steel | Galvanized Steel | Suction: Valve At The Tank
4250330 | 4 | 1999-12-15 | Removed From Ground | Gas | 3000 | Marked Unknown | Unknown | Not Marked
4250331 | 1 | 1999-12-14 | Removed From Ground | Gas | 8000 | Bare Steel | Galvanized Steel | Pressure |  | 1993-01-01 |  | 1993-01-01
4250331 | 2 | 1999-12-14 | Removed From Ground | Gas | 8000 | Bare Steel | Galvanized Steel | Pressure |  | 1993-01-01 |  | 1993-01-01
4250331 | 3 | 1999-12-14 | Removed From Ground | Gas | 2000 | Bare Steel | Galvanized Steel | Suction: No Valve At The Tank
4250331 | 4 | 1999-12-14 | Removed From Ground | Diesel | 2000 | Bare Steel | Galvanized Steel | Suction: No Valve At The Tank
4250331 | 5 | 1999-12-14 | Removed From Ground | Other | 1000 | Bare Steel | Galvanized Steel | Suction: No Valve At The Tank
4250331 | 6 | 1999-12-14 | Removed From Ground | Gas | 1000 | Marked Unknown | Unknown | Not Marked
4250333 | 1 | 1996-12-11 | Removed From Ground | Diesel | 3000 | Bare Steel | Unknown | Suction: No Valve At The Tank
4250333 | 2 | 1996-12-11 | Removed From Ground | Diesel | 3000 | Bare Steel | Unknown | Suction: No Valve At The Tank
4250333 | 3 | 1996-12-11 | Removed From Ground | Diesel | 3000 | Bare Steel | Unknown | Suction: No Valve At The Tank
4250333 | 4 | 1996-12-11 | Removed From Ground | Diesel | 3000 | Bare Steel | Unknown | Suction: No Valve At The Tank
4250334 | 1 | 1993-12-22 | Removed From Ground | Diesel | 8000 | Bare Steel | Bare Steel | Suction: Valve At The Tank
4250335 | 1 | 1978-07-01 | Removed From Ground | Diesel | 8000 | Bare Steel | Unknown | Not Marked
4250335 | 2 | 1978-07-01 | Removed From Ground | Gas | 4000 | Bare Steel | Unknown | Not Marked
4250337 | 002 | 2001-08-23 | Removed From Ground | Empty | 1000 | Bare Steel | Galvanized Steel | Pressure | Y |  | Y
4250337 | 1 | 2001-08-23 | Removed From Ground | Empty | 20000 | Bare Steel | Galvanized Steel | Suction: Valve At The Tank
4250338 | 1 |  | Currently In Use | Diesel | 1000 | Bare Steel | Galvanized Steel | Not Marked
4250338 | 2 |  | Currently In Use | Gas | 1000 | Bare Steel | Galvanized Steel | Not Marked
4250338 | 3 |  | Currently In Use | Diesel | 550 | Fiberglass | Copper | Not Marked
4250339 | 1 | 1993-01-15 | Removed From Ground | Diesel | 1000 | Bare Steel | Bare Steel | Not Marked
4250340 | 1 | 1998-06-09 | Removed From Ground | Other | 12000 | Bare Steel | Galvanized Steel | Not Marked |  | 1980-01-01 |  | 1980-01-01
4250341 | 1 | 1984-01-01 | Closed In Ground | Used Oil | 2000 | Bare Steel | Unknown | Not Marked | Y |  | Y
4250341 | 1 |  | Currently In Use | Used Oil | 2000 | Bare Steel | Unknown | Not Marked | Y |  | Y
4250341 | 2 | 1984-01-01 | Closed In Ground | Other | 2000 | Bare Steel | Unknown | Not Marked
4250341 | 2 |  | Permanently Out Of Use | Other | 2000 | Bare Steel | Unknown | Not Marked
4250341 | 3 | 1968-03-21 | Currently In Use | Gas | 2000 | Bare Steel | Unknown | Not Marked
4250341 | 3 |  | Removed From Ground Date Unknown | Gas | 2000 | Bare Steel | Unknown | Not Marked
4250341 | 4 | 1980-03-21 | Currently In Use | Diesel | 250 | Fiberglass | Unknown | Not Marked
4250341 | 4 |  | Removed From Ground Date Unknown | Diesel | 250 | Fiberglass | Unknown | Not Marked
4250341 | 5 | 1979-01-01 | Temporarily Out Of Use | Empty | 50 | Marked Unknown | Unknown | Not Marked
4250341 | 5 |  | Removed From Ground Date Unknown | Empty | 50 | Marked Unknown | Unknown | Not Marked
4250341 | 6 | 1993-08-30 | Currently In Use | Gas | 1000 | Not Marked/Unknown | Not Marked | Not Marked
4250341 | 6 |  | Removed From Ground Date Unknown | Gas | 1000 | Not Marked/Unknown | Not Marked | Not Marked
4250341 | 7 | 1993-08-30 | Currently In Use | Diesel | 1000 | Not Marked/Unknown | Not Marked | Not Marked
4250341 | 7 |  | Removed From Ground Date Unknown | Diesel | 1000 | Not Marked/Unknown | Not Marked | Not Marked
4250345 | 1 | 1990-06-16 | Removed From Ground | Gas | 6000 | Bare Steel | Galvanized Steel | Not Marked
4250345 | 2 | 1990-06-16 | Removed From Ground | Gas | 6000 | Bare Steel | Galvanized Steel | Not Marked
4250345 | 3 | 1990-06-16 | Removed From Ground | Gas | 4000 | Bare Steel | Galvanized Steel | Not Marked
4250345 | 4 | 1990-06-16 | Removed From Ground | Used Oil | 550 | Bare Steel | Galvanized Steel | Not Marked | Y |  | Y
4250348 | 1 |  | Removed From Ground Date Unknown | Gas | 3000 | Bare Steel | Galvanized Steel | Not Marked
4250348 | 1A | 1988-01-01 | Currently In Use | Gas | 6000 | STIP-3 | Cathodically Protected | Suction: Valve At The Tank |  | 1996-02-02 |  | 1996-02-02
4250348 | 2 |  | Removed From Ground Date Unknown | Gas | 3000 | Bare Steel | Galvanized Steel | Not Marked
4250348 | 2A | 1988-01-01 | Currently In Use | Gas | 6000 | STIP-3 | Cathodically Protected | Suction: Valve At The Tank |  | 1996-02-02 |  | 1996-02-02
4250348 | 3 |  | Removed From Ground Date Unknown | Gas | 6000 | Bare Steel | Galvanized Steel | Not Marked
4250348 | 3A | 1988-01-01 | Currently In Use | Diesel | 6000 | STIP-3 | Cathodically Protected | Suction: Valve At The Tank |  | 1996-02-02 |  | 1996-02-02
4250348 | 4 |  | Removed From Ground Date Unknown | Gas | 6000 | Bare Steel | Galvanized Steel | Not Marked
4250349 | 1 | 1987-06-01 | Closed In Ground | Diesel | 5000 | Bare Steel | Galvanized Steel | Suction: Valve At The Tank
4250349 | 2 | 1987-06-01 | Closed In Ground | Diesel | 6000 | Bare Steel | Galvanized Steel | Suction: Valve At The Tank
4250349 | 3 | 1987-06-01 | Closed In Ground | Diesel | 3000 | Bare Steel | Galvanized Steel | Suction: Valve At The Tank
4250352 | 1 | 1999-05-01 | Removed From Ground | Gas | 10000 | Bare Steel | Galvanized Steel | Pressure
4250352 | 2 | 1999-05-01 | Removed From Ground | Gas | 10000 | Bare Steel | Galvanized Steel | Pressure
4250352 | 3 | 1999-05-01 | Removed From Ground | Gas | 10000 | Bare Steel | Galvanized Steel | Pressure
4250352 | 4 | 1999-05-01 | Removed From Ground | Diesel | 4000 | Composite | Galvanized Steel | Pressure
4250352 | 5 | 1999-05-01 | Removed From Ground | Kerosene | 4000 | Composite | Galvanized Steel | Not Marked
4250352 | 6 | 1991-09-24 | Removed From Ground | Used Oil | 550 | Bare Steel | Unknown | Not Marked | Y |  | Y
4250356 | 1 | 1997-12-16 | Removed From Ground | Gas | 8000 | Bare Steel | Galvanized Steel | Not Marked
4250356 | 2 |  | Permanently Out Of Use | Other | 1800 | Bare Steel | Galvanized Steel | Not Marked
4250356 | 3 |  | Permanently Out Of Use | Used Oil | 1800 | Bare Steel | Galvanized Steel | Not Marked | Y |  | Y
4250356 | 4 |  | Permanently Out Of Use | Used Oil | 1800 | Bare Steel | Galvanized Steel | Not Marked | Y |  | Y
4250356 | 5 |  | Permanently Out Of Use | Used Oil | 500 | Bare Steel | Not Marked | Not Marked | Y |  | Y
4250356 | 6 |  | Permanently Out Of Use | Used Oil | 500 | Bare Steel | Not Marked | Not Marked | Y |  | Y
4250360 | 1 | 1995-02-13 | Removed From Ground | Gas | 6000 | Bare Steel | Galvanized Steel | Pressure
4250360 | 2 | 1995-02-13 | Removed From Ground | Gas | 6000 | Bare Steel | Galvanized Steel | Pressure
4250360 | 3 | 1995-02-13 | Removed From Ground | Gas | 6000 | Bare Steel | Galvanized Steel | Pressure
4250360 | 4 | 1995-02-13 | Removed From Ground | Diesel | 2000 | Bare Steel | Galvanized Steel | Pressure
4250360 | 5 | 1995-02-23 | Currently In Use | Gas | 10000 | Epoxy | Double Walled | Pressure |  | 1995-02-23 |  | 1995-02-23
4250360 | 6A | 1995-02-23 | Currently In Use | Gas | 5000 | Epoxy | Double Walled | Pressure |  | 1995-02-23 |  | 1995-02-23
4250360 | 6B | 1995-02-23 | Currently In Use | Gas | 5000 | Epoxy | Double Walled | Pressure |  | 1995-02-23 |  | 1995-02-23
4250362 | 1 | 2010-06-29 | Removed From Ground | Gas | 6000 | Not Marked/Unknown | Fiberglass Reinforced Plastic | Pressure |  | 1997-09-11 |  | 1997-09-11
4250362 | 2 |  | Closed In Ground Date Unknown | Gas | 4000 | Bare Steel | Galvanized Steel | Pressure
4250362 | 3 |  | Closed In Ground Date Unknown | Diesel | 4000 | Bare Steel | Galvanized Steel | Pressure
4250362 | 4 | 2010-06-29 | Removed From Ground | Gas | 6000 | Not Marked/Unknown | Fiberglass Reinforced Plastic | Pressure |  | 1997-09-11 |  | 1997-09-11
4250362 | 5 | 1993-09-28 | Removed From Ground | Used Oil | 1000 | Bare Steel | Galvanized Steel | Gravity Fed | Y |  | Y
4250362 | 6 | 2010-06-29 | Removed From Ground | Gas | 4000 | Composite | Fiberglass Reinforced Plastic | Pressure |  | 1997-09-11 |  | 1997-09-11
4250362 | 7 | 2010-07-10 | Currently In Use | Gas | 12000 | Composite Double Walled | Double Walled Flex | Pressure | N | 2010-07-10 | N | 2010-07-10
4250362 | 8 | 2010-07-10 | Currently In Use | Gas | 4000 | Composite Double Walled | Double Walled Flex | Pressure | N | 2010-07-10 | N | 2010-07-10
4250363 | 1 | 1989-08-01 | Removed From Ground | Gas | 6000 | Bare Steel | Galvanized Steel | Pressure
4250363 | 2 | 1989-08-01 | Removed From Ground | Gas | 4000 | Bare Steel | Galvanized Steel | Pressure
4250363 | 3 | 1989-08-01 | Removed From Ground | Gas | 4000 | Bare Steel | Galvanized Steel | Pressure
4250364 | 1 | 1993-07-16 | Removed From Ground | Gas | 4000 | Bare Steel | Galvanized Steel | Not Marked
4250364 | 2 | 1993-07-16 | Removed From Ground | Gas | 3000 | Bare Steel | Galvanized Steel | Not Marked
4250364 | 3 | 1993-07-16 | Removed From Ground | Gas | 2000 | Bare Steel | Galvanized Steel | Not Marked
4250364 | 4 | 1993-07-01 | Removed From Ground | Used Oil | 550 | Bare Steel | Bare Steel | Gravity Fed | Y |  | Y
4250364 | 5 | 1993-08-11 | Currently In Use | Gas | 10000 | Composite | Fiberglass Reinforced Plastic | Pressure |  | 1993-08-11 |  | 1993-08-11
4250364 | 6A | 1993-08-11 | Currently In Use | Gas | 5000 | Composite | Fiberglass Reinforced Plastic | Pressure |  | 1993-08-11 |  | 1993-08-11
4250364 | 6B | 1993-08-11 | Currently In Use | Gas | 5000 | Composite | Fiberglass Reinforced Plastic | Pressure |  | 1993-08-11 |  | 1993-08-11
4250365 | 1 | 1988-05-01 | Removed From Ground | Empty | 3000 | Bare Steel | Galvanized Steel | Not Marked
4250365 | 2 | 1988-05-01 | Removed From Ground | Empty | 3000 | Bare Steel | Galvanized Steel | Not Marked
4250365 | 3 | 1988-05-01 | Removed From Ground | Empty | 3000 | Bare Steel | Galvanized Steel | Not Marked
4250365 | 4 | 1988-05-30 | Currently In Use | Gas | 10000 | Composite | Fiberglass Reinforced Plastic | Pressure |  | 1988-05-15 |  | 1988-05-15
4250365 | 5 | 1988-05-30 | Currently In Use | Gas | 10000 | Composite | Fiberglass Reinforced Plastic | Pressure |  | 1988-05-15 |  | 1988-05-15
4250365 | 6 | 1988-05-30 | Currently In Use | Gas | 10000 | Composite | Fiberglass Reinforced Plastic | Pressure |  | 1988-05-15 |  | 1988-05-15
4250365 | 7 | 1988-05-30 | Currently In Use | Gas | 6000 | Composite | Fiberglass Reinforced Plastic | Pressure |  | 1988-05-15 |  | 1988-05-15
4250365 | 8 | 1988-05-30 | Currently In Use | Gas | 4000 | Composite | Fiberglass Reinforced Plastic | Pressure |  | 1988-05-15 |  | 1988-05-15
4250366 | 1 | 1982-01-29 | Currently In Use | Gas | 4000 | Steel-Impressed Current | Double Walled | Pressure |  | 1996-01-05 |  | 1996-01-05
4250366 | 2 | 1982-01-29 | Currently In Use | Gas | 4000 | Steel-Impressed Current | Double Walled | Pressure |  | 1996-01-05 |  | 1996-01-05
4250366 | 3 | 1982-01-29 | Currently In Use | Gas | 4000 | Steel-Impressed Current | Double Walled | Pressure |  | 1996-01-05 |  | 1996-01-05
4250366 | 4 | 1993-09-01 | Removed From Ground | Used Oil | 1000 | Bare Steel | Galvanized Steel | Gravity Fed | Y |  | Y
4250366 | 5 | 1996-01-05 | Currently In Use | Gas | 6000 | Composite | Double Walled | Pressure |  | 1996-01-05 |  | 1996-01-05
4250367 | 1 |  | Removed From Ground Date Unknown | Kerosene | 4000 | Bare Steel | Galvanized Steel | Suction: No Valve At The Tank
4250367 | 2 |  | Removed From Ground Date Unknown | Kerosene | 3000 | Bare Steel | Galvanized Steel | Suction: No Valve At The Tank
4250367 | 3 |  | Removed From Ground Date Unknown | Other | 3000 | Bare Steel | Galvanized Steel | Suction: No Valve At The Tank
4250367 | 4 |  | Removed From Ground Date Unknown | Other | 3000 | Bare Steel | Galvanized Steel | Suction: No Valve At The Tank
4250367 | 5 |  | Removed From Ground Date Unknown | Gas | 10000 | Bare Steel | Galvanized Steel | Suction: No Valve At The Tank
4250367 | 6 |  | Removed From Ground Date Unknown | Gas | 10000 | Bare Steel | Galvanized Steel | Suction: No Valve At The Tank
4250367 | 7 |  | Removed From Ground Date Unknown | Gas | 1000 | Bare Steel | Galvanized Steel | Suction: No Valve At The Tank
4250367 | 8 |  | Removed From Ground Date Unknown | Other | 4000 | Bare Steel | Galvanized Steel | Gravity Fed
4250368 | 1 | 1992-08-27 | Removed From Ground | Diesel | 1500 | Bare Steel | Copper | Suction: Valve At The Tank
4250368 | 2 | 1991-06-01 | Removed From Ground | Kerosene | 1500 | Bare Steel | Copper | Not Marked
4250369 | 1 | 2002-08-23 | Removed From Ground | Diesel | 10000 | Steel-Galvanic | Cathodically Protected | Suction: Valve At The Tank |  | 1998-10-28 |  | 1998-10-28
4250369 | 2 |  | Removed From Ground Date Unknown | Empty | 1000 | Bare Steel | Galvanized Steel | Not Marked
4250370 | 1 | 1988-09-01 | Removed From Ground | Gas | 1000 | Bare Steel | Galvanized Steel | Not Marked
4250370 | 2 | 1988-09-01 | Removed From Ground | Diesel | 1000 | Bare Steel | Galvanized Steel | Not Marked
4250371 | 1 | 1995-05-26 | Removed From Ground | Diesel | 8000 | Marked Unknown | Bare Steel | Not Marked
4250371 | 2 | 1995-05-26 | Removed From Ground | Diesel | 4000 | Marked Unknown | Bare Steel | Not Marked
4250371 | 3 | 2012-04-17 | Removed From Ground | Diesel | 10000 | Composite Double Walled | Fiberglass/Double Walled | Pressure |  | 1995-05-25 |  | 1995-05-25
4250373 | 1 | 1993-06-28 | Removed From Ground | Gas |  | Bare Steel | Galvanized Steel | Not Marked
4250373 | 2 | 1993-06-28 | Removed From Ground | Gas |  | Bare Steel | Galvanized Steel | Not Marked
4250373 | 3 | 1993-06-28 | Removed From Ground | Gas |  | Bare Steel | Galvanized Steel | Not Marked
4250373 | 4 | 1993-06-28 | Removed From Ground | Gas |  | Bare Steel | Galvanized Steel | Not Marked
4250374 | 1 | 2002-06-05 | Removed From Ground | Diesel | 10000 | Epoxy | Fiberglass Reinforced Plastic | Suction: Valve At The Tank |  | 1988-01-01 |  | 1988-01-01
4250375 | 1 | 1986-11-12 | Temporarily Out Of Use | Gas | 5000 | Cathodically Protected Steel | Cathodically Protected | Pressure |  | 1998-03-20 |  | 1998-03-20
4250375 | 2 | 1986-11-12 | Temporarily Out Of Use | Gas | 5000 | Cathodically Protected Steel | Cathodically Protected | Pressure |  | 1998-03-20 |  | 1998-03-20
4250375 | 3 | 1986-11-12 | Temporarily Out Of Use | Gas | 2000 | Cathodically Protected Steel | Cathodically Protected | Pressure |  | 1998-03-20 |  | 1998-03-20
4250378 | 1 | 1986-01-01 | Closed In Ground | Gas | 5000 | Bare Steel | Galvanized Steel | Not Marked
4250379 | 1 | 1987-06-01 | Removed From Ground | Diesel | 8000 | Bare Steel | Galvanized Steel | Not Marked
4250380 | 1 |  | Permanently Out Of Use | Gas | 3000 | Bare Steel | Unknown | Not Marked
4250381 | 1 | 1989-08-01 | Removed From Ground | Gas | 4000 | Bare Steel | Galvanized Steel | Not Marked
4250381 | 2 | 1989-08-01 | Removed From Ground | Gas | 4000 | Bare Steel | Galvanized Steel | Not Marked
4250381 | 3 | 1989-08-01 | Removed From Ground | Gas | 2000 | Bare Steel | Galvanized Steel | Not Marked
4250385 | 1 | 1999-04-01 | Removed From Ground | Empty | 3000 | Bare Steel | Galvanized Steel | Gravity Fed
4250385 | 2 | 1999-04-01 | Removed From Ground | Empty | 3000 | Bare Steel | Galvanized Steel | Gravity Fed
4250385 | 3 |  | Permanently Out Of Use | Gas | 3000 | Bare Steel | Galvanized Steel | Not Marked
4250387 | 1 | 2004-10-20 | Removed From Ground | Gas | 10000 | Steel-Impressed Current | Cathodically Protected | Pressure |  | 1994-12-12 |  | 1994-12-12
4250387 | 1 |  | Currently In Use | Gas | 10000 | Steel-Impressed Current | Cathodically Protected | Pressure |  | 1994-12-12 |  | 1994-12-12
4250387 | 2 | 2004-10-20 | Removed From Ground | Gas | 8000 | Steel-Impressed Current | Cathodically Protected | Pressure |  | 1994-12-12 |  | 1994-12-12
4250387 | 2 |  | Currently In Use | Gas | 8000 | Steel-Impressed Current | Cathodically Protected | Pressure |  | 1994-12-12 |  | 1994-12-12
4250387 | 3 | 2004-10-20 | Removed From Ground | Gas | 8000 | Steel-Impressed Current | Cathodically Protected | Pressure |  | 1994-12-12 |  | 1994-12-12
4250387 | 3 |  | Currently In Use | Gas | 8000 | Steel-Impressed Current | Cathodically Protected | Pressure |  | 1994-12-12 |  | 1994-12-12
4250387 | 4 | 2004-10-20 | Removed From Ground | Diesel | 10000 | Steel-Impressed Current | Cathodically Protected | Pressure |  | 1994-12-12 |  | 1994-12-12
4250387 | 4 |  | Currently In Use | Diesel | 10000 | Steel-Impressed Current | Cathodically Protected | Pressure |  | 1994-12-12 |  | 1994-12-12
4250388 | 1 | 1993-01-01 | Removed From Ground | Gas | 10000 | Bare Steel | Galvanized Steel | Not Marked
4250388 | 2 | 1993-01-01 | Removed From Ground | Gas | 10000 | Bare Steel | Galvanized Steel | Not Marked
4250388 | 3 | 1993-01-01 | Removed From Ground | Gas | 10000 | Bare Steel | Galvanized Steel | Not Marked
4250389 | 1 | 2008-04-10 | Temporarily Out Of Use | Gas | 10000 | Fiberglass | Fiberglass Reinforced Plastic | Pressure |  | 1997-06-01 |  | 1997-06-01
4250389 | 2 | 2012-05-10 | Temporarily Out Of Use | Gas | 6000 | Fiberglass | Fiberglass Reinforced Plastic | Pressure |  | 1997-06-01 |  | 1997-06-01
4250389 | 3 | 2012-05-10 | Temporarily Out Of Use | Gas | 6000 | Fiberglass | Fiberglass Reinforced Plastic | Pressure |  | 1997-06-01 |  | 1997-06-01
4250389 | 4 | 2012-05-10 | Temporarily Out Of Use | Diesel | 2000 | Steel-Galvanic | Fiberglass Reinforced Plastic | Pressure |  | 1997-06-01 |  | 1997-06-01
4250390 | 1 | 1992-03-05 | Removed From Ground | Gas | 8000 | Cathodically Protected Steel | Galvanized Steel | Suction: Valve At The Tank
4250390 | 2 | 1992-03-05 | Removed From Ground | Gas | 8000 | Cathodically Protected Steel | Galvanized Steel | Suction: Valve At The Tank
4250390 | 3 | 1992-03-05 | Removed From Ground | Diesel | 8000 | Cathodically Protected Steel | Galvanized Steel | Suction: Valve At The Tank
4250391 | 1 | 1980-03-11 | Currently In Use | Kerosene | 4000 | Steel-Impressed Current | Fiberglass Reinforced Plastic | Suction: Valve At The Tank |  | 1998-11-01 |  | 1998-11-01
4250391 | 2 | 1980-03-11 | Currently In Use | Diesel | 20000 | Steel-Impressed Current | Fiberglass Reinforced Plastic | Pressure |  | 1998-11-01 |  | 1998-11-01
4250391 | 3 | 1980-03-11 | Currently In Use | Gas | 12000 | Steel-Impressed Current | Fiberglass Reinforced Plastic | Pressure |  | 1998-11-01 |  | 1998-11-01
4250391 | 4 | 1980-03-11 | Currently In Use | Gas | 12000 | Steel-Impressed Current | Fiberglass Reinforced Plastic | Pressure |  | 1998-11-01 |  | 1998-11-01
4250391 | 5 | 1980-03-11 | Currently In Use | Gas | 10000 | Steel-Impressed Current | Fiberglass Reinforced Plastic | Pressure |  | 1998-11-01 |  | 1998-11-01
4250392 | 1 | 1991-09-24 | Removed From Ground | Gas | 10000 | Bare Steel | Galvanized Steel | Not Marked
4250392 | 2 | 1991-09-24 | Removed From Ground | Gas | 10000 | Bare Steel | Galvanized Steel | Not Marked
4250392 | 3 | 1991-09-24 | Removed From Ground | Diesel | 8000 | Bare Steel | Galvanized Steel | Not Marked
4250392 | 4 | 1991-09-25 | Removed From Ground | Gas | 4000 | Bare Steel | Galvanized Steel | Not Marked
4250393 | 1 | 1987-10-01 | Currently In Use | Gas | 8000 | Composite | Fiberglass Reinforced Plastic | Pressure |  | 1996-01-01 |  | 1987-10-01
4250393 | 2 | 1987-10-01 | Currently In Use | Diesel | 8000 | Composite | Fiberglass Reinforced Plastic | Pressure |  | 1996-01-01 |  | 1987-01-01
4250393 | 3 | 1987-10-01 | Currently In Use | Gas | 8000 | Composite | Fiberglass Reinforced Plastic | Pressure |  | 1996-01-01 |  | 1987-01-01
4250393 | 4 | 1987-10-01 | Currently In Use | Gas | 8000 | Composite | Fiberglass Reinforced Plastic | Pressure |  | 1996-01-01 |  | 1987-01-01
4250393 | 5 | 1987-10-01 | Currently In Use | Gas | 8000 | Composite | Fiberglass Reinforced Plastic | Pressure |  | 1996-01-01 |  | 1987-01-01
4250393 | 6 | 1987-10-01 | Currently In Use | Diesel | 20000 | Composite | Fiberglass Reinforced Plastic | Pressure |  | 1996-01-01 |  | 1987-01-01
4250394 | 1 | 1986-01-01 | Removed From Ground | Gas | 4000 | Bare Steel | Galvanized Steel | Pressure
4250394 | 2 | 1980-03-10 | Currently In Use | Gas | 12000 | Cathodically Protected Steel | Fiberglass Reinforced Plastic | Pressure |  | 1998-12-01 |  | 1998-12-01
4250394 | 3 | 1980-03-10 | Currently In Use | Gas | 12000 | Cathodically Protected Steel | Fiberglass Reinforced Plastic | Pressure |  | 1998-12-01 |  | 1998-12-01
4250394 | 4 | 1980-03-10 | Currently In Use | Gas | 10000 | Cathodically Protected Steel | Fiberglass Reinforced Plastic | Pressure |  | 1998-12-01 |  | 1998-12-01
4250394 | 5 | 1980-03-10 | Currently In Use | Diesel | 6000 | Cathodically Protected Steel | Cathodically Protected | Pressure |  | 1998-12-01 |  | 1998-12-01
4250395 | 1 | 1996-01-10 | Removed From Ground | Gas | 5000 | Bare Steel | Unknown | Not Marked
4250395 | 2 | 1996-01-10 | Removed From Ground | Diesel | 8000 | Bare Steel | Galvanized Steel | Not Marked
4250398 | 1 | 1990-03-01 | Removed From Ground | Gas | 3000 | Bare Steel | Galvanized Steel | Not Marked
4250398 | 10 | 1986-07-01 | Removed From Ground | Gas | 550 | Bare Steel | Galvanized Steel | Not Marked
4250398 | 2 | 1990-03-01 | Removed From Ground | Gas | 6345 | Bare Steel | Galvanized Steel | Not Marked
4250398 | 3 | 1990-03-01 | Removed From Ground | Gas | 6345 | Bare Steel | Galvanized Steel | Not Marked
4250398 | 4 | 1988-11-01 | Closed In Ground | Other | 15000 | Concrete | Bare Steel | Not Marked
4250398 | 5 | 1988-11-01 | Closed In Ground | Other | 15000 | Concrete | Bare Steel | Not Marked
4250398 | 6 | 1989-07-01 | Removed From Ground | Gas | 9000 | Bare Steel | Galvanized Steel | Not Marked
4250398 | 7 | 1989-07-01 | Removed From Ground | Other | 2000 | Bare Steel | Galvanized Steel | Not Marked
4250398 | 8 | 1989-07-01 | Removed From Ground | Used Oil | 2000 | Bare Steel | Galvanized Steel | Not Marked | Y |  | Y
4250398 | 9 | 1989-07-01 | Removed From Ground | Gas | 550 | Bare Steel | Galvanized Steel | Not Marked
4250401 | 1 | 1994-01-01 | Removed From Ground | Gas | 1000 | Composite | Galvanized Steel | Not Marked
4250401 | 2 | 1994-01-01 | Removed From Ground | Gas | 1000 | Composite | Galvanized Steel | Not Marked
4250401 | 3 | 1994-01-01 | Removed From Ground | Diesel | 500 | Composite | Galvanized Steel | Not Marked
4250403 | 1 | 1995-06-01 | Removed From Ground | Empty | 20000 | Bare Steel | Bare Steel | Pressure
4250403 | 2 | 1995-06-01 | Removed From Ground | Diesel | 10000 | Bare Steel | Bare Steel | Pressure
4250403 | 3 | 1995-06-01 | Removed From Ground | Empty | 10000 | Bare Steel | Bare Steel | Pressure
4250403 | 4 | 1995-06-01 | Removed From Ground | Used Oil | 1000 | Bare Steel | Bare Steel | Not Marked | Y |  | Y
4250404 | 1 | 1995-10-19 | Removed From Ground | Empty | 10000 | Bare Steel | Unknown | Suction: Valve At The Tank
4250406 | 1 | 1990-01-01 | Removed From Ground | Gas | 10000 | Bare Steel | Galvanized Steel | Not Marked
4250406 | 2 | 1990-01-01 | Removed From Ground | Gas | 10000 | Bare Steel | Galvanized Steel | Not Marked
4250406 | 3 | 1990-01-01 | Removed From Ground | Gas | 10000 | Bare Steel | Galvanized Steel | Not Marked
4250406 | 4 | 1990-01-01 | Removed From Ground | Diesel |  | Bare Steel | Galvanized Steel | Not Marked
4250412 | 1 | 2000-06-09 | Removed From Ground | Gas | 10000 | Cathodically Protected Steel | Fiberglass Reinforced Plastic | Pressure |  | 1993-06-01 |  | 1993-06-01
4250412 | 2 | 2000-06-09 | Removed From Ground | Gas | 10000 | Cathodically Protected Steel | Fiberglass Reinforced Plastic | Pressure |  | 1993-06-01 |  | 1993-06-01
4250412 | 3 | 2000-06-09 | Removed From Ground | Gas | 10000 | Cathodically Protected Steel | Fiberglass Reinforced Plastic | Pressure |  | 1993-06-01 |  | 1993-06-01
4250412 | 4 | 2000-06-09 | Removed From Ground | Gas | 10000 | Cathodically Protected Steel | Fiberglass Reinforced Plastic | Pressure |  | 1993-06-01 |  | 1993-06-01
4250414 | 1 | 1991-01-01 | Removed From Ground | Gas | 8000 | Bare Steel | Galvanized Steel | Not Marked
4250414 | 2 | 1991-01-01 | Removed From Ground | Gas | 8000 | Bare Steel | Galvanized Steel | Not Marked
4250414 | 3 | 1991-01-01 | Removed From Ground | Gas | 8000 | Bare Steel | Galvanized Steel | Not Marked
4250415 | 1 | 1997-11-01 | Removed From Ground | Gas | 8000 | Bare Steel | Fiberglass Reinforced Plastic | Pressure |  | 1989-10-15 |  | 1989-10-15
4250415 | 2 | 1997-11-01 | Removed From Ground | Gas | 8000 | Bare Steel | Fiberglass Reinforced Plastic | Pressure |  | 1989-10-15 |  | 1989-10-15
4250415 | 3 | 1997-11-01 | Removed From Ground | Gas | 10000 | Fiberglass | Fiberglass Reinforced Plastic | Pressure |  | 1989-10-15 |  | 1989-10-15
4250415 | 4 | 1998-10-01 | Currently In Use | Gas | 12000 | Composite | Double Walled | Pressure |  | 1998-10-01 |  | 1998-10-01
4250415 | 5 | 1998-10-01 | Currently In Use | Gas | 8000 | Composite | Double Walled | Pressure |  | 1998-10-01 |  | 1998-10-01
4250416 | 1 | 1992-09-15 | Closed In Ground | Empty | 2000 | Bare Steel | Unknown | Not Marked
4250417 | 1 | 2007-08-02 | Currently In Use | Gas | 10000 | Steel-Impressed Current | Fiberglass Reinforced Plastic | Suction: No Valve At The Tank |  | 1995-09-01 |  | 1995-09-01
4250417 | 2 | 2007-08-20 | Currently In Use | Gas | 10000 | Steel-Impressed Current | Fiberglass Reinforced Plastic | Suction: No Valve At The Tank |  | 1995-09-01 |  | 1995-09-01
4250417 | 3 | 1988-01-01 | Currently In Use | Gas | 4000 | Steel-Impressed Current | Fiberglass Reinforced Plastic | Suction: No Valve At The Tank |  | 1995-09-01 |  | 1995-09-01
4250418 | 1 | 1993-06-08 | Removed From Ground | Gas | 10000 | Cathodically Protected Steel | Galvanized Steel | Pressure
4250418 | 2 | 1993-06-08 | Removed From Ground | Gas | 10000 | Cathodically Protected Steel | Galvanized Steel | Pressure
4250418 | 3 | 1993-06-08 | Removed From Ground | Gas | 10000 | Cathodically Protected Steel | Galvanized Steel | Pressure
4250418 | 4 | 1993-06-08 | Removed From Ground | Diesel | 10000 | Cathodically Protected Steel | Galvanized Steel | Pressure
4250418 | 5 | 2012-04-12 | Temporarily Out Of Use | Kerosene | 4000 | STIP-3 | Fiberglass Reinforced Plastic | Suction: Valve At The Tank |  | 1993-07-12 |  | 1993-07-12
4250418 | 6 | 1993-06-08 | Removed From Ground | Gasohol | 4000 | Cathodically Protected Steel | Galvanized Steel | Pressure
4250418 | 7 | 2008-12-29 | Currently In Use | Gas | 10000 | Composite | Fiberglass Reinforced Plastic | Pressure |  | 1993-07-12 |  | 1993-07-12
4250418 | 8 | 2008-12-29 | Currently In Use | Gas | 10000 | Composite | Fiberglass Reinforced Plastic | Pressure |  | 1993-07-12 |  | 1993-07-12
4250418 | 9 | 2008-12-29 | Currently In Use | Diesel | 10000 | Composite | Fiberglass Reinforced Plastic | Pressure |  | 1993-07-12 |  | 1993-07-12
4250420 | 1 | 1990-06-01 | Removed From Ground | Diesel | 10000 | Bare Steel | Galvanized Steel | Not Marked
4250420 | 2 | 1990-06-01 | Removed From Ground | Gas | 10000 | Bare Steel | Galvanized Steel | Not Marked
4250425 | 1 | 1967-05-01 | Currently In Use | Heating Oil | 10000 | Steel-Impressed Current | Cathodically Protected | Suction: Valve At The Tank |  | 1998-10-26 |  | 1998-10-26
4250426 | 1 | 1988-01-01 | Removed From Ground | Diesel |  | Bare Steel | Galvanized Steel | Not Marked
4250426 | 1 |  | Currently In Use | Diesel |  | Bare Steel | Galvanized Steel | Not Marked
4250426 | 2 | 1988-01-01 | Removed From Ground | Gas |  | Bare Steel | Galvanized Steel | Not Marked
4250426 | 2 |  | Currently In Use | Gas |  | Bare Steel | Galvanized Steel | Not Marked
4250428 | 1 | 1975-05-06 | Currently In Use | Gas | 10000 | Steel-Impressed Current | Fiberglass Reinforced Plastic | Pressure |  | 1996-03-21 |  | 1996-03-21
4250428 | 2 | 1975-05-06 | Currently In Use | Gas | 10000 | Steel-Impressed Current | Fiberglass Reinforced Plastic | Pressure |  | 1996-03-21 |  | 1996-03-21
4250428 | 3 | 1975-05-06 | Currently In Use | Gas | 10000 | Steel-Impressed Current | Fiberglass Reinforced Plastic | Pressure |  | 1996-03-21 |  | 1996-03-21
4250428 | 4 | 1986-09-15 | Currently In Use | Diesel | 6000 | Fiberglass | Fiberglass Reinforced Plastic | Pressure |  | 1996-03-21 |  | 1996-03-21
4250431 | 1 | 1985-05-05 | Currently In Use | Gas | 12000 | Composite | Fiberglass Reinforced Plastic | Pressure |  | 1985-05-05 |  | 1985-05-05
4250431 | 2 | 1985-05-05 | Currently In Use | Gas | 12000 | Composite | Fiberglass Reinforced Plastic | Pressure |  | 1985-05-05 |  | 1985-05-05
4250431 | 3 | 1985-05-05 | Currently In Use | Gas | 12000 | Composite | Fiberglass Reinforced Plastic | Pressure |  | 1985-05-05 |  | 1985-05-05
4250431 | 4 | 1987-01-24 | Currently In Use | Gas | 8000 | Composite | Fiberglass Reinforced Plastic | Pressure |  | 1985-05-05 |  | 1985-05-05
4250431 | 5 | 1985-05-05 | Currently In Use | Gas | 6000 | Composite | Double Walled Flex | Pressure |  | 1985-05-05 |  | 1985-05-05
4250431 | 6 | 1985-05-05 | Currently In Use | Diesel | 6000 | Composite | Fiberglass Reinforced Plastic | Pressure |  | 1985-05-05 |  | 1985-05-05
4250433 | 1 | 1985-05-05 | Currently In Use | Gas | 12000 | Composite | Fiberglass Reinforced Plastic | Pressure |  | 1985-05-05 |  | 1985-05-05
4250433 | 2 | 1985-05-05 | Currently In Use | Gas | 12000 | Composite | Fiberglass Reinforced Plastic | Pressure |  | 1985-05-05 |  | 1985-05-05
4250433 | 3 | 1985-05-05 | Currently In Use | Gas | 12000 | Composite | Fiberglass Reinforced Plastic | Pressure |  | 1985-05-05 |  | 1985-05-05
4250433 | 4 | 1985-05-05 | Currently In Use | Gas | 6000 | Composite | Fiberglass Reinforced Plastic | Pressure |  | 1985-05-05 |  | 1985-05-05
4250433 | 5 | 1985-05-05 | Currently In Use | Diesel | 6000 | Composite | Fiberglass Reinforced Plastic | Pressure |  | 1985-05-05 |  | 1985-05-05
4250433 | 6 | 2000-03-01 | Removed From Ground | Used Oil | 500 | Marked Unknown | Unknown | Not Marked | Y |  | Y
4250434 | 1 | 1988-12-01 | Removed From Ground | Gas | 6000 | Bare Steel | Galvanized Steel | Not Marked
4250434 | 10 | 2015-08-20 | Temporarily Out Of Use | Diesel | 12000 | Composite | Fiberglass Reinforced Plastic | Pressure |  | 1988-06-02 |  | 1988-06-02
4250434 | 2 | 1988-12-01 | Removed From Ground | Gas | 3000 | Bare Steel | Galvanized Steel | Not Marked
4250434 | 3 | 1988-12-01 | Removed From Ground | Gas | 3000 | Bare Steel | Galvanized Steel | Not Marked
4250434 | 4 | 1988-12-01 | Removed From Ground | Gas | 3000 | Bare Steel | Galvanized Steel | Not Marked
4250434 | 5 | 1988-12-01 | Removed From Ground | Gas | 3000 | Bare Steel | Galvanized Steel | Not Marked
4250434 | 6 | 1988-12-01 | Removed From Ground | Gas | 3000 | Bare Steel | Galvanized Steel | Not Marked
4250434 | 7 | 2015-08-20 | Temporarily Out Of Use | Gas | 12000 | Composite | Fiberglass Reinforced Plastic | Pressure |  | 1988-06-02 |  | 1988-06-02
4250434 | 8 | 2015-08-20 | Temporarily Out Of Use | Gas | 12000 | Composite | Fiberglass Reinforced Plastic | Pressure |  | 1988-06-02 |  | 1988-06-02
4250434 | 9 | 2015-08-20 | Temporarily Out Of Use | Gas | 12000 | Composite | Fiberglass Reinforced Plastic | Pressure |  | 1988-06-02 |  | 1988-06-02
4250435 | 1 | 1994-10-11 | Removed From Ground | Diesel | 1000 | Bare Steel | Copper | Suction: Valve At The Tank
4250435 | 2 | 1987-10-17 | Removed From Ground | Diesel | 1 | Bare Steel | Unknown | Suction: Valve At The Tank
4250436 | 1 | 1997-01-14 | Closed In Ground | Other | 30000 | Bare Steel | Bare Steel | Suction: Valve At The Tank
4250436 | 2 | 1997-02-12 | Currently In Use | Diesel | 15000 | Double Walled | Copper | Suction: Valve At The Tank |  | 1997-02-12 |  | 1997-02-12
4250437 | 1 | 1986-10-01 | Removed From Ground | Empty | 1000 | Bare Steel | Galvanized Steel | Not Marked
4250437 | 2 | 1992-09-02 | Removed From Ground | Diesel | 2000 | Bare Steel | Copper | Suction: Valve At The Tank
4250437 | 3 | 1992-09-25 | Currently In Use | Diesel | 6000 | Double Walled | Copper | Suction: Valve At The Tank |  | 1997-02-24 |  | 1992-09-24
4250440 | 1 | 1988-01-01 | Closed In Ground | Diesel | 3000 | Bare Steel | Galvanized Steel | Not Marked
4250441 | 1 | 1990-11-23 | Removed From Ground | Gas | 12000 | Bare Steel | Galvanized Steel | Pressure
4250441 | 2 | 1987-07-17 | Removed From Ground | Gas | 3000 | Bare Steel | Galvanized Steel | Pressure
4250441 | 3 | 1990-11-06 | Removed From Ground | Used Oil | 550 | Bare Steel | Bare Steel | Gravity Fed | Y |  | Y
4250442 | 1 | 1994-07-01 | Removed From Ground | Kerosene | 10000 | Bare Steel | Copper | Suction: Valve At The Tank
4250442 | 2 | 1994-07-01 | Currently In Use | Diesel | 6000 | Fiberglass Double Walled | Unknown | Suction: Valve At The Tank | N | 1994-07-01 | N | 1994-07-01
4250443 | 1 | 1989-04-01 | Removed From Ground | Diesel | 550 | Bare Steel | Bare Steel | Suction: Valve At The Tank
4250443 | 2 | 1990-06-01 | Removed From Ground | Diesel | 550 | Bare Steel | Bare Steel | Suction: Valve At The Tank
4250443 | 3 | 1991-01-01 | Currently In Use | Diesel | 1000 | Double Walled | Copper | Suction: Valve At The Tank |  | 1991-01-01 |  | 1991-01-01
4250444 | 1 | 1994-06-01 | Removed From Ground | Diesel | 1000 | Bare Steel | Copper | Suction: Valve At The Tank
4250444 | 2 | 1994-08-01 | Currently In Use | Diesel | 1000 | Double Walled | Copper | Suction: Valve At The Tank |  | 1994-08-01 |  | 1994-08-01
4250447 | 2 | 1992-07-21 | Removed From Ground | Diesel | 5000 | Bare Steel | Galvanized Steel | Suction: No Valve At The Tank
4250447 | 3 | 1992-07-21 | Removed From Ground | Diesel | 5000 | Bare Steel | Galvanized Steel | Suction: No Valve At The Tank
4250447 | 4 | 1992-07-21 | Removed From Ground | Diesel | 5000 | Bare Steel | Galvanized Steel | Suction: No Valve At The Tank
4250447 | 5 | 1988-02-15 | Removed From Ground | Other | 4000 | Bare Steel | Galvanized Steel | Suction: No Valve At The Tank
4250447 | 6 | 1988-02-15 | Removed From Ground | Other | 4000 | Bare Steel | Galvanized Steel | Suction: No Valve At The Tank
4250447 | 7 | 1988-02-15 | Removed From Ground | Other | 4000 | Bare Steel | Galvanized Steel | Suction: No Valve At The Tank
4250448 | 1 | 1996-09-12 | Closed In Ground | Diesel | 20000 | Bare Steel | Bare Steel | Not Marked
4250448 | 2 | 1996-09-12 | Closed In Ground | Gas | 2000 | Bare Steel | Bare Steel | Not Marked
4250448 | 3 |  | Permanently Out Of Use | Used Oil |  | Bare Steel | Bare Steel | Not Marked | Y |  | Y
4250448 | 4 | 1996-09-12 | Closed In Ground | Diesel | 20000 | Double Walled | Galvanized Steel | Suction: Valve At The Tank
4250448 | 5 | 1996-09-12 | Closed In Ground | Gas | 2000 | Double Walled | Galvanized Steel | Suction: Valve At The Tank
4250450 | 1 | 1996-07-03 | Removed From Ground | Diesel | 2000 | Bare Steel | Unknown | Not Marked
4250450 | 2 | 1996-07-03 | Removed From Ground | Gas | 1000 | Bare Steel | Unknown | Not Marked
4250451 | 1 |  | Permanently Out Of Use | Empty | 3000 | Bare Steel | Galvanized Steel | Not Marked
4250451 | 2 |  | Permanently Out Of Use | Gas | 3000 | Bare Steel | Galvanized Steel | Not Marked
4250452 | 1 | 1986-04-01 | Closed In Ground | Gas | 950 | Bare Steel | Unknown | Not Marked
4250453 | 1 | 1988-01-01 | Closed In Ground | Gas | 4000 | Bare Steel | Bare Steel | Not Marked
4250453 | 2 | 1988-01-01 | Closed In Ground | Gas | 4000 | Bare Steel | Bare Steel | Not Marked
4250453 | 3 | 1988-01-01 | Closed In Ground | Gas | 4000 | Bare Steel | Bare Steel | Not Marked
4250453 | 4 | 1988-01-01 | Closed In Ground | Diesel | 3000 | Bare Steel | Bare Steel | Not Marked
4250455 | 1 | 1994-11-18 | Removed From Ground | Gas | 3000 | Bare Steel | Galvanized Steel | Suction: Valve At The Tank
4250455 | 2 | 1994-11-18 | Removed From Ground | Gas | 3000 | Bare Steel | Galvanized Steel | Suction: Valve At The Tank
4250455 | 3 | 1994-11-18 | Removed From Ground | Gas | 3000 | Bare Steel | Galvanized Steel | Suction: Valve At The Tank
4250457 | 1 | 1990-01-15 | Removed From Ground | Diesel | 10000 | Bare Steel | Galvanized Steel | Not Marked
4250457 | 2 | 1990-01-15 | Removed From Ground | Gas | 10000 | Bare Steel | Galvanized Steel | Not Marked
4250458 | 1 | 1987-01-01 | Removed From Ground | Gas | 1000 | Bare Steel | Bare Steel | Not Marked
4250458 | 2 | 1987-01-01 | Removed From Ground | Gas | 1000 | Bare Steel | Bare Steel | Not Marked
4250458 | 3 | 1987-01-01 | Removed From Ground | Gas | 1000 | Bare Steel | Bare Steel | Not Marked
4250459 | 1 | 1998-06-30 | Removed From Ground | Empty | 3000 | Marked Unknown | Unknown | Not Marked
4250459 | 2 | 1998-06-30 | Removed From Ground | Empty | 3000 | Marked Unknown | Unknown | Not Marked
4250459 | 3 | 1998-06-30 | Removed From Ground | Gas | 1000 | Unknown |  |  | N |  | N
4250460 | 1 | 1987-10-07 | Removed From Ground | Gas | 1000 | Bare Steel | Galvanized Steel | Not Marked
4250461 | 1 | 1995-01-01 | Removed From Ground | Gas | 1120 | Bare Steel | Galvanized Steel | Not Marked
4250461 | 2 | 1995-01-01 | Removed From Ground | Heating Oil |  | Marked Unknown | Unknown | Not Marked
4250463 | 1AST |  | Currently In Use | Used Oil | 250 | Bare Steel | Not Marked | Not Marked | Y |  | Y
4250465 | 1 | 1991-04-01 | Removed From Ground | Gas | 3000 | Bare Steel | Unknown | Not Marked
4250465 | 2 | 1991-04-01 | Removed From Ground | Gas | 3000 | Bare Steel | Unknown | Not Marked
4250465 | 3 | 1991-04-01 | Removed From Ground | Gas | 3000 | Bare Steel | Unknown | Not Marked
4250466 | 1 | 2011-01-04 | Removed From Ground | Gas | 8000 | Not Marked/Unknown | Fiberglass Reinforced Plastic | Pressure |  | 1993-03-01 |  | 1993-03-01
4250466 | 2 | 2011-01-05 | Removed From Ground | Gas | 8000 | Not Marked/Unknown | Fiberglass Reinforced Plastic | Pressure |  | 1993-03-01 |  | 1993-03-01
4250466 | 3 | 2011-01-05 | Removed From Ground | Gas | 8000 | Not Marked/Unknown | Fiberglass Reinforced Plastic | Pressure |  | 1993-03-01 |  | 1993-03-01
4250466 | 4 | 2011-01-05 | Removed From Ground | Gas | 8000 | Not Marked/Unknown | Fiberglass Reinforced Plastic | Pressure |  | 1993-03-01 |  | 1993-03-01
4250466 | 5 | 2011-01-05 | Removed From Ground | Diesel | 2000 | Not Marked/Unknown | Fiberglass Reinforced Plastic | Pressure |  | 1993-03-01 |  | 1993-03-01
4250466 | 6 | 2010-12-01 | Currently In Use | Gas | 12000 | Composite Double Walled | Galvanic | Pressure | N | 2010-12-01 | N | 2010-12-01
4250466 | 7A | 2010-12-01 | Currently In Use | Gas | 3000 | Composite Double Walled | Galvanic | Pressure | N | 2010-12-01 | N | 2010-12-01
4250466 | 7B | 2010-12-01 | Currently In Use | Diesel | 5000 | Composite Double Walled | Galvanic | Pressure | N | 2010-12-01 | N | 2010-12-01
4250468 | 1 | 1998-04-14 | Removed From Ground | Empty | 8000 | Bare Steel | Bare Steel | Pressure
4250468 | 2 | 1998-04-14 | Removed From Ground | Empty | 8000 | Bare Steel | Bare Steel | Pressure
4250468 | 3 | 1998-04-14 | Removed From Ground | Empty | 8000 | Bare Steel | Bare Steel | Pressure
4250469 | 1 | 1990-02-01 | Removed From Ground | Gas | 10000 | Bare Steel | Galvanized Steel | Not Marked
4250469 | 2 | 1990-02-01 | Removed From Ground | Gas | 10000 | Bare Steel | Galvanized Steel | Not Marked
4250469 | 3 | 1990-02-01 | Removed From Ground | Gas | 10000 | Bare Steel | Galvanized Steel | Not Marked
4250469 | 4 | 1990-02-01 | Removed From Ground | Gas | 10000 | Bare Steel | Galvanized Steel | Not Marked
4250469 | 5 | 1990-02-01 | Removed From Ground | Diesel | 10000 | Bare Steel | Galvanized Steel | Not Marked
4250472 | 1 | 1981-05-02 | Currently In Use | Gas | 6000 | Cathodically Protected Steel | Fiberglass Reinforced Plastic | Pressure |  | 1992-07-01 |  | 1992-07-01
4250472 | 2 | 1981-05-02 | Currently In Use | Gas | 6000 | Cathodically Protected Steel | Fiberglass Reinforced Plastic | Pressure |  | 1992-07-01 |  | 1992-07-01
4250472 | 3 | 1981-05-02 | Currently In Use | Gas | 6000 | Cathodically Protected Steel | Fiberglass Reinforced Plastic | Pressure |  | 1992-07-01 |  | 1992-07-01
4250472 | 4 | 1981-05-02 | Currently In Use | Gas | 6000 | Cathodically Protected Steel | Fiberglass Reinforced Plastic | Pressure |  | 1992-07-01 |  | 1992-07-01
4250472 | 5 | 1981-05-01 | Removed From Ground | Gas | 4000 | Bare Steel | Galvanized Steel | Not Marked
4250472 | 6 | 1981-05-01 | Removed From Ground | Gas | 4000 | Bare Steel | Galvanized Steel | Not Marked
4250472 | 7 | 1981-05-01 | Removed From Ground | Other | 4000 | Bare Steel | Galvanized Steel | Not Marked
4250472 | 8 | 1981-05-01 | Removed From Ground | Other | 4000 | Bare Steel | Galvanized Steel | Not Marked
4250473 | 1 | 1990-12-01 | Removed From Ground | Gas | 4000 | Bare Steel | Galvanized Steel | Not Marked
4250473 | 2 | 1990-12-01 | Removed From Ground | Gas | 4000 | Bare Steel | Galvanized Steel | Not Marked
4250473 | 3 | 1990-12-01 | Removed From Ground | Gas | 4000 | Bare Steel | Galvanized Steel | Not Marked
4250473 | 4 | 1990-12-01 | Removed From Ground | Gas | 4000 | Bare Steel | Galvanized Steel | Not Marked
4250473 | 5 | 1990-12-01 | Removed From Ground | Gas | 4000 | Bare Steel | Galvanized Steel | Not Marked
4250473 | 6 | 1990-12-01 | Removed From Ground | Diesel | 4000 | Bare Steel | Galvanized Steel | Not Marked
4250473 | 7 | 1990-12-01 | Currently In Use | Gas | 10000 | STIP-3 | Fiberglass Reinforced Plastic | Not Marked |  | 1990-12-01 |  | 1990-12-01
4250473 | 8A | 1990-12-01 | Currently In Use | Gas | 4000 | STIP-3 | Fiberglass Reinforced Plastic | Not Marked |  | 1990-12-01 |  | 1990-12-01
4250473 | 8B | 1990-12-01 | Currently In Use | Gas | 4000 | STIP-3 | Fiberglass Reinforced Plastic |  | N | 1990-12-01 | N | 1990-12-01
4250474 | 1 | 2009-01-20 | Temporarily Out Of Use | Gas | 8000 | Steel-Impressed Current | Cathodically Protected | Pressure |  | 1998-02-15 |  | 1998-02-15
4250474 | 2 | 2009-01-20 | Temporarily Out Of Use | Gas | 8000 | Steel-Impressed Current | Cathodically Protected | Pressure |  | 1998-02-13 |  | 1998-02-13
4250474 | 3 | 2009-01-20 | Temporarily Out Of Use | Gas | 4000 | Steel-Impressed Current | Cathodically Protected | Pressure |  | 1998-02-13 |  | 1998-02-13
4250475 | 1 | 1982-05-01 | Currently In Use | Gas | 8000 | Steel-Impressed Current | Cathodically Protected | Pressure |  | 1996-02-01 |  | 1996-02-01
4250475 | 2 | 1982-05-01 | Currently In Use | Gas | 8000 | Steel-Impressed Current | Cathodically Protected | Pressure |  | 1996-02-01 |  | 1996-02-01
4250475 | 3 | 1982-05-01 | Currently In Use | Gas | 4000 | Steel-Impressed Current | Cathodically Protected | Pressure |  | 1996-02-01 |  | 1996-02-01
4250475 | 4 | 1982-05-01 | Currently In Use | Gas | 4000 | Steel-Impressed Current | Cathodically Protected | Pressure |  | 1996-02-01 |  | 1996-02-01
4250477 | 1 | 1994-04-13 | Removed From Ground | Gas | 6000 | Bare Steel | Galvanized Steel | Pressure
4250477 | 2 | 1994-04-13 | Removed From Ground | Gas | 6000 | Bare Steel | Galvanized Steel | Not Marked
4250477 | 3 | 1994-04-13 | Removed From Ground | Gas | 4000 | Bare Steel | Galvanized Steel | Not Marked
4250478 | 1 | 2014-07-24 | Removed From Ground | Gas | 6000 | Steel-Impressed Current | Cathodically Protected | Pressure |  | 1996-02-01 |  | 1996-02-01
4250478 | 2 | 2014-07-24 | Removed From Ground | Gas | 6000 | Steel-Impressed Current | Cathodically Protected | Pressure |  | 1996-02-01 |  | 1996-02-01
4250478 | 3 | 2014-07-24 | Removed From Ground | Gas | 4000 | Steel-Impressed Current | Cathodically Protected | Pressure |  | 1996-02-01 |  | 1996-02-01
4250478 | 4 | 2014-08-20 | Currently In Use | Gas | 10000 | Composite Double Walled | Fiberglass/Double Walled | Pressure | N | 2014-08-20 | N | 2014-08-20
4250478 | 5 | 2014-08-20 | Currently In Use | Gas | 3000 | Composite Double Walled | Fiberglass/Double Walled | Pressure | N | 2014-08-20 | N | 2014-08-20
4250479 | 1 | 1994-01-05 | Removed From Ground | Gas | 10000 | Bare Steel | Fiberglass Reinforced Plastic | Pressure
4250479 | 2 | 1994-01-05 | Removed From Ground | Gas | 10000 | Bare Steel | Fiberglass Reinforced Plastic | Pressure
4250479 | 3 | 1994-01-05 | Removed From Ground | Gas | 4000 | Bare Steel | Fiberglass Reinforced Plastic | Pressure
4250479 | 4 | 1993-11-01 | Removed From Ground | Diesel | 550 | Bare Steel | Galvanized Steel | Suction: Valve At The Tank
4250479 | 5 | 1993-11-01 | Removed From Ground | Used Oil | 550 | Bare Steel | Galvanized Steel | Not Marked | Y |  | Y
4250479 | 6 | 1994-01-05 | Removed From Ground | Used Oil | 550 | Bare Steel | Galvanized Steel | Not Marked | Y |  | Y
4250479 | 7 | 2013-06-18 | Removed From Ground | Not Marked/Tank Removed | 5000 | Unknown |  |  | N |  | N
4250479 | 8 | 2013-06-18 | Removed From Ground | Not Marked/Tank Removed | 5000 | Unknown |  |  | N |  | N
4250480 | 1 | 2012-07-16 | Removed From Ground | Gas | 4000 | Steel-Impressed Current | Cathodically Protected | Suction: Valve At The Tank |  | 1996-07-03 |  | 1996-07-03
4250480 | 2 | 2012-07-16 | Removed From Ground | Gas | 6000 | Steel-Impressed Current | Fiberglass Reinforced Plastic | Pressure |  | 1996-07-03 |  | 1996-07-03
4250480 | 3 | 2012-07-16 | Removed From Ground | Gas | 6000 | Steel-Impressed Current | Fiberglass Reinforced Plastic | Pressure |  | 1996-07-03 |  | 1996-07-03
4250480 | 4 | 2012-07-01 | Currently In Use | Not Marked | 10000 | Composite Double Walled | Not Marked | Not Marked | N | 2012-07-01 | N | 2012-07-01
4250480 | 5 | 2012-07-01 | Currently In Use | Not Marked | 5000 | Composite Double Walled | Not Marked | Not Marked | N | 2012-07-01 | N | 2012-07-01
4250481 | 1 | 1987-01-01 | Removed From Ground | Used Oil | 10000 | Bare Steel | Unknown | Not Marked | Y |  | Y
4250481 | 2 | 1987-01-01 | Removed From Ground | Used Oil | 10000 | Bare Steel | Unknown | Not Marked | Y |  | Y
4250481 | 3 | 1987-01-01 | Removed From Ground | Used Oil | 10000 | Bare Steel | Unknown | Not Marked | Y |  | Y
4250481 | 4 | 1987-01-01 | Removed From Ground | Used Oil | 10000 | Bare Steel | Unknown | Not Marked | Y |  | Y
4250482 | 1 |  | Removed From Ground Date Unknown | Used Oil | 4000 | Bare Steel | Unknown | Not Marked | Y |  | Y
4250482 | 2 |  | Removed From Ground Date Unknown | Used Oil | 3000 | Bare Steel | Unknown | Not Marked | Y |  | Y
4250482 | 3 |  | Removed From Ground Date Unknown | Used Oil | 3000 | Bare Steel | Unknown | Not Marked | Y |  | Y
4250483 | 1 | 1987-01-01 | Removed From Ground | Used Oil | 1000 | Bare Steel | Unknown | Not Marked | Y |  | Y
4250485 | 1 | 1989-11-01 | Removed From Ground | Diesel | 3000 | Bare Steel | Galvanized Steel | Not Marked
4250485 | 2 | 1989-11-01 | Removed From Ground | Gas | 3000 | Bare Steel | Galvanized Steel | Not Marked
4250485 | 3 | 2010-11-15 | Temporarily Out Of Use | Gas | 3000 | Steel-Galvanic | Fiberglass Reinforced Plastic | Suction: No Valve At The Tank |  | 1989-12-11 |  | 1989-12-11
4250485 | 4 | 2010-11-15 | Temporarily Out Of Use | Diesel | 3000 | Steel-Galvanic | Fiberglass Reinforced Plastic | Suction: No Valve At The Tank |  | 1989-12-11 |  | 1989-12-11
4250486 | 1 | 1983-12-01 | Removed From Ground | Gas | 1000 | Bare Steel | Unknown | Not Marked
4250486 | 2 | 1983-12-01 | Removed From Ground | Gas | 1000 | Bare Steel | Unknown | Not Marked
4250486 | 3 | 1983-12-01 | Removed From Ground | Gas | 1000 | Bare Steel | Unknown | Not Marked
4250486 | 4 | 1983-12-01 | Removed From Ground | Used Oil | 500 | Bare Steel | Unknown | Not Marked | Y |  | Y
4250487 | 1 | 1991-09-01 | Removed From Ground | Gas | 2500 | Bare Steel | Galvanized Steel | Suction: Valve At The Tank
4250488 | 1 | 1989-10-01 | Removed From Ground | Gas | 1000 | Bare Steel | Galvanized Steel | Not Marked
4250488 | 2 | 2007-06-20 | Removed From Ground | Gas | 2000 | Bare Steel | Galvanized Steel | Not Marked
4250488 | 3 | 2007-06-20 | Removed From Ground | Gas | 6000 | Cathodically Protected Steel | Fiberglass Reinforced Plastic | Suction: No Valve At The Tank |  | 1989-10-01 |  | 1989-10-01
4250488 | 4 | 2007-06-20 | Removed From Ground | Diesel | 6000 | Cathodically Protected Steel | Fiberglass Reinforced Plastic | Suction: No Valve At The Tank |  | 1989-10-01 |  | 1989-10-01
4250488 | 5 | 2007-06-20 | Removed From Ground | Other | 6000 | Cathodically Protected Steel | Fiberglass Reinforced Plastic | Pressure |  | 1989-10-01 |  | 1989-10-01
4250489 | 1 | 1995-05-04 | Removed From Ground | Gas | 10000 | Bare Steel | Galvanized Steel | Not Marked
4250489 | 2 | 1995-05-04 | Removed From Ground | Gas | 10000 | Bare Steel | Galvanized Steel | Not Marked
4250489 | 3 | 1995-05-04 | Removed From Ground | Used Oil | 250 | Bare Steel | Galvanized Steel | Not Marked | Y |  | Y
4250489 | 4 | 1995-05-02 | Removed From Ground | Gas | 1000 | Bare Steel | Galvanized Steel | Not Marked
4250489 | 5 | 1995-05-02 | Removed From Ground | Gas | 8000 | Not Marked/Unknown | Unknown | Not Marked
4250489 | 6 | 1995-05-02 | Removed From Ground | Diesel | 20000 | Not Marked/Unknown | Unknown | Not Marked
4250489 | 7 | 2012-10-25 | Removed From Ground | Gas | 10000 | Composite Double Walled | Double Walled Flex | Pressure |  | 1995-01-20 |  | 1995-01-20
4250489 | 8 | 2012-10-25 | Removed From Ground | Diesel | 15000 | Composite Double Walled | Double Walled Flex | Pressure |  | 1995-01-20 |  | 1995-01-20
4250491 | 1 | 1995-01-11 | Closed In Ground | Diesel | 3000 | Marked Unknown | Unknown | Not Marked
4250491 | 2 | 1995-01-11 | Closed In Ground | Gas | 3000 | Marked Unknown | Unknown | Not Marked
4250491 | 3 | 1988-11-01 | Removed From Ground | Used Oil | 300 | Bare Steel | Unknown | Not Marked | Y |  | Y
4250492 | 1 | 1987-12-01 | Removed From Ground | Gas | 3000 | Marked Unknown | Unknown | Not Marked
4250492 | 2 | 1987-12-01 | Removed From Ground | Gas | 3000 | Marked Unknown | Unknown | Not Marked
4250492 | 3 | 1987-12-01 | Removed From Ground | Gas | 3000 | Marked Unknown | Unknown | Not Marked
4250492 | 4 | 1987-12-01 | Removed From Ground | Gas | 3000 | Marked Unknown | Unknown | Not Marked
4250493 | 1 | 1996-12-01 | Removed From Ground | Gas | 6000 | Bare Steel | Galvanized Steel | Not Marked
4250493 | 2 | 1996-12-01 | Removed From Ground | Gas | 6000 | Bare Steel | Galvanized Steel | Not Marked
4250493 | 3 | 1996-12-01 | Removed From Ground | Empty | 6000 | Bare Steel | Galvanized Steel | Not Marked
4250493 | 4 | 1996-12-01 | Removed From Ground | Used Oil | 550 | Bare Steel | Galvanized Steel | Not Marked | Y |  | Y
4250493 | 5 | 1980-03-01 | Closed In Ground | Diesel | 6000 | Marked Unknown | Unknown | Not Marked
4250497 | 1 | 1995-01-25 | Removed From Ground | Diesel | 2000 | Bare Steel | Bare Steel | Suction: Valve At The Tank
4250498 | 1 | 1998-04-23 | Removed From Ground | Diesel | 500 | Bare Steel | Bare Steel | Suction: Valve At The Tank
4250499 | 1 | 1991-07-30 | Removed From Ground | Gas | 515 | Bare Steel | Bare Steel | Not Marked
4250500 | 1 | 1990-12-14 | Removed From Ground | Gas | 1000 | Bare Steel | Bare Steel | Not Marked
4250501 | 1 | 1989-07-11 | Removed From Ground | Gas | 515 | Bare Steel | Bare Steel | Not Marked
4260001 | 1 | 1989-01-01 | Removed From Ground | Gas | 1000 | Bare Steel | Galvanized Steel | Not Marked
4260001 | 2 | 2000-10-01 | Removed From Ground | Diesel | 1000 | Cathodically Protected Steel | Cathodically Protected | Suction: Valve At The Tank |  | 1999-03-01 |  | 1989-01-24
4260001 | 3 | 2000-10-01 | Removed From Ground | Gas | 1000 | Cathodically Protected Steel | Cathodically Protected | Suction: Valve At The Tank |  | 1999-03-01 |  | 1989-01-24
4260004 | 1 | 1991-02-10 | Removed From Ground | Gas | 500 | Marked Unknown | Unknown | Not Marked
4260004 | 2 | 1991-02-10 | Removed From Ground | Gas | 1000 | Marked Unknown | Unknown | Not Marked
4260004 | 3 | 1991-02-10 | Removed From Ground | Gas | 1000 | Marked Unknown | Unknown | Not Marked
4260005 | 1 | 1988-11-01 | Removed From Ground | Diesel | 150 | Bare Steel | Copper | Not Marked
4260005 | 2 |  | Removed From Ground Date Unknown | Diesel | 270 | Bare Steel | Copper | Suction: No Valve At The Tank
4260006 | 1 | 1997-01-06 | Removed From Ground | Diesel | 280 | Bare Steel | Copper | Not Marked
4260007 | 327D1 | 2005-03-14 | Removed From Ground | Diesel | 2000 | Cathodically Protected Steel | Galvanized Steel | Suction: No Valve At The Tank
4260007 | 327G1 | 2005-03-14 | Removed From Ground | Gas | 2000 | Cathodically Protected Steel | Galvanized Steel | Suction: No Valve At The Tank
4260008 | 1 | 1989-07-13 | Permanently Out Of Use | Gas | 1000 | Bare Steel | Galvanized Steel | Not Marked
4260008 | 2 | 1989-07-13 | Permanently Out Of Use | Diesel | 550 | Bare Steel | Galvanized Steel | Not Marked
4260008 | 3 | 1989-07-13 | Permanently Out Of Use | Gas | 550 | Bare Steel | Galvanized Steel | Not Marked
4260008 | 4 | 2004-06-25 | Removed From Ground | Diesel | 2000 | Cathodically Protected Steel | Cathodically Protected | Suction: Valve At The Tank |  | 1989-07-13 |  | 1989-07-13
4260008 | 5 | 2004-06-25 | Removed From Ground | Gas | 1000 | Cathodically Protected Steel | Cathodically Protected | Suction: Valve At The Tank |  | 1989-07-13 |  | 1989-07-13
4260010 | 1 |  | Removed From Ground Date Unknown | Diesel | 1000 | Bare Steel | Galvanized Steel | Not Marked
4260010 | 2 |  | Removed From Ground Date Unknown | Gas | 550 | Bare Steel | Galvanized Steel | Not Marked
4260010 | 3 |  | Removed From Ground Date Unknown | Gas | 550 | Bare Steel | Galvanized Steel | Not Marked
4260010 | 4 |  | Removed From Ground Date Unknown | Gas | 1000 | Bare Steel | Galvanized Steel | Not Marked
4260011 | 1 | 1994-06-26 | Removed From Ground | Gas | 3000 | Cathodically Protected Steel | Galvanized Steel | Suction: No Valve At The Tank
4260011 | 2 | 1994-06-26 | Removed From Ground | Gas | 3000 | Cathodically Protected Steel | Galvanized Steel | Suction: No Valve At The Tank
4260011 | 3 | 1994-06-26 | Removed From Ground | Gas | 3000 | Cathodically Protected Steel | Galvanized Steel | Suction: No Valve At The Tank
4260012 | 1 | 1992-02-12 | Removed From Ground | Gas | 6000 | Bare Steel | Galvanized Steel | Not Marked
4260012 | 2 | 1992-02-12 | Removed From Ground | Gas | 6000 | Bare Steel | Galvanized Steel | Not Marked
4260012 | 3 | 1992-02-12 | Removed From Ground | Other | 4000 | Marked Unknown | Unknown | Not Marked
4260012 | 4 | 1992-02-12 | Removed From Ground | Other | 4000 | Marked Unknown | Unknown | Not Marked
4270001 | 1 | 1976-01-09 | Currently In Use | Diesel | 12000 | Steel-Impressed Current | Cathodically Protected | Suction: No Valve At The Tank |  | 1998-04-20 |  | 1998-04-20
4270001 | 2 | 1987-07-01 | Removed From Ground | Gas | 1000 | Bare Steel | Unknown | Not Marked
4270001 | 3 | 2017-03-03 | Temporarily Out Of Use | Gas | 6000 | Steel-Impressed Current | Cathodically Protected | Suction: No Valve At The Tank |  | 1998-04-20 |  | 1998-04-20
4270002 | 376051-1 | 1992-03-01 | Removed From Ground | Gas | 2000 | Bare Steel | Galvanized Steel | Not Marked
4270003 | 1 | 1997-07-15 | Removed From Ground | Gas | 1000 | Bare Steel | Galvanized Steel | Not Marked
4270004 | 1 | 1981-01-17 | Currently In Use | Other | 150 | Bare Steel | Unknown | Not Marked
4270006 | 1 | 1988-09-01 | Removed From Ground | Diesel | 1 | Bare Steel | Bare Steel | Not Marked
4270006 | 2 | 1988-09-01 | Removed From Ground | Diesel | 10000 | Bare Steel | Bare Steel | Not Marked
4270008 | 1 | 2002-08-19 | Removed From Ground | Gas | 10000 | Steel-Impressed Current | Fiberglass Reinforced Plastic | Pressure |  | 1997-04-01 |  | 1997-04-01
4270008 | 2 | 2002-08-19 | Removed From Ground | Gas | 10000 | Steel-Impressed Current | Fiberglass Reinforced Plastic | Pressure |  | 1997-04-01 |  | 1997-04-01
4270008 | 3 | 2002-08-19 | Removed From Ground | Gas | 10000 | Steel-Impressed Current | Fiberglass Reinforced Plastic | Pressure |  | 1997-04-01 |  | 1997-04-01
4270008 | 4 | 2015-10-14 | Removed From Ground | Kerosene | 2000 | Cathodically Protected Steel | Cathodically Protected | Pressure |  | 1997-04-01 |  | 1997-04-01
4270008 | 5 | 2015-10-14 | Removed From Ground | Gas | 8000 | Composite | Secondary Containment | Pressure | N | 2002-07-22 | N | 2002-07-22
4270008 | 6 | 2015-10-14 | Removed From Ground | Gas | 8000 | Composite | Secondary Containment | Pressure | N | 2002-07-22 | N | 2002-07-22
4270008 | 7 | 2015-10-14 | Removed From Ground | Gas | 8000 | Composite | Secondary Containment | Pressure | N | 2002-07-22 | N | 2002-07-22
4270009 | 1 | 1980-03-01 | Currently In Use | Gas | 10000 | Cathodically Protected Steel | Cathodically Protected | Pressure |  | 1996-08-01 |  | 1996-08-01
4270009 | 2 | 1980-03-13 | Currently In Use | Gas | 10000 | Cathodically Protected Steel | Cathodically Protected | Pressure |  | 1996-08-01 |  | 1996-08-01
4270009 | 3 | 1980-03-01 | Currently In Use | Gas | 10000 | Cathodically Protected Steel | Cathodically Protected | Pressure |  | 1996-08-01 |  | 1996-08-01
4270009 | 4 | 1980-03-01 | Currently In Use | Diesel | 4000 | Cathodically Protected Steel | Fiberglass Reinforced Plastic | Pressure |  | 1996-08-01 |  | 1996-08-01
4270009 | 5 | 1987-09-01 | Currently In Use | Kerosene | 2000 | Cathodically Protected Steel | Fiberglass Reinforced Plastic | Pressure |  | 1996-08-01 |  | 1996-08-01
4270010 | 1 | 1988-06-01 | Removed From Ground | Hazardous Substance | 1000 | Bare Steel | Bare Steel | Not Marked
4270010 | 2 | 1988-06-01 | Removed From Ground | Hazardous Substance | 1000 | Bare Steel | Bare Steel | Not Marked
4270010 | 3 | 1988-06-03 | Removed From Ground | Hazardous Substance | 1523 | Bare Steel | Galvanized Steel | Not Marked
4270010 | 4 | 1988-06-03 | Removed From Ground | Hazardous Substance | 1523 | Bare Steel | Galvanized Steel | Not Marked
4270011 | RU | 2005-11-14 | Removed From Ground | Gas | 3000 | Steel-Impressed Current | Cathodically Protected | Suction: No Valve At The Tank |  | 1998-09-01 |  | 1998-09-01
4270011 | SU | 2005-11-14 | Removed From Ground | Gas | 3000 | Cathodically Protected Steel | Cathodically Protected | Suction: No Valve At The Tank |  | 1998-09-01 |  | 1998-09-01
4270012 | 1 | 1975-01-01 | Removed From Ground | Gas | 550 | Bare Steel | Galvanized Steel | Not Marked
4270012 | 2 | 1975-01-01 | Removed From Ground | Gas | 550 | Bare Steel | Galvanized Steel | Not Marked
4270012 | 3 | 1975-01-01 | Removed From Ground | Gas | 550 | Bare Steel | Galvanized Steel | Not Marked
4270013 | 1 | 1982-03-04 | Currently In Use | Diesel | 10000 | Steel-Impressed Current | Impressed Current | Pressure |  | 1982-03-04 12:00 |  | 1996-07-01 12:00
4270013 | 2 | 1982-03-04 | Currently In Use | Gas | 10000 | Steel-Impressed Current | Fiberglass Reinforced Plastic | Pressure |  | 1982-03-04 12:00 |  | 1996-07-01 12:00
4270013 | 3 | 1982-03-04 | Currently In Use | Gas | 10000 | Steel-Impressed Current | Fiberglass Reinforced Plastic | Pressure |  | 1982-03-04 12:00 |  | 1996-07-01 12:00
4270013 | 4 | 1982-03-04 | Currently In Use | Diesel | 10000 | Steel-Impressed Current | Impressed Current | Pressure |  | 1982-03-04 12:00 |  | 1996-07-01 12:00
4280022 | 1 | 1997-12-19 | Removed From Ground | Gas | 8000 | Bare Steel | Galvanized Steel | Suction: No Valve At The Tank
4280022 | 2 | 1997-12-19 | Removed From Ground | Gas | 8000 | Bare Steel | Galvanized Steel | Suction: No Valve At The Tank
4380142 | 1 | 1995-09-27 | Removed From Ground | Diesel | 12000 | Bare Steel | Bare Steel | Pressure
4380142 | 2 | 1995-09-27 | Removed From Ground | Other | 3000 | Bare Steel | Bare Steel | Not Marked
4380142 | 3 | 1995-10-30 | Removed From Ground | Used Oil | 1000 | Bare Steel | Bare Steel | Gravity Fed | Y |  | Y
4380142 | 4 | 1995-01-01 | Currently In Use | Diesel | 20000 | Fiberglass Double Walled | Fiberglass/Double Walled | Pressure |  | 1995-12-01 |  | 1995-12-01
4390001 | 1 | 1993-08-01 | Removed From Ground | Gas | 6500 | Bare Steel | Galvanized Steel | Not Marked
4390002 | 1 | 1990-07-01 | Removed From Ground | Gas | 560 | Bare Steel | Bare Steel | Not Marked
4390002 | 2 | 1990-07-01 | Removed From Ground | Diesel | 560 | Bare Steel | Bare Steel | Not Marked
4390002 | 3 | 2004-01-01 | Removed From Ground | Diesel | 1000 | Steel-Galvanic | Cathodically Protected | Not Marked |  | 1990-01-01 |  | 1990-01-01
4390002 | 4 | 2004-01-01 | Removed From Ground | Gas | 1000 | Steel-Galvanic | Cathodically Protected | Suction: No Valve At The Tank |  | 1990-01-01 |  | 1990-01-01
4390004 | 1 | 1978-03-31 | Currently In Use | Gas | 6000 | Steel-Impressed Current | Cathodically Protected | Suction: Valve At The Tank |  | 1998-01-01 |  | 1998-01-01
4390004 | 2 | 1978-03-31 | Currently In Use | Gas | 6000 | Steel-Impressed Current | Cathodically Protected | Suction: Valve At The Tank |  | 1998-01-01 |  | 1998-01-01
4390004 | 3 | 1978-03-31 | Currently In Use | Gas | 6000 | Steel-Impressed Current | Cathodically Protected | Suction: Valve At The Tank |  | 1998-01-01 |  | 1998-01-01
4390005 | 10350 | 1999-11-03 | Removed From Ground | Gas | 1000 | Bare Steel | Galvanized Steel | Suction: No Valve At The Tank
4390006 | 1 | 1998-06-02 | Removed From Ground | Gas | 10000 | Bare Steel | Galvanized Steel | Not Marked
4390007 | 1 | 1987-08-01 | Removed From Ground | Used Oil | 550 | Bare Steel | Galvanized Steel | Not Marked | Y |  | Y
4390007 | 2 | 1987-08-01 | Removed From Ground | Gas | 2000 | Bare Steel | Galvanized Steel | Not Marked
4390007 | 3 | 1987-08-01 | Removed From Ground | Gas | 2000 | Bare Steel | Galvanized Steel | Not Marked
4390007 | 4 | 1987-08-01 | Removed From Ground | Gas | 3000 | Bare Steel | Galvanized Steel | Not Marked
4390008 | 1 | 1998-03-01 | Removed From Ground | Kerosene | 275 | Bare Steel | Galvanized Steel | Not Marked
4390008 | 2 | 1998-03-01 | Removed From Ground | Gas | 1000 | Bare Steel | Galvanized Steel | Not Marked
4390008 | 3 | 1998-03-01 | Removed From Ground | Gas | 1000 | Bare Steel | Galvanized Steel | Not Marked
4390008 | 4 | 1998-03-01 | Removed From Ground | Gas | 1000 | Bare Steel | Galvanized Steel | Not Marked
4390009 | 1 | 1989-12-01 | Currently In Use | Gas | 6000 | Steel-Impressed Current | Fiberglass Reinforced Plastic | Suction: No Valve At The Tank |  | 1989-12-10 |  | 1989-12-10
4390009 | 2 | 1989-12-01 | Currently In Use | Gas | 6000 | Steel-Impressed Current | Fiberglass Reinforced Plastic | Suction: No Valve At The Tank |  | 1989-12-10 |  | 1989-12-10
4390009 | 3 | 1989-12-01 | Currently In Use | Gas | 6000 | Steel-Impressed Current | Fiberglass Reinforced Plastic | Suction: No Valve At The Tank |  | 1989-12-12 |  | 1989-12-10
4390009 | 4 | 1989-12-01 | Currently In Use | Diesel | 6000 | Steel-Impressed Current | Fiberglass Reinforced Plastic | Pressure |  | 1989-12-10 |  | 1989-12-10
4390009 | 5 | 1989-12-01 | Currently In Use | Diesel | 4000 | Steel-Impressed Current | Fiberglass Reinforced Plastic | Suction: No Valve At The Tank |  | 1989-12-10 |  | 1989-12-10
4400002 | 1 | 1995-03-01 | Removed From Ground | Gas | 500 | Bare Steel | Galvanized Steel | Not Marked
4400003 | 1A | 2001-09-19 | Removed From Ground | Gas | 6000 | Steel-Impressed Current | Galvanized Steel | Pressure |  | 1998-12-17 |  | 1998-12-17
4400003 | 1B | 2001-09-19 | Removed From Ground | Gas | 6000 | Steel-Impressed Current | Galvanized Steel | Pressure |  | 1998-12-17 |  | 1998-12-17
4400003 | 2 | 2001-09-19 | Removed From Ground | Gas | 6000 | Steel-Impressed Current | Galvanized Steel | Pressure |  | 1998-12-17 |  | 1998-12-17
4400003 | 3 | 2001-09-19 | Removed From Ground | Gas | 6000 | Steel-Impressed Current | Galvanized Steel | Pressure |  | 1998-12-17 |  | 1998-12-17
4400003 | 4 | 2001-09-19 | Removed From Ground | Diesel | 6000 | Steel-Impressed Current | Galvanized Steel | Pressure |  | 1998-12-17 |  | 1998-12-17
4400003 | 5 |  | Permanently Out Of Use | Kerosene | 550 | Bare Steel | Galvanized Steel | Not Marked
4400003 | 6 | 2000-03-01 | Removed From Ground | Used Oil | 550 | Bare Steel | Galvanized Steel | Pressure | Y |  | Y
4400004 | 1 | 1995-05-29 | Removed From Ground | Empty | 1000 | Bare Steel | Galvanized Steel | Suction: No Valve At The Tank
4400004 | 2 | 1995-05-29 | Removed From Ground | Empty | 500 | Bare Steel | Galvanized Steel | Not Marked
4400005 | 1 |  | Removed From Ground Date Unknown | Gas | 10000 | Bare Steel | Galvanized Steel | Not Marked
4400005 | 2 | 1987-01-01 | Removed From Ground | Gas | 6000 | Bare Steel | Galvanized Steel | Not Marked
4400005 | 3 |  | Removed From Ground Date Unknown | Kerosene | 12000 | Bare Steel | Galvanized Steel | Not Marked
4400005 | 4 | 1996-08-01 | Currently In Use | Aviation Gas/AV Gas | 10000 | STIP-3 | Double Walled | Pressure |  | 1996-08-01 |  | 1996-08-01
4400005 | 5 | 1995-08-01 | Currently In Use | Jet Fuel | 10000 | STIP-3 | Double Walled | Pressure |  | 1995-08-01 |  | 1995-08-01
4400007 | 1 | 1976-04-14 | Currently In Use | Gas | 10000 | Steel-Impressed Current | Fiberglass Reinforced Plastic | Suction: Valve At The Tank |  | 1997-12-01 |  | 1997-12-01
4400007 | 2 | 1983-04-15 | Currently In Use | Diesel | 10000 | Steel-Impressed Current | Fiberglass Reinforced Plastic | Suction: Valve At The Tank |  | 1997-12-01 |  | 1997-12-01
4400011 | 1 | 1995-09-01 | Removed From Ground | Gas | 6000 | Bare Steel | Galvanized Steel | Pressure
4400011 | 2 | 1995-09-01 | Removed From Ground | Gas | 6000 | Bare Steel | Galvanized Steel | Pressure
4400011 | 3 | 1995-09-15 | Removed From Ground | Gas | 6000 | Bare Steel | Galvanized Steel | Not Marked
4400011 | 4 | 1995-09-01 | Removed From Ground | Other | 4000 | Bare Steel | Galvanized Steel | Not Marked
4400011 | 5 | 1995-10-30 | Currently In Use | Gas | 12000 | Epoxy | Double Walled Flex | Pressure |  | 1995-11-03 12:00 | Y | 1995-11-03 12:00
4400011 | 6 | 1995-10-30 | Currently In Use | Gas | 8000 | Epoxy | Double Walled Flex | Pressure |  | 1995-11-03 12:00 | Y | 1995-11-03 12:00
4400012 | 1 | 1984-02-11 | Currently In Use | Gas | 6000 | Steel-Impressed Current | Cathodically Protected | Pressure | Y | 1998-09-01 12:00 |  | 1998-09-01 12:00
4400012 | 2 | 1984-02-11 | Currently In Use | Gas | 6000 | Steel-Impressed Current | Cathodically Protected | Pressure | Y | 1998-09-01 12:00 |  | 1998-09-01 12:00
4400012 | 3 | 1984-02-11 | Currently In Use | Gas | 6000 | Steel-Impressed Current | Cathodically Protected | Pressure | Y | 1998-09-01 12:00 |  | 1998-09-01 12:00
4400013 | 001 | 2014-03-17 | Currently In Use | Gas | 6000 | Steel-Impressed Current | Impressed Current | Pressure |  | 1998-09-01 |  | 1998-09-01
4400013 | 002 | 2014-03-17 | Currently In Use | Gas | 6000 | Steel-Impressed Current | Impressed Current | Pressure |  | 1998-09-01 |  | 1998-09-01
4400013 | 003 | 2013-12-02 | Temporarily Out Of Use | Gas | 3000 | Steel-Impressed Current | Impressed Current | Pressure |  | 1998-09-01 |  | 1998-09-01
4400013 | 004 | 2016-01-01 | Currently In Use | Gas | 5000 | Steel-Impressed Current | Impressed Current | Pressure |  | 1998-09-01 |  | 1998-09-01
4400014 | 1 | 1985-02-10 | Currently In Use | Gas | 6000 | Steel-Impressed Current | Cathodically Protected | Pressure |  | 1998-09-01 |  | 1998-09-01
4400014 | 2 | 1985-02-10 | Currently In Use | Gas | 6000 | Steel-Impressed Current | Cathodically Protected | Pressure |  | 1998-09-01 |  | 1998-09-01
4400014 | 3 | 1985-02-10 | Currently In Use | Gas | 6000 | Steel-Impressed Current | Cathodically Protected | Pressure |  | 1998-09-01 |  | 1998-09-01
4400016 | 1 | 1998-04-04 | Removed From Ground | Gas | 3000 | Bare Steel | Galvanized Steel | Not Marked
4400016 | 2 | 1998-04-04 | Removed From Ground | Gas | 2000 | Bare Steel | Galvanized Steel | Not Marked
4400016 | 3 | 1998-04-04 | Removed From Ground | Gas | 2000 | Bare Steel | Galvanized Steel | Not Marked
4400018 | 1 | 1998-01-22 | Closed In Ground | Gas | 500 | Bare Steel | Galvanized Steel | Suction: Valve At The Tank
4400018 | 2 | 1998-01-22 | Closed In Ground | Gas | 500 | Bare Steel | Galvanized Steel | Suction: Valve At The Tank
4400018 | 3 | 1998-01-22 | Closed In Ground | Gas | 1000 | Bare Steel | Galvanized Steel | Suction: Valve At The Tank
4400018 | 4 | 1998-01-22 | Closed In Ground | Gas | 1000 | Bare Steel | Galvanized Steel | Suction: Valve At The Tank
4400018 | 5 | 1997-11-14 | Removed From Ground | Diesel | 2000 | Bare Steel | Galvanized Steel | Suction: Valve At The Tank
4400020 | 1 | 1998-09-01 | Removed From Ground | Diesel | 4000 | Bare Steel | Galvanized Steel | Suction: Valve At The Tank
4400022 | 1 | 1986-12-01 | Removed From Ground | Gas | 500 | Bare Steel | Unknown | Not Marked
4400022 | 2 | 1995-08-16 | Removed From Ground | Other | 500 | Bare Steel | Unknown | Not Marked
4400022 | 3 | 1995-08-16 | Removed From Ground | Used Oil | 500 | Bare Steel | Unknown | Not Marked | Y |  | Y
4400022 | 4 | 1995-08-16 | Removed From Ground | Gas | 1000 | Cathodically Protected Steel | Galvanized Steel | Not Marked
4400024 | 1 | 1991-01-01 | Removed From Ground | Gas | 3000 | Bare Steel | Galvanized Steel | Not Marked
4400024 | 2 | 1991-01-01 | Removed From Ground | Gas | 3000 | Bare Steel | Galvanized Steel | Not Marked
4400024 | 3 | 1991-01-01 | Removed From Ground | Gas | 3000 | Bare Steel | Galvanized Steel | Not Marked
4400024 | 4 | 1991-01-01 | Removed From Ground | Gas | 4000 | Bare Steel | Galvanized Steel | Not Marked
4400025 | 1 | 2001-02-21 | Removed From Ground | Gas | 8068 | Steel-Impressed Current | Cathodically Protected | Suction: Valve At The Tank |  | 1998-11-17 |  | 1998-11-17
4400025 | 2 | 2001-02-21 | Removed From Ground | Gas | 8068 | Steel-Impressed Current | Cathodically Protected | Suction: Valve At The Tank |  | 1998-11-17 |  | 1998-11-17
4400025 | 3 | 2004-11-17 | Removed From Ground | Gas | 5300 | Unknown | Unknown | Not Marked | N |  | N
4400025 | 4 | 2004-11-17 | Removed From Ground | Gas | 4000 | Unknown | Unknown | Not Marked | N |  | N
4400025 | 5 | 2004-11-22 | Removed From Ground | Gas | 1000 | Unknown | Unknown | Not Marked | N |  | N
4400026 | 1 | 1987-10-01 | Closed In Ground | Gas | 3000 | Bare Steel | Galvanized Steel | Not Marked
4400026 | 2 | 1987-10-01 | Closed In Ground | Gas | 3000 | Bare Steel | Galvanized Steel | Not Marked
4400026 | 3 | 1987-10-01 | Closed In Ground | Gas | 3000 | Bare Steel | Galvanized Steel | Not Marked
4400026 | 4 | 1987-10-01 | Closed In Ground | Gas | 8068 | Bare Steel | Galvanized Steel | Not Marked
4400026 | 5 | 1987-10-01 | Closed In Ground | Gas | 8068 | Bare Steel | Galvanized Steel | Not Marked
4400027 | 1 | 1998-06-01 | Removed From Ground | Diesel | 10000 | Bare Steel | Bare Steel | Pressure
4400027 | 2 | 1998-06-01 | Removed From Ground | Diesel | 10000 | Bare Steel | Not Marked | Not Marked
4400027 | 3 | 1998-06-01 | Removed From Ground | Other | 6000 | Bare Steel | Bare Steel | Suction: Valve At The Tank
4400027 | 4 | 1998-06-01 | Removed From Ground | Used Oil | 1000 | Bare Steel | Bare Steel | Gravity Fed | Y |  | Y
4400027 | 5 | 1998-06-01 | Removed From Ground | Diesel | 10000 | Bare Steel | Not Marked | Not Marked
4400027 | 6 | 1998-01-01 | Currently In Use | Diesel | 20000 | Composite Double Walled | Fiberglass/Double Walled | Pressure |  | 1998-06-01 |  | 1998-06-01
4400029 | 1 | 2009-10-14 | Currently In Use | Gas | 10000 | Fiberglass | Double Walled Flex | Pressure |  | 1998-01-09 |  | 1998-01-09
4400029 | 2 | 2009-10-14 | Currently In Use | Gas | 10000 | Fiberglass | Double Walled Flex | Pressure |  | 1998-01-09 |  | 1998-01-09
4400029 | 3 | 2009-10-14 | Currently In Use | Gas | 10000 | Fiberglass | Double Walled Flex | Pressure |  | 1998-01-09 |  | 1998-01-09
4400029 | 4 | 2009-09-22 | Removed From Ground | Used Oil | 1000 | Fiberglass | Fiberglass Reinforced Plastic | Gravity Fed | Y |  | Y | 1998-01-09
4400031 | 10458-1 |  | Removed From Ground Date Unknown | Gas | 1000 | Bare Steel | Not Marked | Not Marked
4400031 | 10458-2 | 1993-04-15 | Removed From Ground | Diesel | 550 | Bare Steel | Galvanized Steel | Not Marked
4400031 | 10458-4 | 1993-04-15 | Removed From Ground | Diesel | 550 | Bare Steel | Galvanized Steel | Not Marked
4400031 | 458G1 | 2001-08-20 | Removed From Ground | Gas | 1020 | Cathodically Protected Steel | Galvanized Steel | Suction: Valve At The Tank |  | 1988-12-06 |  | 1988-12-06
4400033 | 1 | 1988-01-01 | Closed In Ground | Gas | 500 | Bare Steel | Bare Steel | Not Marked
4400034 | 1 | 1998-07-27 | Removed From Ground | Gas | 1000 | Bare Steel | Galvanized Steel | Not Marked
4400035 | 1 |  | Removed From Ground Date Unknown | Empty | 10000 | Bare Steel | Galvanized Steel | Not Marked
4400035 | 2 |  | Removed From Ground Date Unknown | Empty | 10000 | Bare Steel | Galvanized Steel | Not Marked
4400035 | 3 |  | Removed From Ground Date Unknown | Empty | 10000 | Bare Steel | Galvanized Steel | Not Marked
4400036 | 1 | 1994-09-29 | Removed From Ground | Gas | 10000 | Bare Steel | Galvanized Steel | Not Marked
4400036 | 2 | 1994-09-29 | Removed From Ground | Gas | 10000 | Bare Steel | Galvanized Steel | Not Marked
4400036 | 3 | 1994-09-29 | Removed From Ground | Gas | 5000 | Bare Steel | Galvanized Steel | Not Marked
4400036 | 4 | 1994-12-10 | Currently In Use | Gas | 10000 | STIP-3 | Fiberglass Reinforced Plastic | Pressure |  | 1994-12-10 |  | 1994-12-10
4400036 | 5A | 1994-12-10 | Currently In Use | Gas | 5000 | STIP-3 | Fiberglass Reinforced Plastic | Pressure |  | 1994-12-10 |  | 1994-12-10
4400036 | 5B | 1994-12-10 | Currently In Use | Gas | 5000 | STIP-3 | Fiberglass Reinforced Plastic | Pressure | N | 1994-12-10 | N | 1994-12-10
4400038 | 1 | 1983-01-01 | Currently In Use | Gas | 15000 | Steel-Impressed Current | Impressed Current | Pressure |  | 1998-09-01 |  | 1998-09-01
4400038 | 2 | 1991-05-05 | Currently In Use | Diesel | 10000 | Steel-Impressed Current | Impressed Current | Pressure |  | 1998-09-01 |  | 1998-09-01
4400038 | 3 | 1998-09-14 | Removed From Ground | Gas | 2000 | Bare Steel | Galvanized Steel | Suction: Valve At The Tank
4400038 | 4 | 1998-09-01 | Removed From Ground | Diesel | 10000 | Cathodically Protected Steel | Cathodically Protected | Suction: Valve At The Tank |  | 1998-09-01 |  | 1998-09-01
4400038 | 5 | 1998-09-01 | Removed From Ground | Diesel | 4000 | Cathodically Protected Steel | Cathodically Protected | Suction: Valve At The Tank |  | 1998-09-01 |  | 1998-09-01
4400039 | 1 | 2002-04-22 | Removed From Ground | Gas | 8000 | Bare Steel | Galvanized Steel | Pressure
4400039 | 2 | 2002-04-22 | Removed From Ground | Gas | 8000 | Bare Steel | Galvanized Steel | Pressure
4400039 | 3 | 2002-04-22 | Removed From Ground | Gas | 3000 | Bare Steel | Galvanized Steel | Suction: Valve At The Tank
4400040 | 1 | 1991-08-02 | Removed From Ground | Gas | 10000 | Bare Steel | Galvanized Steel | Not Marked
4400040 | 2 | 1991-08-01 | Currently In Use | Gas | 10000 | STIP-3 | Fiberglass Reinforced Plastic | Pressure |  | 1991-08-01 |  | 1991-08-01
4400040 | 3 | 1991-08-01 | Currently In Use | Diesel | 10000 | STIP-3 | Fiberglass Reinforced Plastic | Pressure |  | 1991-08-01 |  | 1991-08-01
4400041 | 1 | 1993-04-06 | Closed In Ground | Gas | 8000 | Fiberglass | Fiberglass Reinforced Plastic | Pressure
4400041 | 2 | 1993-04-06 | Closed In Ground | Gas | 8000 | Fiberglass | Fiberglass Reinforced Plastic | Pressure
4400041 | 3 | 1993-04-06 | Closed In Ground | Gas | 12000 | Fiberglass | Fiberglass Reinforced Plastic | Pressure
4400041 | 4 | 1993-04-06 | Closed In Ground | Diesel | 10000 | Fiberglass | Fiberglass Reinforced Plastic | Pressure
4400041 | 5 | 1993-04-06 | Closed In Ground | Used Oil | 1000 | Fiberglass | Fiberglass Reinforced Plastic | Pressure | Y |  | Y
4400043 | 1 | 1995-06-06 | Removed From Ground | Gas | 3000 | Bare Steel | Galvanized Steel | Not Marked
4400044 | 1 |  | Removed From Ground Date Unknown | Diesel | 2000 | Bare Steel | Galvanized Steel | Not Marked
4400045 | 1 | 1998-08-01 | Removed From Ground | Gas | 3000 | Bare Steel | Galvanized Steel | Not Marked
4400045 | 2 | 1998-08-01 | Removed From Ground | Gas | 2000 | Bare Steel | Galvanized Steel | Not Marked
4400045 | 3 | 1998-08-01 | Removed From Ground | Gas | 2000 | Bare Steel | Galvanized Steel | Not Marked
4400045 | 4 | 1998-08-01 | Removed From Ground | Diesel | 1034 | Bare Steel | Galvanized Steel | Not Marked
4400047 | 1 | 1991-07-11 | Permanently Out Of Use | Diesel | 12000 | Bare Steel | Bare Steel | Not Marked
4400047 | 2 |  | Removed From Ground Date Unknown | Diesel | 2000 | Bare Steel | Bare Steel | Not Marked
4400047 | 3 |  | Removed From Ground Date Unknown | Gas | 1000 | Bare Steel | Bare Steel | Not Marked
4400050 | 1 | 1999-08-27 | Removed From Ground | Diesel | 2000 | Bare Steel | Galvanized Steel | Suction: Valve At The Tank
4400050 | 2 | 1999-08-27 | Removed From Ground | Gas | 1000 | Bare Steel | Galvanized Steel | Not Marked
4400050 | 2 |  | Temporarily Out Of Use | Gas | 1000 | Bare Steel | Galvanized Steel | Not Marked
4400052 | 1 | 1997-03-25 | Removed From Ground | Diesel | 2000 | Bare Steel | Galvanized Steel | Not Marked
4400053 | 1 | 2015-12-22 | Temporarily Out Of Use | Diesel | 10000 | Steel-Impressed Current | Impressed Current | Pressure |  | 1998-09-01 |  | 1998-09-01
4400053 | 2 | 2015-12-22 | Temporarily Out Of Use | Gas | 10000 | Steel-Impressed Current | Impressed Current | Pressure |  | 1998-09-01 |  | 1998-09-01
4400053 | 3 | 1984-04-30 | Temporarily Out Of Use | Diesel | 10000 | Steel-Impressed Current | Impressed Current | Pressure | N | 1998-12-20 | N | 1998-12-20
4400053 | 4 | 2015-12-22 | Temporarily Out Of Use | Gas | 6000 | Steel-Impressed Current | Impressed Current | Pressure |  | 1998-09-01 |  | 1998-09-01
4400053 | 5 | 2015-12-22 | Temporarily Out Of Use | Gas | 6000 | Steel-Impressed Current | Impressed Current | Pressure |  | 1998-09-01 |  | 1998-09-01
4400058 | 1 |  | Removed From Ground Date Unknown | Gas | 1000 | Bare Steel | Galvanized Steel | Suction: Valve At The Tank
4400059 | 1 | 1999-03-11 | Removed From Ground | Diesel | 10000 | Bare Steel | Bare Steel | Suction: No Valve At The Tank
4400059 | 2 | 1991-11-01 | Removed From Ground | Hazardous Substance | 6000 | Bare Steel | Bare Steel | Not Marked
4400059 | 3 | 1992-05-01 | Removed From Ground | Hazardous Substance | 7500 | Bare Steel | Bare Steel | Not Marked
4400060 | 1 | 1997-09-23 | Removed From Ground | Diesel | 5000 | Bare Steel | Galvanized Steel | Not Marked
4400060 | 2 | 1997-09-23 | Removed From Ground | Gas | 1000 | Bare Steel | Galvanized Steel | Not Marked
4400060 | 3 | 1997-09-23 | Removed From Ground | Gas | 1000 | Bare Steel | Galvanized Steel | Not Marked
4400061 | 1 | 1970-05-05 | Currently In Use | Gas | 8000 | Steel-Impressed Current | Fiberglass Reinforced Plastic | Pressure |  | 1995-03-02 |  | 1995-03-02
4400061 | 2 | 1970-05-05 | Currently In Use | Gas | 8000 | Steel-Impressed Current | Fiberglass Reinforced Plastic | Pressure |  | 1995-03-02 |  | 1995-03-02
4400061 | 3 | 1970-05-05 | Currently In Use | Diesel | 6000 | Steel-Impressed Current | Fiberglass Reinforced Plastic | Pressure |  | 1995-03-02 |  | 1995-03-02
4400061 | 4 | 1970-05-05 | Currently In Use | Gas | 6000 | Steel-Impressed Current | Fiberglass Reinforced Plastic | Pressure |  | 1995-03-02 |  | 1995-03-02
4400062 | 1 | 1982-05-06 | Currently In Use | Gas | 10000 | Steel-Impressed Current | Cathodically Protected | Pressure |  | 1997-07-15 |  | 1997-07-15
4400062 | 2 | 1982-05-06 | Currently In Use | Gas | 8000 | Steel-Impressed Current | Cathodically Protected | Pressure |  | 1997-07-15 |  | 1997-07-15
4400062 | 3 | 1982-05-06 | Currently In Use | Gas | 4000 | Steel-Impressed Current | Cathodically Protected | Pressure |  | 1997-07-15 |  | 1997-07-15
4400063 | 1 | 2005-02-10 | Currently In Use | Gas | 10000 | Cathodically Protected Steel | Fiberglass Reinforced Plastic | Pressure |  | 1997-07-15 |  | 1997-07-15
4400063 | 2 | 1972-05-06 | Currently In Use | Gas | 8000 | Cathodically Protected Steel | Fiberglass Reinforced Plastic | Pressure |  | 1997-07-15 |  | 1997-07-15
4400063 | 3 | 1972-05-06 | Currently In Use | Gas | 4000 | Cathodically Protected Steel | Cathodically Protected | Pressure |  | 1997-07-15 |  | 1997-07-15
4400064 | 1 | 1982-05-06 | Currently In Use | Gas | 10000 | Steel-Impressed Current | Impressed Current | Pressure |  | 1998-08-01 |  | 1998-08-01
4400064 | 2 | 1982-05-06 | Currently In Use | Gas | 6000 | Steel-Impressed Current | Cathodically Protected | Pressure |  | 1998-08-01 |  | 1998-08-01
4400065 | 1 | 2010-09-01 | Temporarily Out Of Use | Diesel | 20000 | Cathodically Protected Steel | Cathodically Protected | Pressure |  | 1992-01-01 12:00 | Y | 1992-01-01 12:00
4400065 | 10 | 2003-01-20 | Closed In Ground | Gas | 20000 | Steel-Impressed Current | Cathodically Protected | Pressure
4400065 | 11 | 2003-01-20 | Removed From Ground | Used Oil | 10000 | Steel-Impressed Current | Cathodically Protected | Gravity Fed | Y |  | Y
4400065 | 12 | 2003-01-20 | Removed From Ground | Used Oil | 10000 | Steel-Impressed Current | Cathodically Protected | Gravity Fed | Y |  | Y
4400065 | 14 | 2010-09-01 | Temporarily Out Of Use | New Oil | 8000 | Composite | Fiberglass Reinforced Plastic | Suction: Valve At The Tank | N | 2003-05-01 12:00 | N | 2003-05-01 12:00
4400065 | 2 | 2010-09-01 | Temporarily Out Of Use | Diesel | 20000 | Cathodically Protected Steel | Cathodically Protected | Pressure |  | 1992-01-01 12:00 |  | 1992-01-01 12:00
4400065 | 3 | 2010-09-01 | Temporarily Out Of Use | Diesel | 12000 | Cathodically Protected Steel | Fiberglass Reinforced Plastic | Pressure |  | 1992-01-01 12:00 |  | 1992-01-01 12:00
4400065 | 4 | 2012-01-26 | Removed From Ground | Gas | 12000 | Cathodically Protected Steel | Fiberglass Reinforced Plastic | Pressure |  | 1992-01-01 |  | 1992-01-01
4400065 | 5 | 2012-01-26 | Removed From Ground | Gas | 12000 | Cathodically Protected Steel | Fiberglass Reinforced Plastic | Pressure |  | 1992-01-01 |  | 1992-01-01
4400065 | 6 | 2012-01-26 | Removed From Ground | Gas | 12000 | Cathodically Protected Steel | Fiberglass Reinforced Plastic | Pressure |  | 1992-01-01 |  | 1992-01-01
4400065 | 7 | 2003-01-20 | Removed From Ground | Gas | 4000 | Bare Steel | Unknown | Not Marked
4400065 | 8 | 2003-01-20 | Closed In Ground | Diesel | 20000 | Cathodically Protected Steel | Unknown | Not Marked
4400065 | 9 | 2003-01-20 | Closed In Ground | Diesel | 20000 | Cathodically Protected Steel | Unknown | Not Marked
4400066 | 1 | 1988-06-01 | Removed From Ground | Gas | 1000 | Bare Steel | Galvanized Steel | Not Marked
4400067 | 1 | 1990-09-25 | Removed From Ground | Gas | 500 | Bare Steel | Galvanized Steel | Not Marked
4400067 | 2 | 1990-09-25 | Removed From Ground | Gas | 500 | Bare Steel | Galvanized Steel | Not Marked
4400068 | 4A | 2007-10-10 | Currently In Use | Gas | 8000 | Composite Double Walled | Fiberglass Reinforced Plastic | Pressure | N | 2007-10-10 | N | 2007-10-10
4400068 | 4B | 2007-10-10 | Currently In Use | Gas | 4000 | Composite Double Walled | Fiberglass Reinforced Plastic | Pressure | N | 2007-10-10 | N | 2007-10-10
4400068 | T1 | 1993-06-07 | Removed From Ground | Gas | 6000 | Bare Steel | Galvanized Steel | Not Marked
4400068 | T2 | 1993-06-07 | Removed From Ground | Gas | 8000 | Bare Steel | Galvanized Steel | Not Marked
4400068 | T3 | 1993-06-07 | Removed From Ground | Gas | 6000 | Bare Steel | Galvanized Steel | Not Marked
4400069 | 1 | 2012-02-09 | Removed From Ground | Gas | 12000 | Composite Double Walled | Impressed Current | Pressure |  | 1988-01-01 |  | 1988-01-01
4400069 | 2 | 2012-02-09 | Removed From Ground | Gas | 12000 | Composite Double Walled | Impressed Current | Pressure |  | 1988-01-01 |  | 1988-01-01
4400069 | 3 | 2012-02-09 | Removed From Ground | Gas | 12000 | Composite Double Walled | Impressed Current | Pressure |  | 1988-01-01 |  | 1988-01-01
4400069 | 4 | 1998-06-01 | Closed In Ground | Gas | 12000 | Composite Double Walled | Fiberglass Reinforced Plastic | Pressure |  | 1988-01-01 |  | 1988-01-01
4400071 | 001 | 1991-01-01 | Removed From Ground | Diesel | 5000 | Unknown | Galvanized Steel | Not Marked
4400073 | 1 | 2006-11-08 | Removed From Ground | Gas | 6000 | Steel-Impressed Current | Cathodically Protected | Pressure |  | 1996-01-01 |  | 1996-01-01
4400073 | 10 | 2006-11-09 | Removed From Ground | Gas | 15000 | Steel-Impressed Current | Cathodically Protected | Pressure |  | 1996-01-01 |  | 1996-01-01
4400073 | 11 | 2006-11-08 | Removed From Ground | Used Oil | 500 | Steel-Impressed Current | Cathodically Protected | Not Marked |  | 1996-01-01 |  | 1996-01-01
4400073 | 12 | 2006-11-07 | Removed From Ground | Kerosene | 500 | Unknown | Unknown |  | N |  | N
4400073 | 2 | 2006-11-08 | Removed From Ground | Gas | 6000 | Steel-Impressed Current | Cathodically Protected | Pressure |  | 1996-01-01 |  | 1996-01-01
4400073 | 3 | 2006-11-08 | Removed From Ground | Gas | 6000 | Steel-Impressed Current | Cathodically Protected | Pressure |  | 1996-01-01 |  | 1996-01-01
4400073 | 4 | 2006-11-08 | Removed From Ground | Gas | 6000 | Steel-Impressed Current | Cathodically Protected | Suction: No Valve At The Tank |  | 1996-01-01 |  | 1996-01-01
4400073 | 5 | 2006-11-07 | Removed From Ground | Diesel | 8000 | Steel-Impressed Current | Cathodically Protected | Pressure |  | 1996-01-01 |  | 1996-01-01
4400073 | 6 | 2006-12-18 | Removed From Ground | Gas | 12000 | Steel-Impressed Current | Cathodically Protected | Pressure |  | 1996-01-01 |  | 1996-01-01
4400073 | 7 | 2006-12-18 | Removed From Ground | Diesel | 14500 | Steel-Impressed Current | Cathodically Protected | Pressure |  | 1997-01-01 |  | 1996-01-01
4400073 | 8 | 2006-11-09 | Removed From Ground | Gas | 15000 | Steel-Impressed Current | Cathodically Protected | Pressure |  | 1996-01-01 |  | 1996-01-01
4400073 | 9 | 2006-12-18 | Removed From Ground | Gas | 12000 | Steel-Impressed Current | Cathodically Protected | Pressure |  | 1996-01-01 |  | 1996-01-01
4400074 | 1 | 2009-03-31 | Removed From Ground | Gas | 8000 | Steel-Impressed Current | Impressed Current | Pressure |  | 1996-01-01 |  | 1996-01-01
4400074 | 2 | 2009-03-31 | Removed From Ground | Gas | 6000 | Steel-Impressed Current | Impressed Current | Pressure |  | 1996-01-01 |  | 1996-01-01
4400074 | 3 | 2009-03-31 | Removed From Ground | Diesel | 6000 | Steel-Impressed Current | Impressed Current | Pressure |  | 1996-01-01 |  | 1996-01-01
4400074 | 4 | 2004-04-19 | Removed From Ground | Used Oil | 500 | Steel-Impressed Current | Cathodically Protected | Suction: No Valve At The Tank |  | 1996-01-01 |  | 1996-01-01
4400075 | 1 | 1995-07-01 | Removed From Ground | Gas | 2000 | Bare Steel | Galvanized Steel | Not Marked
4400075 | 2 | 1995-07-01 | Removed From Ground | Gas | 2000 | Bare Steel | Galvanized Steel | Not Marked
4400075 | 3 | 1995-07-01 | Removed From Ground | Gas | 1000 | Bare Steel | Galvanized Steel | Not Marked
4400075 | 4 | 1995-07-01 | Removed From Ground | Diesel | 1000 | Bare Steel | Galvanized Steel | Not Marked
4400075 | 5 | 1995-07-01 | Removed From Ground | Diesel | 1000 | Bare Steel | Galvanized Steel | Not Marked
4400075 | 6A | 1995-06-23 | Currently In Use | Gas | 8000 | Epoxy | Double Walled Flex | Pressure |  | 1995-06-28 |  | 1995-07-01
4400075 | 6B | 1995-06-23 | Currently In Use | Gas | 4000 | Epoxy | Double Walled Flex | Pressure |  | 1995-06-28 |  | 1995-07-01
4400075 | 7 | 1995-06-23 | Currently In Use | Gas | 12000 | Epoxy | Double Walled Flex | Pressure | N | 1995-06-28 | N | 1995-06-28
4400076 | 1 |  | Removed From Ground Date Unknown | Gas | 3000 | Bare Steel | Galvanized Steel | Not Marked
4400076 | 2 |  | Removed From Ground Date Unknown | Gas | 3000 | Bare Steel | Galvanized Steel | Not Marked
4400076 | 3 |  | Removed From Ground Date Unknown | Gas | 3000 | Bare Steel | Galvanized Steel | Not Marked
4400076 | 4 |  | Removed From Ground Date Unknown | Hazardous Substance | 500 | Bare Steel | Galvanized Steel | Not Marked
4400078 | 1 | 2006-08-30 | Temporarily Out Of Use | Gas | 6000 | Steel-Impressed Current | Cathodically Protected | Suction: No Valve At The Tank |  | 1997-04-15 |  | 1997-04-15
4400078 | 1 |  | Removed From Ground Date Unknown | Gas | 6000 | Steel-Impressed Current | Cathodically Protected | Suction: No Valve At The Tank |  | 1997-04-15 |  | 1997-04-15
4400078 | 2 | 2006-08-30 | Temporarily Out Of Use | Gas | 6000 | Steel-Impressed Current | Cathodically Protected | Suction: No Valve At The Tank |  | 1997-04-15 |  | 1997-04-15
4400078 | 2 |  | Removed From Ground Date Unknown | Gas | 6000 | Steel-Impressed Current | Cathodically Protected | Suction: No Valve At The Tank |  | 1997-04-15 |  | 1997-04-15
4400078 | 4 | 2006-08-30 | Temporarily Out Of Use | Gas | 2000 | Steel-Impressed Current | Cathodically Protected | Suction: No Valve At The Tank |  | 1997-04-15 |  | 1997-04-15
4400078 | 4 |  | Removed From Ground Date Unknown | Gas | 2000 | Steel-Impressed Current | Cathodically Protected | Suction: No Valve At The Tank |  | 1997-04-15 |  | 1997-04-15
4400083 | 1 | 1994-05-25 | Removed From Ground | Gas | 1000 | Bare Steel | Galvanized Steel | Not Marked
4400088 | 1 |  | Permanently Out Of Use | Gas | 6000 | Bare Steel | Galvanized Steel | Not Marked
4400088 | 2 |  | Permanently Out Of Use | Gas | 6000 | Bare Steel | Galvanized Steel | Not Marked
4400088 | 3 |  | Permanently Out Of Use | Gas | 6000 | Bare Steel | Galvanized Steel | Not Marked
4400088 | 4 | 1998-11-01 | Removed From Ground | Used Oil | 560 | Bare Steel | Bare Steel | Not Marked | Y |  | Y
4400088 | 5 | 2016-07-14 | Removed From Ground | Gas | 10000 | Steel-Galvanic | Fiberglass Reinforced Plastic | Pressure |  | 1998-01-01 |  | 1998-01-01
4400088 | 6 | 2016-07-14 | Removed From Ground | Diesel | 6000 | Steel-Galvanic | Fiberglass Reinforced Plastic | Pressure |  | 1998-01-01 |  | 1998-01-01
4400088 | 7 | 2016-07-14 | Removed From Ground | Gas | 5000 | Steel-Galvanic | Fiberglass Reinforced Plastic | Pressure |  | 1998-01-01 |  | 1998-01-01
4400089 | 1 | 1981-02-06 | Currently In Use | Gas | 4000 | Not Marked/Unknown | Fiberglass Reinforced Plastic | Pressure |  | 1999-02-20 |  | 1999-02-20
4400089 | 2 |  | Currently In Use | Gas | 6000 | Not Marked/Unknown | Fiberglass Reinforced Plastic | Pressure |  | 1999-02-20 |  | 1999-02-20
4400090 | 1 | 1998-12-15 | Removed From Ground | Gas | 1000 | Cathodically Protected Steel | Galvanized Steel | Pressure
4400090 | 2 | 1998-12-15 | Removed From Ground | Gas | 1000 | Cathodically Protected Steel | Galvanized Steel | Pressure
4400090 | 3 | 1998-12-15 | Removed From Ground | Diesel | 1000 | Bare Steel | Galvanized Steel | Pressure
4400090 | 4 | 1998-12-15 | Currently In Use | Gas | 1000 | STIP-3 | Fiberglass Reinforced Plastic | Suction: Valve At The Tank |  | 1998-12-15 |  | 1998-12-15
4400090 | 5 | 1998-12-15 | Currently In Use | Gas | 2000 | Composite | Fiberglass Reinforced Plastic | Suction: Valve At The Tank |  | 1998-12-15 |  | 1998-12-15
4400093 | 1 | 1988-12-01 | Removed From Ground | Gas | 1000 | Bare Steel | Galvanized Steel | Not Marked
4400094 | 1 | 1993-09-09 | Removed From Ground | Used Oil | 200 | Bare Steel | Bare Steel | Not Marked | Y |  | Y
4400095 | 1 | 1996-04-22 | Removed From Ground | Other | 2000 | Bare Steel | Copper | Suction: Valve At The Tank
4400096 | 1 | 1989-12-12 | Removed From Ground | Gas | 12000 | Bare Steel | Galvanized Steel | Pressure
4410002 | 1 | 1995-07-19 | Removed From Ground | Gas | 500 | Bare Steel | Unknown | Not Marked
4410002 | 2 | 1995-07-19 | Removed From Ground | Gas | 1000 | Bare Steel | Galvanized Steel | Not Marked
4410002 | 3 | 2002-04-01 | Currently In Use | Gas | 2500 | Fiberglass Double Walled | Fiberglass Reinforced Plastic | Suction: No Valve At The Tank | N | 2002-04-01 | N | 2002-04-01
4410002 | 4 | 2002-04-01 | Currently In Use | Diesel | 2500 | Fiberglass Double Walled | Fiberglass Reinforced Plastic | Suction: No Valve At The Tank | N | 2002-04-01 | N | 2002-04-01
4410003 | 1 |  | Removed From Ground Date Unknown | LP GAS | 250 | Bare Steel | Unknown | Not Marked
4410003 | 2 |  | Removed From Ground Date Unknown | LP GAS | 250 | Bare Steel | Unknown | Not Marked
4410003 | 3 |  | Removed From Ground Date Unknown | LP GAS | 250 | Bare Steel | Unknown | Not Marked
4410003 | 4 |  | Removed From Ground Date Unknown | LP GAS | 250 | Bare Steel | Unknown | Not Marked
4410003 | 5 |  | Removed From Ground Date Unknown | LP GAS | 250 | Bare Steel | Unknown | Not Marked
4410003 | 6 |  | Removed From Ground Date Unknown | LP GAS | 250 | Bare Steel | Unknown | Not Marked
4410003 | 7 | 2013-01-15 | Temporarily Out Of Use | Gas | 2500 | Fiberglass Double Walled | Fiberglass Reinforced Plastic | Suction: No Valve At The Tank | N | 2003-06-01 | N | 2003-06-01
4410003 | 8 | 2013-01-15 | Temporarily Out Of Use | Diesel | 2500 | Fiberglass Double Walled | Fiberglass Reinforced Plastic | Suction: No Valve At The Tank | N | 2003-06-01 | N | 2003-06-01
4410004 | 1 | 1998-12-17 | Removed From Ground | Gas | 10000 | Bare Steel | Galvanized Steel | Not Marked
4410004 | 2 | 1987-07-01 | Removed From Ground | Empty | 1000 | Bare Steel | Galvanized Steel | Not Marked
4410004 | 2D | 1998-12-17 | Removed From Ground | Diesel | 10000 | Bare Steel | Galvanized Steel | Suction: No Valve At The Tank
4410004 | 3 | 1987-07-01 | Removed From Ground | Empty | 5000 | Bare Steel | Galvanized Steel | Not Marked
4410004 | 4 | 1987-07-01 | Removed From Ground | Empty | 2500 | Bare Steel | Galvanized Steel | Not Marked
4410004 | 5 |  | Permanently Out Of Use | Empty | 2000 | Bare Steel | Galvanized Steel | Not Marked
4410004 | 6 |  | Permanently Out Of Use | Gas | 1000 | Bare Steel | Galvanized Steel | Not Marked
4410004 | 7 |  | Permanently Out Of Use | Gas | 1000 | Bare Steel | Galvanized Steel | Not Marked
4410005 | 1 | 1988-01-01 | Removed From Ground | Diesel | 10000 | Bare Steel | Galvanized Steel | Not Marked
4410005 | 2 | 1988-01-01 | Removed From Ground | Gas | 10000 | Bare Steel | Galvanized Steel | Not Marked
4410005 | 3 | 1988-01-01 | Removed From Ground | Gas | 10000 | Bare Steel | Galvanized Steel | Not Marked
4410006 | 1 | 1995-08-11 | Removed From Ground | Gas | 1000 | Bare Steel | Galvanized Steel | Not Marked
4410006 | 2 | 1995-08-11 | Removed From Ground | Gas | 1000 | Bare Steel | Galvanized Steel | Not Marked
4410006 | 3 | 1995-08-11 | Removed From Ground | Gas | 1000 | Bare Steel | Galvanized Steel | Not Marked
4410007 | 1 | 1992-03-20 | Removed From Ground | Gas | 10000 | Cathodically Protected Steel | Galvanized Steel | Not Marked
4410007 | 2 | 1992-03-20 | Removed From Ground | Gas | 10000 | Cathodically Protected Steel | Galvanized Steel | Not Marked
4410007 | 3 | 1992-03-20 | Removed From Ground | Gas | 5000 | Cathodically Protected Steel | Galvanized Steel | Not Marked
4410007 | 4 | 1992-03-20 | Removed From Ground | Used Oil | 550 | Cathodically Protected Steel | Galvanized Steel | Not Marked | Y |  | Y
4410007 | 5 | 1992-03-01 | Currently In Use | Gas | 10000 | Epoxy | Fiberglass Reinforced Plastic | Pressure |  | 1991-09-25 |  | 1992-03-01
4410007 | 6 | 1992-03-01 | Currently In Use | Gas | 10000 | Epoxy | Fiberglass Reinforced Plastic | Pressure |  | 1992-03-01 |  | 1992-03-01
4410007 | 7 | 1992-03-01 | Currently In Use | Diesel | 5000 | Epoxy | Fiberglass Reinforced Plastic | Pressure |  | 1992-03-01 |  | 1992-03-01
4410007 | 8 | 1998-04-01 | Currently In Use | Gas | 15000 | Epoxy | Fiberglass Reinforced Plastic | Suction: No Valve At The Tank | N | 1998-04-01 | N | 1998-04-01
4410008 | 1 | 1992-02-12 | Removed From Ground | Diesel | 560 | Bare Steel | Galvanized Steel | Not Marked
4410010 | 1 |  | Removed From Ground Date Unknown | Other | 1200 | Bare Steel | Unknown | Not Marked
4410012 | 1 | 1990-06-12 | Removed From Ground | Gas | 10000 | Bare Steel | Galvanized Steel | Not Marked
4410012 | 2 | 1990-06-12 | Removed From Ground | Gas | 10000 | Bare Steel | Galvanized Steel | Not Marked
4410012 | 3 | 1990-06-12 | Removed From Ground | Gas | 10000 | Bare Steel | Galvanized Steel | Not Marked
4410018 | 1 | 1986-11-01 | Removed From Ground | Kerosene | 2000 | Bare Steel | Galvanized Steel | Not Marked
4410019 | 1 | 1999-02-01 | Removed From Ground | Gas | 1000 | Bare Steel | Galvanized Steel | Suction: No Valve At The Tank
4410019 | 2 | 1999-02-01 | Removed From Ground | Gas | 2000 | Bare Steel | Galvanized Steel | Suction: No Valve At The Tank
4410019 | 3 | 1993-11-19 | Removed From Ground | Gas | 4000 | Bare Steel | Galvanized Steel | Suction: No Valve At The Tank
4410019 | 4 | 1999-02-01 | Removed From Ground | Kerosene | 1000 | Bare Steel | Galvanized Steel | Suction: No Valve At The Tank
4410019 | 5 | 1999-02-01 | Removed From Ground | Gas | 4000 | Cathodically Protected Steel | Galvanized Steel | Suction: No Valve At The Tank
4410020 | 1 | 1997-02-01 | Removed From Ground | Gas | 12000 | Bare Steel | Galvanized Steel | Pressure |  | 1988-01-01 |  | 1988-01-01
4410020 | 2 | 1997-02-01 | Removed From Ground | Gas | 12000 | Bare Steel | Galvanized Steel | Pressure |  | 1988-01-01 |  | 1988-01-01
4410020 | 3 | 1997-02-01 | Removed From Ground | Gas | 12000 | Bare Steel | Galvanized Steel | Pressure |  | 1988-01-01 |  | 1988-01-01
4410020 | 4 | 1994-07-11 | Removed From Ground | Diesel | 12000 | Bare Steel | Galvanized Steel | Pressure
4410020 | 5 | 2014-06-23 | Temporarily Out Of Use | Gas | 12000 | Fiberglass Double Walled | Fiberglass Reinforced Plastic | Pressure |  | 1997-02-01 |  | 1997-02-01
4410020 | 6 | 2014-06-23 | Temporarily Out Of Use | Gas | 12000 | Fiberglass Double Walled | Fiberglass Reinforced Plastic | Pressure |  | 1997-02-01 |  | 1997-02-01
4410020 | 7 | 2014-06-23 | Temporarily Out Of Use | Gas | 12000 | Fiberglass Double Walled | Fiberglass Reinforced Plastic | Pressure |  | 1997-02-01 |  | 1997-02-01
4410021 | 1 | 1998-12-31 | Removed From Ground | Gas | 1000 | Bare Steel | Galvanized Steel | Suction: No Valve At The Tank
4410021 | 2 | 1998-12-21 | Removed From Ground | Gas | 1000 | Bare Steel | Galvanized Steel | Suction: No Valve At The Tank
4410024 | 1 | 1996-07-01 | Removed From Ground | Gas | 2000 | Bare Steel | Galvanized Steel | Not Marked
4410024 | 2 | 1996-07-01 | Removed From Ground | Gas | 2000 | Bare Steel | Galvanized Steel | Not Marked
4410027 | 1 | 1997-06-05 | Removed From Ground | Diesel | 3000 | Bare Steel | Galvanized Steel | Not Marked
4410027 | 2 | 1997-06-05 | Removed From Ground | Gas | 3000 | Bare Steel | Galvanized Steel | Not Marked
4410027 | 3 | 1997-06-05 | Removed From Ground | Gas | 3000 | Bare Steel | Galvanized Steel | Not Marked
4410027 | 4 | 1997-06-01 | Removed From Ground | Diesel | 550 | Bare Steel | Galvanized Steel | Not Marked
4410028 | 1 | 1999-01-25 | Currently In Use | Diesel | 1000 | Steel-Impressed Current | Cathodically Protected | Suction: Valve At The Tank |  | 1999-01-25 |  | 1999-01-25
4410028 | 2 | 1999-01-25 | Currently In Use | Kerosene | 1000 | Steel-Impressed Current | Cathodically Protected | Suction: Valve At The Tank |  | 1999-01-25 |  | 1999-01-25
4410028 | 3 | 1999-01-25 | Currently In Use | Gas | 2000 | Steel-Impressed Current | Cathodically Protected | Suction: Valve At The Tank | N | 1999-01-25 | N | 1999-01-25
4410028 | 4 | 1999-01-25 | Currently In Use | Gas | 3000 | Steel-Impressed Current | Cathodically Protected | Suction: Valve At The Tank | N | 1999-01-25 | N | 1999-01-25
4410028 | 5 | 1999-01-25 | Currently In Use | Gas | 3000 | Steel-Impressed Current | Cathodically Protected | Suction: Valve At The Tank | N | 1999-01-25 | N | 1999-01-25
4420001 | 1 | 1988-11-28 | Removed From Ground | Gas | 5000 | Bare Steel | Galvanized Steel | Not Marked
4420001 | 2 | 1988-11-28 | Removed From Ground | Gas | 4000 | Bare Steel | Galvanized Steel | Not Marked
4420001 | 3 | 1988-11-22 | Removed From Ground | Gas | 6000 | Bare Steel | Galvanized Steel | Not Marked
4420001 | 4 |  | Removed From Ground Date Unknown | Diesel | 3000 | Bare Steel | Galvanized Steel | Not Marked
4420001 | H2-1 | 1998-12-01 | Removed From Ground | Heating Oil | 10000 | Bare Steel | Galvanized Steel | Suction: No Valve At The Tank
4420001 | H2-2 | 1998-12-01 | Removed From Ground | Heating Oil | 5000 | Bare Steel | Galvanized Steel | Suction: No Valve At The Tank
4420001 | K-3 | 1998-12-01 | Removed From Ground | Kerosene | 5000 | Bare Steel | Galvanized Steel | Suction: No Valve At The Tank
4420003 | 201 | 1993-09-01 | Removed From Ground | Gas | 10000 | Bare Steel | Galvanized Steel | Suction: Valve At The Tank
4420003 | 202 | 1993-09-01 | Removed From Ground | Gas | 10000 | Bare Steel | Galvanized Steel | Suction: No Valve At The Tank
4420003 | 203 | 1993-09-01 | Removed From Ground | Gas | 6000 | Cathodically Protected Steel | Galvanized Steel | Suction: No Valve At The Tank
4420003 | 204 | 2002-10-04 | Currently In Use | Gas | 10000 | Fiberglass | Fiberglass Reinforced Plastic | Pressure |  | 1993-09-01 |  | 1993-09-01
4420003 | 205 | 2003-06-09 | Currently In Use | Gas | 8000 | Fiberglass | Fiberglass Reinforced Plastic | Pressure |  | 1993-09-01 |  | 1993-09-01
4420003 | 206 | 2003-06-09 | Currently In Use | Diesel | 8000 | Fiberglass | Fiberglass Reinforced Plastic | Pressure |  | 1993-09-01 |  | 1993-09-01
4420004 | 2001 | 1999-03-09 | Permanently Out Of Use | Gas | 10000 | Bare Steel | Galvanized Steel | Suction: No Valve At The Tank
4420004 | 2002 | 1999-03-09 | Permanently Out Of Use | Gas | 8000 | Bare Steel | Galvanized Steel | Suction: No Valve At The Tank
4420004 | 2003 | 1999-03-09 | Permanently Out Of Use | Gas | 6000 | Bare Steel | Galvanized Steel | Suction: No Valve At The Tank
4420005 | 1 | 2010-01-12 | Removed From Ground | Diesel | 10000 | Steel-Impressed Current | Cathodically Protected | Suction: Valve At The Tank |  | 1997-07-21 |  | 1997-07-21
4420005 | 2 | 1997-07-09 | Removed From Ground | Gas | 5000 | Bare Steel | Galvanized Steel | Not Marked
4420005 | 2G | 2010-01-12 | Removed From Ground | Gas | 2000 | Composite | Fiberglass Reinforced Plastic | Suction: Valve At The Tank |  | 1997-07-11 |  | 1997-07-11
4420007 | 1 | 1990-04-01 | Removed From Ground | Gas | 500 | Bare Steel | Galvanized Steel | Not Marked
4420007 | 2 | 1990-04-01 | Removed From Ground | Gas | 500 | Bare Steel | Galvanized Steel | Not Marked
4420007 | 3 | 1990-04-01 | Removed From Ground | Gas | 6000 | Bare Steel | Galvanized Steel | Not Marked
4420007 | 4 | 1990-04-01 | Currently In Use | Gas | 10000 | Steel-Galvanic | Fiberglass Reinforced Plastic | Pressure |  | 1990-04-01 |  | 1990-04-01
4420008 | 1 | 1998-11-04 | Removed From Ground | Gas | 2000 | Bare Steel | Galvanized Steel | Suction: Valve At The Tank
4420008 | 2 | 1998-11-04 | Removed From Ground | Diesel | 2000 | Bare Steel | Galvanized Steel | Suction: Valve At The Tank
4420008 | 3 | 1998-11-04 | Removed From Ground | Gas | 2000 | Bare Steel | Galvanized Steel | Suction: Valve At The Tank
4420009 | 1 | 1998-07-28 | Closed In Ground | Gas | 1000 | Bare Steel | Galvanized Steel | Suction: No Valve At The Tank
4420009 | 2 | 1998-07-28 | Closed In Ground | Gas | 1000 | Bare Steel | Galvanized Steel | Not Marked
4420009 | 3 | 1998-07-28 | Closed In Ground | Gas | 500 | Bare Steel | Galvanized Steel | Not Marked
4420012 | 10104-1 | 1989-12-01 | Removed From Ground | Gas | 1000 | Bare Steel | Not Marked | Not Marked
4420012 | 104D1 | 2003-08-20 | Removed From Ground | Diesel | 2000 | Bare Steel | Galvanized Steel | Suction: Valve At The Tank
4420012 | 104G1 | 2003-08-20 | Removed From Ground | Gas | 2000 | Bare Steel | Galvanized Steel | Suction: Valve At The Tank
4420014 | 1 | 1999-04-01 | Removed From Ground | Gas | 6000 | Bare Steel | Galvanized Steel | Not Marked
4420014 | 2 | 1999-04-01 | Removed From Ground | Gas | 6000 | Bare Steel | Galvanized Steel | Not Marked
4420014 | 3 | 1999-04-01 | Removed From Ground | Gas | 1100 | Bare Steel | Galvanized Steel | Not Marked
4420014 | 4 | 1999-04-01 | Removed From Ground | Diesel | 1100 | Bare Steel | Galvanized Steel | Not Marked
4420014 | 5 | 1999-04-01 | Removed From Ground | Gas | 552 | Marked Unknown | Unknown | Not Marked
4420015 | 1 | 1998-09-11 | Removed From Ground | Gas | 4000 | Bare Steel | Galvanized Steel | Not Marked
4420015 | 2 | 1991-10-01 | Closed In Ground | Gas | 1000 | Bare Steel | Galvanized Steel | Not Marked
4420015 | 3 | 1991-10-01 | Closed In Ground | Gas | 1000 | Bare Steel | Galvanized Steel | Not Marked
4420015 | 4 | 1991-10-01 | Closed In Ground | Gas | 1000 | Bare Steel | Galvanized Steel | Not Marked
4420017 | 1 | 2001-05-15 | Removed From Ground | Gas | 3000 | Bare Steel | Galvanized Steel | Not Marked
4420017 | 2 | 2001-05-15 | Removed From Ground | Gas | 3000 | Bare Steel | Galvanized Steel | Not Marked
4420017 | 3 | 2001-05-15 | Removed From Ground | Gas | 2000 | Bare Steel | Galvanized Steel | Not Marked
4420017 | 4 | 2001-05-15 | Removed From Ground | Diesel | 1000 | Bare Steel | Galvanized Steel | Not Marked
4420017 | 5 | 2001-05-15 | Removed From Ground | Kerosene | 500 | Bare Steel | Galvanized Steel | Not Marked
4420018 | 1 | 1999-04-01 | Removed From Ground | Gas | 8000 | Bare Steel | Galvanized Steel | Pressure
4420018 | 2 | 1999-04-01 | Removed From Ground | Gas | 8000 | Bare Steel | Galvanized Steel | Pressure
4420018 | 3 | 1999-04-01 | Removed From Ground | Gas | 6000 | Bare Steel | Galvanized Steel | Pressure
4420018 | 4 | 1999-04-01 | Removed From Ground | Other | 550 | Marked Unknown | Not Marked | Not Marked
4420018 | 5 | 1999-04-01 | Removed From Ground | Other | 550 | Marked Unknown | Not Marked | Not Marked
4420018 | 6 | 1999-04-01 | Removed From Ground | Other | 550 | Marked Unknown | Not Marked | Not Marked
4420018 | 7 | 1999-05-05 | Currently In Use | Gas | 12000 | Fiberglass | Double Walled Flex | Pressure |  | 1999-05-05 |  | 1999-05-05
4420018 | 8 | 1999-05-05 | Currently In Use | Gas | 10000 | Fiberglass | Double Walled Flex | Pressure |  | 1999-05-05 |  | 1999-05-05
4420018 | 9 | 1999-05-05 | Currently In Use | Diesel | 10000 | Fiberglass | Double Walled Flex | Pressure |  | 1999-05-05 |  | 1999-05-05
4420020 | 1 | 2000-02-01 | Removed From Ground | Gas | 3000 | Bare Steel | Galvanized Steel | Suction: Valve At The Tank
4420020 | 2 | 2000-02-01 | Removed From Ground | Gas | 2000 | Cathodically Protected Steel | Galvanized Steel | Suction: Valve At The Tank
4420020 | 3 | 2000-02-01 | Removed From Ground | Gas | 2000 | Cathodically Protected Steel | Galvanized Steel | Suction: Valve At The Tank
4420020 | 4 | 2000-02-01 | Removed From Ground | Diesel | 1000 | Bare Steel | Galvanized Steel | Suction: Valve At The Tank
4420020 | 5 | 2000-02-01 | Removed From Ground | Diesel | 1000 | Bare Steel | Galvanized Steel | Suction: Valve At The Tank
4420021 | 1 | 1982-04-01 | Currently In Use | Gas | 2000 | Bare Steel | Galvanized Steel | Not Marked
4420021 | 2 | 1982-04-01 | Currently In Use | Gas | 560 | Bare Steel | Galvanized Steel | Not Marked
4420021 | 3 | 1982-04-01 | Currently In Use | Diesel | 560 | Bare Steel | Galvanized Steel | Not Marked
4420023 | 1 | 1983-05-08 | Currently In Use | Gas | 10000 | Steel-Impressed Current | Impressed Current | Suction: Valve At The Tank |  | 1998-10-20 |  | 1998-10-20
4420023 | 2 | 1983-05-08 | Currently In Use | Gas | 6000 | Steel-Impressed Current | Impressed Current | Suction: Valve At The Tank |  | 1998-10-20 |  | 1998-10-20
4420023 | 3 | 1983-05-08 | Currently In Use | Gas | 6000 | Steel-Impressed Current | Impressed Current | Suction: Valve At The Tank |  | 1998-10-20 |  | 1998-10-20
4420023 | 4 | 1983-05-08 | Currently In Use | Diesel | 1000 | Steel-Impressed Current | Impressed Current | Suction: Valve At The Tank |  | 1998-10-20 |  | 1998-10-20
4420023 | 5 | 1989-05-01 | Currently In Use | Gas | 1000 | Steel-Impressed Current | Impressed Current | Suction: Valve At The Tank |  | 1989-05-01 |  | 1989-05-01
4430002 | 1 | 1983-01-01 | Removed From Ground | Heating Oil | 1500 | Bare Steel | Galvanized Steel | Not Marked
4430004 | 1 |  | Permanently Out Of Use | Heating Oil | 3000 | Bare Steel | Galvanized Steel | Not Marked
4430005 | 1 |  | Removed From Ground Date Unknown | Heating Oil | 3000 | Bare Steel | Galvanized Steel | Not Marked
4430006 | 1 | 1992-01-01 | Removed From Ground | Heating Oil | 3000 | Bare Steel | Galvanized Steel | Not Marked
4430007 | 1 |  | Removed From Ground Date Unknown | Heating Oil | 3000 | Bare Steel | Galvanized Steel | Not Marked
4430009 | 1 | 1983-01-01 | Removed From Ground | Heating Oil | 3000 | Bare Steel | Galvanized Steel | Not Marked
4430010 | 1 | 1998-03-01 | Removed From Ground | Empty | 10000 | Bare Steel | Galvanized Steel | Suction: Valve At The Tank
4430010 | 2 | 1998-03-01 | Removed From Ground | Empty | 6000 | Bare Steel | Galvanized Steel | Suction: Valve At The Tank
4430010 | 3 | 2009-10-23 | Currently In Use | Gas | 10000 | Composite Double Walled | Fiberglass/Double Walled | Pressure | N | 2009-10-23 | N | 2009-10-23
4430010 | 4 | 2009-10-23 | Currently In Use | Diesel | 20000 | Composite Double Walled | Fiberglass/Double Walled | Pressure | N | 2009-10-23 | N | 2009-10-23
4430010 | 5 | 2009-10-23 | Currently In Use | Diesel | 20000 | Composite Double Walled | Fiberglass/Double Walled | Pressure | N | 2009-10-23 | N | 2009-10-23
4430011 | 1 | 2002-01-17 | Removed From Ground | Gas | 4000 | Bare Steel | Galvanized Steel | Not Marked
4430012 | 1 | 1995-08-01 | Removed From Ground | Gas | 10000 | Bare Steel | Galvanized Steel | Not Marked
4430013 | 1 | 1992-06-10 | Removed From Ground | Diesel | 18000 | Cathodically Protected Steel | Galvanized Steel | Suction: No Valve At The Tank |  | 1992-08-03 |  | 1992-08-03
4430013 | 2A | 1992-08-03 | Currently In Use | Diesel | 8000 | STIP-3 | Fiberglass Reinforced Plastic | Suction: No Valve At The Tank |  | 1992-08-03 |  | 1992-08-03
4430013 | 2B | 1992-08-03 | Currently In Use | Gas | 2000 | STIP-3 | Fiberglass Reinforced Plastic | Suction: No Valve At The Tank | N | 1992-08-30 | N | 1992-08-30
4430014 | 076A | 1997-03-16 | Removed From Ground | Diesel | 560 | Bare Steel | Unknown | Not Marked
4430014 | 076B | 1997-03-16 | Removed From Ground | Gas | 1000 | Bare Steel | Unknown | Not Marked
4430014 | 076C | 1997-03-16 | Removed From Ground | Gas | 1000 | Bare Steel | Unknown | Not Marked
4430014 | 076E | 2010-07-16 | Removed From Ground | Gas | 1000 | Fiberglass Double Walled | Fiberglass Reinforced Plastic | Suction: No Valve At The Tank |  | 1997-03-01 |  | 1997-03-01
4430014 | 17E | 1997-03-01 | Removed From Ground | Diesel | 2000 | Bare Steel | Bare Steel | Not Marked
4430014 | 70 | 1997-03-01 | Removed From Ground | Diesel | 5000 | Bare Steel | Bare Steel | Not Marked
4430015 | 1 | 1994-03-01 | Removed From Ground | Used Oil | 12000 | Bare Steel | Bare Steel | Gravity Fed | Y |  | Y
4430015 | 2 | 1994-03-01 | Removed From Ground | Diesel | 6000 | Bare Steel | Bare Steel | Suction: No Valve At The Tank
4430015 | 3 | 1994-03-01 | Removed From Ground | Diesel | 3000 | Bare Steel | Bare Steel | Suction: No Valve At The Tank
4430015 | 4 | 1994-03-01 | Removed From Ground | Diesel | 3000 | Bare Steel | Bare Steel | Suction: No Valve At The Tank
4430016 | 1 | 1998-10-09 | Removed From Ground | Gas | 6000 | Not Marked/Unknown | Galvanized Steel | Not Marked
4430016 | 2 | 1998-10-09 | Removed From Ground | Gas | 6000 | Not Marked/Unknown | Galvanized Steel | Not Marked
4430016 | 3 | 1998-10-09 | Removed From Ground | Gas | 3000 | Not Marked/Unknown | Galvanized Steel | Not Marked
4430018 | 1 | 1997-05-01 | Closed In Ground | Diesel | 560 | Bare Steel | Copper | Suction: No Valve At The Tank
4430018 | 2 | 1998-04-01 | Closed In Ground | Diesel | 10000 | Bare Steel | Copper | Suction: No Valve At The Tank
4430018 | 3 | 1997-06-01 | Removed From Ground | Diesel | 1000 | Bare Steel | Copper | Suction: No Valve At The Tank
4430018 | 4 | 1997-06-27 | Currently In Use | Diesel | 2000 | Composite | Double Walled Flex | Suction: No Valve At The Tank |  | 1997-06-27 |  | 1997-06-27
4430018 | 5 | 1998-04-01 | Currently In Use | Diesel | 10000 | Composite | Double Walled Flex | Pressure |  | 1998-04-07 |  | 1998-04-07
4430018 | 6 | 1998-04-01 | Currently In Use | Diesel | 2000 | Composite | Double Walled Flex | Suction: No Valve At The Tank |  | 1998-04-07 |  | 1998-04-07
4430021 | 1 | 1976-02-27 | Currently In Use | Gas | 8000 | Steel-Impressed Current | Impressed Current | Suction: Valve At The Tank |  | 1998-12-07 |  | 1998-12-07
4430021 | 2 | 1976-02-27 | Currently In Use | Gas | 8000 | Steel-Impressed Current | Impressed Current | Suction: Valve At The Tank |  | 1998-12-07 |  | 1998-12-07
4430021 | 3 | 1976-02-27 | Currently In Use | Gas | 6000 | Steel-Impressed Current | Impressed Current | Suction: Valve At The Tank |  | 1998-12-07 |  | 1998-12-07
4430022 | 1 | 1995-10-01 | Removed From Ground | Gas | 5000 | Bare Steel | Galvanized Steel | Not Marked
4430022 | 2 | 1995-10-01 | Removed From Ground | Gas | 6000 | Bare Steel | Galvanized Steel | Not Marked
4430022 | 3 | 1995-10-01 | Removed From Ground | Gas | 6000 | Bare Steel | Galvanized Steel | Not Marked
4430022 | 4 | 1995-10-01 | Removed From Ground | Gas | 4000 | Bare Steel | Galvanized Steel | Not Marked
4430022 | 5 | 1995-10-01 | Removed From Ground | Diesel | 1000 | Bare Steel | Galvanized Steel | Not Marked
4430022 | 6 | 1995-10-01 | Currently In Use | Gas | 10000 | Composite | Fiberglass Reinforced Plastic | Pressure |  | 1995-10-01 |  | 1995-10-01
4430022 | 7 | 1995-10-01 | Currently In Use | Gas | 10000 | Composite | Fiberglass Reinforced Plastic | Pressure |  | 1995-10-01 |  | 1995-10-01
4430022 | 8 | 2005-04-06 | Currently In Use | Gas | 6000 | Composite | Fiberglass Reinforced Plastic | Pressure | N | 2005-04-06 | N | 2005-04-06
4430023 | 1 | 1997-01-01 | Removed From Ground | Gas | 6000 | Bare Steel | Galvanized Steel | Not Marked
4430023 | 2 | 1997-01-01 | Removed From Ground | Gas | 6000 | Bare Steel | Galvanized Steel | Not Marked
4430023 | 3 | 1997-01-01 | Removed From Ground | Gas | 4000 | Bare Steel | Galvanized Steel | Not Marked
4430023 | 4 | 1997-01-01 | Removed From Ground | Kerosene | 500 | Bare Steel | Galvanized Steel | Not Marked
4430023 | 5 | 1997-01-01 | Removed From Ground | Used Oil | 500 | Bare Steel | Galvanized Steel | Not Marked | Y |  | Y
4430023 | 6A | 1997-01-01 | Currently In Use | Gas | 10000 | Composite | Double Walled Flex | Pressure |  | 1997-01-01 |  | 1997-01-01
4430023 | 6B | 1997-01-01 | Currently In Use | Gas | 15000 | Composite | Double Walled Flex | Pressure | N | 1997-01-01 | N | 1997-01-01
4430024 | 1 | 1997-10-29 | Removed From Ground | Other | 2000 | Bare Steel | Galvanized Steel | Not Marked
4430024 | 2 | 1988-11-01 | Removed From Ground | Kerosene | 2000 | Bare Steel | Galvanized Steel | Not Marked
4430024 | 2R1 | 1997-10-29 | Removed From Ground | Other | 2000 | Fiberglass | Galvanized Steel | Suction: Valve At The Tank
4430024 | 3 | 1988-11-01 | Removed From Ground | Empty | 2000 | Bare Steel | Galvanized Steel | Not Marked
4430027 | 1 | 1990-10-20 | Removed From Ground | Diesel | 10000 | Bare Steel | Galvanized Steel | Not Marked
4430027 | 2 | 1990-10-20 | Removed From Ground | Gas | 10000 | Bare Steel | Galvanized Steel | Not Marked
4430027 | 3 | 1986-07-01 | Removed From Ground | Gas | 500 | Bare Steel | Bare Steel | Not Marked
4430027 | 4 |  | Removed From Ground Date Unknown | Hazardous Substance | 10000 | Bare Steel | Bare Steel | Not Marked
4430027 | 5 |  | Removed From Ground Date Unknown | Hazardous Substance | 18000 | Bare Steel | Bare Steel | Not Marked
4430028 | 1 | 2000-10-01 | Removed From Ground | Other | 500 | Bare Steel | Bare Steel | Suction: Valve At The Tank
4430029 | 1 |  | Permanently Out Of Use | Empty | 2000 | Bare Steel | Unknown | Not Marked
4430030 | 1 | 1998-09-14 | Removed From Ground | Gas | 10000 | Bare Steel | Galvanized Steel | Not Marked
4430030 | 2 | 1998-09-14 | Removed From Ground | Diesel | 10000 | Bare Steel | Galvanized Steel | Not Marked
4430030 | 3 | 2015-04-29 | Removed From Ground | Diesel | 10000 | Epoxy | Double Walled Flex | Suction: No Valve At The Tank |  | 1998-09-15 |  | 1998-09-15
4430030 | 4 | 2015-04-29 | Removed From Ground | Gas | 5000 | Epoxy | Double Walled Flex | Suction: No Valve At The Tank |  | 1998-09-15 |  | 1998-09-15
4430032 | 1 | 1993-05-20 | Removed From Ground | Diesel | 19000 | Bare Steel | Bare Steel | Suction: No Valve At The Tank
4430032 | 2 | 1993-05-20 | Removed From Ground | Empty | 8000 | Bare Steel | Bare Steel | Suction: No Valve At The Tank
4430033 | 1 | 1994-09-01 | Removed From Ground | Diesel | 6000 | Bare Steel | Galvanized Steel | Not Marked
4430033 | 2 | 1994-09-01 | Removed From Ground | Diesel | 4000 | Bare Steel | Galvanized Steel | Not Marked
4430033 | 3 | 1994-09-01 | Removed From Ground | Kerosene | 2000 | Bare Steel | Galvanized Steel | Not Marked
4430034 | 1 | 1996-12-11 | Removed From Ground | Gas | 7896 | Bare Steel | Galvanized Steel | Pressure
4430034 | 2 | 1996-12-11 | Removed From Ground | Gas | 7896 | Bare Steel | Galvanized Steel | Pressure
4430034 | 3 | 1996-12-11 | Removed From Ground | Gas | 7896 | Bare Steel | Galvanized Steel | Pressure
4430034 | 4 | 1996-12-11 | Currently In Use | Gas | 8000 | Epoxy | Double Walled | Pressure |  | 1996-12-01 |  | 1996-12-01
4430034 | 5 | 1996-12-11 | Currently In Use | Gas | 12000 | Epoxy | Double Walled | Pressure |  | 1996-12-01 |  | 1996-12-01
4430036 | 1 | 1990-01-01 | Removed From Ground | Gas | 560 | Bare Steel | Galvanized Steel | Not Marked
4430036 | 2 | 1990-01-01 | Removed From Ground | Gas | 1000 | Bare Steel | Galvanized Steel | Not Marked
4430036 | 3 | 1990-01-01 | Removed From Ground | Diesel | 560 | Bare Steel | Galvanized Steel | Not Marked
4430036 | 4 | 1990-01-01 | Removed From Ground | Gas | 560 | Bare Steel | Galvanized Steel | Not Marked
4430037 | 1 | 1990-01-01 | Removed From Ground | Gas | 1 | Bare Steel | Galvanized Steel | Not Marked
4430037 | 2 | 1990-01-01 | Removed From Ground | Gas | 1 | Bare Steel | Galvanized Steel | Not Marked
4430039 | 1 | 1998-07-14 | Removed From Ground | Gas | 10000 | Bare Steel | Galvanized Steel | Suction: Valve At The Tank
4430039 | 2 | 1998-07-14 | Removed From Ground | Gas | 5000 | Bare Steel | Galvanized Steel | Suction: Valve At The Tank
4430039 | 3 | 1998-07-14 | Removed From Ground | Diesel | 5000 | Bare Steel | Galvanized Steel | Suction: Valve At The Tank
4430040 | 1 | 1977-01-01 | Removed From Ground | Gas | 1000 | Bare Steel | Galvanized Steel | Not Marked
4430040 | 2 | 1977-01-01 | Removed From Ground | Gas | 1000 | Bare Steel | Galvanized Steel | Not Marked
4430040 | 3 | 1977-01-01 | Removed From Ground | Gas | 500 | Bare Steel | Unknown | Not Marked
4430041 | 1 | 1992-03-26 | Removed From Ground | Gas | 2000 | Bare Steel | Galvanized Steel | Suction: No Valve At The Tank
4430041 | 2 | 1992-03-26 | Removed From Ground | Diesel | 560 | Bare Steel | Galvanized Steel | Suction: No Valve At The Tank
4430041 | 200184 | 2002-06-19 | Removed From Ground | Diesel | 1000 | Steel-Galvanic | Cathodically Protected | Suction: No Valve At The Tank |  | 1992-03-31 |  | 1992-03-31
4430041 | 200185 | 2002-06-09 | Removed From Ground | Gas | 1000 | Steel-Galvanic | Cathodically Protected | Suction: No Valve At The Tank |  | 1992-03-31 |  | 1992-03-31
4430042 | 1 | 1989-09-28 | Removed From Ground | Other | 6000 | Bare Steel | Unknown | Not Marked
4430042 | 2 | 1989-09-28 | Removed From Ground | Used Oil | 2000 | Bare Steel | Unknown | Not Marked | Y |  | Y
4430043 | 1 | 1990-12-04 | Removed From Ground | Used Oil | 1000 | Bare Steel | Galvanized Steel | Not Marked | Y |  | Y
4430045 | 001 | 1990-12-18 | Removed From Ground | Gas | 1000 | Bare Steel | Galvanized Steel | Not Marked
4430045 | 002 | 1990-12-18 | Removed From Ground | Gas | 550 | Bare Steel | Galvanized Steel | Not Marked
4430045 | 003 | 1990-12-20 | Removed From Ground | Diesel | 550 | Bare Steel | Galvanized Steel | Not Marked
4430046 | 1 | 1998-11-01 | Removed From Ground | Gas | 6000 | Bare Steel | Galvanized Steel | Suction: Valve At The Tank
4430046 | 2 | 1998-11-01 | Removed From Ground | Gas | 4000 | Bare Steel | Galvanized Steel | Suction: Valve At The Tank
4430046 | 3 | 1998-11-01 | Removed From Ground | Gas | 4000 | Bare Steel | Galvanized Steel | Suction: Valve At The Tank
4430046 | 4 | 1998-11-01 | Removed From Ground | Diesel | 1000 | Bare Steel | Galvanized Steel | Suction: Valve At The Tank
4430046 | 5 | 1998-11-01 | Removed From Ground | Kerosene | 1000 | Bare Steel | Galvanized Steel | Suction: Valve At The Tank
4430047 | 1 | 2015-05-29 | Currently In Use | Gas | 8000 | STIP-3 | Fiberglass/Double Walled | Pressure |  | 1992-01-15 |  | 1992-01-15
4430047 | 2 | 2015-05-29 | Currently In Use | Gas | 6000 | STIP-3 | Fiberglass/Double Walled | Pressure |  | 1992-01-15 |  | 1992-01-15
4430047 | 3 | 2015-05-29 | Currently In Use | Diesel | 6000 | STIP-3 | Fiberglass/Double Walled | Pressure |  | 1992-01-15 |  | 1992-01-15
4430047 | 4 | 2015-05-29 | Currently In Use | Gas | 6000 | STIP-3 | Fiberglass/Double Walled | Pressure |  | 1992-01-15 |  | 1992-01-15
4430047 | 5 | 2008-01-28 | Closed In Ground | Kerosene | 1000 | STIP-3 | Fiberglass Reinforced Plastic | Suction: No Valve At The Tank |  | 1992-01-15 |  | 1992-01-15
4430048 | 1 | 1998-11-01 | Removed From Ground | Gas | 6000 | Bare Steel | Galvanized Steel | Pressure
4430048 | 2 | 1998-11-01 | Removed From Ground | Gas | 6000 | Bare Steel | Galvanized Steel | Pressure
4430048 | 3 | 1998-11-01 | Removed From Ground | Gas | 4000 | Bare Steel | Galvanized Steel | Pressure
4430048 | 4 | 1998-11-01 | Removed From Ground | Diesel | 3000 | Bare Steel | Galvanized Steel | Pressure
4430049 | 1 | 1993-11-01 | Removed From Ground | Gas | 6000 | Bare Steel | Galvanized Steel | Not Marked
4430049 | 2 | 1993-11-01 | Removed From Ground | Gas | 6000 | Bare Steel | Galvanized Steel | Not Marked
4430049 | 3 | 1993-11-01 | Removed From Ground | Gas | 4000 | Bare Steel | Galvanized Steel | Not Marked
4430049 | 4 | 1993-11-01 | Removed From Ground | Diesel | 6000 | Bare Steel | Galvanized Steel | Not Marked
4430050 | 1 | 1998-12-01 | Removed From Ground | Gas | 4000 | Bare Steel | Galvanized Steel | Suction: Valve At The Tank
4430050 | 2 | 1998-12-01 | Removed From Ground | Gas | 3000 | Bare Steel | Galvanized Steel | Suction: Valve At The Tank
4430050 | 3 | 1998-12-01 | Removed From Ground | Gas | 1000 | Bare Steel | Galvanized Steel | Suction: Valve At The Tank
4430050 | 4 | 1998-12-01 | Removed From Ground | Gas | 3000 | Bare Steel | Galvanized Steel | Suction: Valve At The Tank
4430052 | 1 | 1984-04-09 | Currently In Use | Gas | 8000 | Steel-Impressed Current | Double Walled Flex | Pressure |  | 1992-01-15 |  | 1992-01-15
4430052 | 2 | 1984-04-09 | Currently In Use | Gas | 6000 | Steel-Impressed Current | Double Walled Flex | Pressure |  | 1992-01-15 |  | 1992-01-15
4430052 | 3 | 1984-04-09 | Currently In Use | Gas | 6000 | Steel-Impressed Current | Double Walled Flex | Pressure |  | 1992-01-15 |  | 1992-01-15
4430052 | 4 | 1984-04-09 | Currently In Use | Diesel | 6000 | Steel-Impressed Current | Double Walled Flex | Pressure |  | 1992-01-15 |  | 1992-01-15
4430053 | 1-RUL | 1998-07-15 | Currently In Use | Gas | 8000 | Steel-Impressed Current | Cathodically Protected | Pressure |  | 1998-07-14 |  | 1998-07-14
4430053 | 2-PLUS | 1998-07-15 | Currently In Use | Gas | 6000 | Steel-Impressed Current | Cathodically Protected | Pressure |  | 1998-07-14 |  | 1998-07-14
4430053 | 3-PREM | 1998-07-15 | Currently In Use | Gas | 6000 | Steel-Impressed Current | Cathodically Protected | Pressure |  | 1998-07-14 |  | 1998-07-14
4430053 | 4-D | 1998-07-15 | Currently In Use | Diesel | 6000 | Steel-Impressed Current | Cathodically Protected | Pressure |  | 1998-07-14 |  | 1998-07-14
4430054 | 1 | 1998-12-01 | Removed From Ground | Gas | 6000 | Bare Steel | Galvanized Steel | Pressure
4430054 | 2 | 1998-12-01 | Removed From Ground | Gas | 3000 | Bare Steel | Galvanized Steel | Pressure
4430054 | 3 | 1998-12-01 | Removed From Ground | Gas | 6000 | Bare Steel | Galvanized Steel | Pressure
4430054 | 4 | 1998-12-01 | Removed From Ground | Diesel | 2000 | Bare Steel | Galvanized Steel | Pressure
4430056 | 1 | 1995-03-01 | Removed From Ground | Gas | 8000 | Bare Steel | Galvanized Steel | Not Marked
4430056 | 2 | 1995-03-01 | Removed From Ground | Gas | 8000 | Bare Steel | Galvanized Steel | Not Marked
4430056 | 3 | 1995-03-01 | Removed From Ground | Gas | 3000 | Bare Steel | Galvanized Steel | Not Marked
4430056 | 4 | 1995-03-01 | Removed From Ground | Diesel | 1000 | Bare Steel | Galvanized Steel | Not Marked
4430056 | 5 | 1995-03-01 | Removed From Ground | Kerosene | 560 | Not Marked/Unknown | Unknown | Not Marked
4430057 | 1 | 1990-10-09 | Removed From Ground | Gas | 1000 | Bare Steel | Galvanized Steel | Not Marked
4430058 | 1 | 1999-03-24 | Removed From Ground | Diesel | 8000 | Bare Steel | Galvanized Steel | Suction: Valve At The Tank
4430058 | 2 | 1999-03-24 | Removed From Ground | Gas | 6000 | Bare Steel | Galvanized Steel | Suction: Valve At The Tank
4430059 | 1 | 1999-03-24 | Removed From Ground | Diesel | 8000 | Bare Steel | Galvanized Steel | Suction: Valve At The Tank
4430060 | 1 | 1999-03-24 | Removed From Ground | Diesel | 8000 | Bare Steel | Galvanized Steel | Suction: Valve At The Tank
4430061 | 1 | 1999-03-01 | Removed From Ground | Other | 2000 | Bare Steel | Galvanized Steel | Suction: Valve At The Tank
4430061 | 2 |  | Permanently Out Of Use | Other | 10000 | Bare Steel | Galvanized Steel | Suction: Valve At The Tank
4430062 | 1 | 1983-05-01 | Removed From Ground | Other | 5000 | Bare Steel | Unknown | Not Marked
4430065 | 1 | 1999-02-01 | Removed From Ground | Gas | 8000 | Bare Steel | Bare Steel | Suction: No Valve At The Tank
4430065 | PW1 | 1999-02-01 | Removed From Ground | Diesel | 6000 | Bare Steel | Bare Steel | Suction: No Valve At The Tank
4430065 | PW2 | 1999-02-01 | Removed From Ground | Diesel | 3000 | Bare Steel | Bare Steel | Suction: No Valve At The Tank
4430065 | SH1 | 1999-02-01 | Removed From Ground | Gas | 575 | Bare Steel | Galvanized Steel | Not Marked
4430067 | T1 | 1998-10-01 | Removed From Ground | Used Oil | 500 | Bare Steel | Galvanized Steel | Gravity Fed | Y |  | Y
4430067 | T2 | 1991-11-13 | Removed From Ground | Diesel | 10000 | Bare Steel | Galvanized Steel | Not Marked
4430067 | T3 | 1991-11-13 | Removed From Ground | Diesel | 10000 | Bare Steel | Galvanized Steel | Not Marked
4430067 | T4 | 1991-11-13 | Currently In Use | Diesel | 10000 | STIP-3 | Fiberglass Reinforced Plastic | Suction: No Valve At The Tank |  | 1991-11-01 |  | 1991-11-01
4430068 | 1 | 1995-03-01 | Removed From Ground | Gas | 4000 | Bare Steel | Galvanized Steel | Not Marked
4430068 | 2 | 1995-03-01 | Removed From Ground | Gas | 4000 | Bare Steel | Galvanized Steel | Not Marked
4430068 | 3 | 1995-03-01 | Removed From Ground | Gas | 3000 | Bare Steel | Galvanized Steel | Not Marked
4430068 | 4 | 1995-03-01 | Removed From Ground | Diesel | 4000 | Bare Steel | Galvanized Steel | Not Marked
4430071 | 031850 | 1999-09-22 | Removed From Ground | Other | 10000 | Fiberglass | Galvanized Steel | Pressure
4430071 | 08 | 1987-02-12 | Removed From Ground | Other | 1000 | Fiberglass | Galvanized Steel | Pressure
4430071 | 2 | 1990-01-01 | Removed From Ground | Gas | 4000 | Cathodically Protected Steel | Galvanized Steel | Not Marked
4430071 | 3 | 1990-01-01 | Removed From Ground | Gas | 4000 | Cathodically Protected Steel | Galvanized Steel | Not Marked
4430072 | 1 | 1997-10-22 | Removed From Ground | Diesel | 10000 | Bare Steel | Bare Steel | Suction: Valve At The Tank
4430072 | 2 | 1998-10-28 | Removed From Ground | Other | 4000 | Bare Steel | Bare Steel | Suction: Valve At The Tank
4430072 | 3 | 1998-10-28 | Removed From Ground | Used Oil | 1000 | Bare Steel | Bare Steel | Gravity Fed | Y |  | Y
4430072 | 4 | 2016-06-15 | Temporarily Out Of Use | Diesel | 12000 | Composite | Double Walled Flex | Pressure |  | 1997-10-22 |  | 1997-10-22
4430073 | 1 | 1984-04-30 | Currently In Use | Gas | 6000 | Steel-Impressed Current | Impressed Current | Suction: No Valve At The Tank |  | 1998-11-12 |  | 1998-11-12
4430073 | 2 | 1983-01-01 | Currently In Use | Gas | 4000 | Steel-Impressed Current | Impressed Current | Suction: No Valve At The Tank |  | 1998-11-12 |  | 1998-11-12
4430075 | 1 | 1999-12-01 | Removed From Ground | Diesel | 20000 | Bare Steel | Bare Steel | Not Marked
4430075 | 2 | 1999-12-01 | Removed From Ground | Diesel | 8000 | Bare Steel | Bare Steel | Not Marked
4430075 | 3 | 1999-12-01 | Removed From Ground | Gas | 8000 | Bare Steel | Bare Steel | Not Marked
4430075 | 4 | 1999-12-01 | Removed From Ground | Gas | 10000 | Bare Steel | Bare Steel | Not Marked
4430075 | 5 | 1999-12-01 | Removed From Ground | Diesel | 4000 | Bare Steel | Bare Steel | Not Marked
4430078 | 1 | 1989-01-01 | Closed In Ground | Gas | 4000 | Bare Steel | Galvanized Steel | Not Marked
4430078 | 2 | 1989-01-01 | Closed In Ground | Gas | 2000 | Bare Steel | Galvanized Steel | Not Marked
4430078 | 3 | 1989-01-01 | Closed In Ground | Gas | 2000 | Bare Steel | Galvanized Steel | Not Marked
4430081 | 1 | 2011-10-13 | Removed From Ground | Diesel | 10000 | Steel-Impressed Current | Fiberglass Reinforced Plastic | Suction: No Valve At The Tank |  | 1998-10-15 |  | 1998-10-15
4430081 | 2 | 2011-10-13 | Removed From Ground | Gas | 4000 | Steel-Impressed Current | Fiberglass Reinforced Plastic | Suction: No Valve At The Tank |  | 1998-10-15 |  | 1998-10-15
4430082 | 1 | 2003-10-10 | Currently In Use | Gas | 6000 | Steel-Impressed Current | Cathodically Protected | Suction: No Valve At The Tank |  | 1994-12-29 |  | 1994-12-29
4430082 | 2 | 2003-10-10 | Currently In Use | Gas | 6000 | Steel-Impressed Current | Cathodically Protected | Suction: No Valve At The Tank |  | 1994-12-29 |  | 1994-12-29
4430082 | 3 | 2003-10-10 | Currently In Use | Gas | 6000 | Steel-Impressed Current | Cathodically Protected | Suction: No Valve At The Tank |  | 1994-12-29 |  | 1994-12-29
4430083 | 1 | 1983-04-17 | Currently In Use | Gas | 8000 | Steel-Impressed Current | Single Wall Flex | Pressure |  | 1998-12-03 |  | 1998-12-03
4430083 | 2 | 1983-04-17 | Currently In Use | Gas | 8000 | Steel-Impressed Current | Single Wall Flex | Pressure |  | 1998-12-03 |  | 1998-12-03
4430083 | 3 | 2008-06-09 | Temporarily Out Of Use | Gas | 6000 | Steel-Impressed Current | Cathodically Protected | Pressure |  | 1998-12-03 |  | 1998-12-03
4430084 | 1 | 1985-04-16 | Currently In Use | Gas | 8000 | Steel-Impressed Current | Fiberglass Reinforced Plastic | Pressure |  | 1998-11-30 |  | 1998-11-30
4430084 | 2 | 1985-04-16 | Currently In Use | Gas | 6000 | Steel-Impressed Current | Cathodically Protected | Pressure |  | 1998-11-30 |  | 1998-11-30
4430084 | 3 | 1985-04-16 | Currently In Use | Gas | 6000 | Steel-Impressed Current | Fiberglass Reinforced Plastic | Pressure |  | 1998-11-30 |  | 1998-11-30
4430085 | 1 | 2010-04-27 | Temporarily Out Of Use | Gas | 3000 | Steel-Galvanic | Galvanic | Suction: No Valve At The Tank |  | 1989-08-01 |  | 1989-08-01
4430085 | 2 | 2010-07-27 | Temporarily Out Of Use | Gas | 3000 | Steel-Galvanic | Galvanic | Suction: No Valve At The Tank |  | 1989-08-01 |  | 1989-08-01
4430085 | 3 | 1998-10-30 | Removed From Ground | Diesel | 1000 | Bare Steel | Galvanized Steel | Not Marked
4430085 | 4 | 2013-01-08 | Temporarily Out Of Use | Diesel | 2000 | Composite | Galvanic | Suction: No Valve At The Tank |  | 1998-10-30 |  | 1998-10-30
4430086 | 1 | 1988-01-01 | Removed From Ground | Diesel | 3000 | Bare Steel | Galvanized Steel | Not Marked
4430088 | 1 | 1984-04-24 | Currently In Use | Gas | 8000 | Steel-Impressed Current | Impressed Current | Suction: No Valve At The Tank |  | 1998-07-17 |  | 1998-07-17
4430088 | 2 | 1984-04-24 | Currently In Use | Gas | 8000 | Steel-Impressed Current | Impressed Current | Suction: No Valve At The Tank |  | 1998-07-17 |  | 1998-07-17
4430088 | 3 | 1984-04-24 | Currently In Use | Diesel | 8000 | Steel-Impressed Current | Impressed Current | Suction: No Valve At The Tank |  | 1998-07-17 |  | 1997-07-17
4430089 | 1 | 1998-08-01 | Removed From Ground | Gas | 1012 | Bare Steel | Galvanized Steel | Not Marked
4430089 | 2 | 1998-08-01 | Removed From Ground | Gas | 560 | Bare Steel | Galvanized Steel | Not Marked
4430090 | 001 | 1978-01-01 | Closed In Ground | Gas | 560 | Bare Steel | Galvanized Steel | Suction: No Valve At The Tank
4430091 | 1 | 1981-04-22 | Currently In Use | Diesel | 30000 | Steel-Impressed Current | Aboveground Piping | Pressure |  | 1995-03-12 |  | 1990-01-01
4430091 | 2 | 1981-04-22 | Currently In Use | Diesel | 30000 | Steel-Impressed Current | Aboveground Piping | Pressure |  | 1995-03-12 |  | 1990-01-01
4430091 | 3 | 1981-04-22 | Currently In Use | Gas | 30000 | Composite Double Walled | Aboveground Piping | Pressure |  | 1995-03-12 |  | 1990-01-01
4430091 | 4 | 1987-01-12 | Currently In Use | Gas | 12000 | Steel-Impressed Current | Aboveground Piping | Pressure | N | 1990-01-01 | N | 1995-03-12
4430091 | 5 | 2010-05-20 | Currently In Use | Gas | 4000 | Fiberglass Double Walled | Fiberglass/Double Walled | Pressure | N | 2010-05-20 | N | 2010-05-20
4430092 | 1 | 1987-01-01 | Removed From Ground | Gas | 560 | Bare Steel | Galvanized Steel | Not Marked
4430092 | 2 | 1987-01-01 | Removed From Ground | Gas | 560 | Bare Steel | Galvanized Steel | Not Marked
4430093 | 1 | 1987-01-01 | Removed From Ground | Gas | 560 | Bare Steel | Galvanized Steel | Not Marked
4430093 | 2 | 1987-01-01 | Removed From Ground | Gas | 560 | Bare Steel | Galvanized Steel | Not Marked
4430094 | 1 |  | Removed From Ground Date Unknown | Gas | 1060 | Bare Steel | Galvanized Steel | Not Marked
4430094 | 2 |  | Removed From Ground Date Unknown | Gas | 1060 | Bare Steel | Galvanized Steel | Not Marked
4430094 | 3 |  | Removed From Ground Date Unknown | Kerosene | 1060 | Bare Steel | Galvanized Steel | Not Marked
4430096 | 1 | 1998-06-29 | Removed From Ground | Diesel | 6000 | Bare Steel | Galvanized Steel | Not Marked
4430097 | 1 | 2009-01-01 | Removed From Ground | Diesel | 20000 | Steel-Impressed Current | Aboveground Piping | Suction: No Valve At The Tank |  | 1998-09-28 |  | 1998-09-28
4430099 | 1 | 1997-08-18 | Closed In Ground | Gas | 3000 | Bare Steel | Galvanized Steel | Not Marked
4430099 | 2 | 1997-08-18 | Closed In Ground | Gas | 4000 | Bare Steel | Galvanized Steel | Not Marked
4430101 | 1 | 1988-02-01 | Removed From Ground | Diesel | 4000 | Bare Steel | Galvanized Steel | Not Marked
4430102 | 1 | 1994-04-25 | Removed From Ground | Diesel | 1 | Bare Steel | Galvanized Steel | Not Marked
4430102 | 2 | 1994-11-11 | Removed From Ground | Gas | 1 | Bare Steel | Galvanized Steel | Not Marked
4430104 | 005 | 2002-09-05 | Removed From Ground | Diesel | 1000 | Bare Steel | Galvanized Steel | Gravity Fed
4430104 | 006 | 2002-09-05 | Removed From Ground | Gas | 550 | Bare Steel | Galvanized Steel | Gravity Fed
4430104 | 007 | 2002-09-05 | Removed From Ground | Gas | 550 | Bare Steel | Galvanized Steel | Gravity Fed
4430104 | 1 | 2002-09-05 | Removed From Ground | Gas | 12000 | Cathodically Protected Steel | Not Marked | Gravity Fed
4430104 | 2 | 2002-09-05 | Removed From Ground | Gas | 12000 | Cathodically Protected Steel | Not Marked | Gravity Fed
4430104 | 3 | 2002-09-05 | Removed From Ground | Gas | 12000 | Cathodically Protected Steel | Not Marked | Gravity Fed
4430104 | 4 | 2002-09-05 | Removed From Ground | Gas | 12000 | Cathodically Protected Steel | Not Marked | Gravity Fed
4430106 | 1 | 1995-01-01 | Removed From Ground | Gas | 4000 | Bare Steel | Galvanized Steel | Not Marked
4430106 | 2 | 1995-01-01 | Removed From Ground | Gas | 3000 | Bare Steel | Galvanized Steel | Not Marked
4430106 | 3 | 1995-01-01 | Removed From Ground | Gas | 3000 | Bare Steel | Galvanized Steel | Not Marked
4430107 | 1 | 1985-04-01 | Closed In Ground | Gas | 500 | Bare Steel | Galvanized Steel | Not Marked
4430107 | 2 | 1985-04-01 | Closed In Ground | Gas | 500 | Bare Steel | Galvanized Steel | Not Marked
4430108 | 1 | 1998-12-21 | Removed From Ground | Gas | 3000 | Bare Steel | Galvanized Steel | Suction: Valve At The Tank
4430108 | 2 | 1998-12-21 | Removed From Ground | Gas | 3000 | Bare Steel | Galvanized Steel | Suction: Valve At The Tank
4430108 | 3 | 1998-12-21 | Removed From Ground | Gas | 3000 | Bare Steel | Galvanized Steel | Suction: Valve At The Tank
4430108 | 4 | 1998-12-21 | Removed From Ground | Gas | 3000 | Bare Steel | Galvanized Steel | Suction: Valve At The Tank
4430108 | 5 | 1992-12-01 | Currently In Use | Diesel | 10000 | Composite | Galvanic | Pressure |  | 1992-12-01 |  | 1992-12-01
4430108 | 6 | 1993-12-01 | Currently In Use | Diesel | 10000 | Composite | Galvanic | Pressure |  | 1993-12-01 |  | 1993-12-01
4430108 | 7A | 1998-12-01 | Currently In Use | Gas | 10000 | Composite | Fiberglass Reinforced Plastic | Pressure |  | 1998-12-01 |  | 1998-12-01
4430108 | 7B | 1998-12-01 | Currently In Use | Gas | 5000 | Composite | Fiberglass Reinforced Plastic | Pressure |  | 1998-12-01 |  | 1998-12-01
4430108 | 8 | 1998-12-01 | Currently In Use | Diesel | 8000 | Composite | Fiberglass Reinforced Plastic | Pressure |  | 1998-12-01 |  | 1998-12-01
4430111 | 1 |  | Removed From Ground Date Unknown | Gas | 1000 | Bare Steel | Galvanized Steel | Gravity Fed
4430111 | 2 |  | Removed From Ground Date Unknown | Gas | 1000 | Bare Steel | Galvanized Steel | Gravity Fed
4430111 | 3 |  | Removed From Ground Date Unknown | Gas | 1000 | Marked Unknown | Unknown | Not Marked
4430112 | 1 | 1987-03-01 | Removed From Ground | Gas | 4000 | Bare Steel | Galvanized Steel | Not Marked
4430113 | 1 | 1990-01-01 | Closed In Ground | Diesel | 560 | Bare Steel | Galvanized Steel | Not Marked
4430114 | 1 | 1966-12-31 | Currently In Use | Gas | 3000 | Steel-Impressed Current | Impressed Current | Suction: No Valve At The Tank |  | 1999-11-23 |  | 1999-11-23
4430114 | 2 | 2010-05-03 | Currently In Use | Diesel | 3000 | Steel-Impressed Current | Impressed Current | Suction: No Valve At The Tank |  | 1999-11-23 |  | 1999-11-23
4430115 | 1 | 1976-10-01 | Currently In Use | Gas | 10000 | Steel-Impressed Current | Impressed Current | Pressure |  | 1998-12-09 |  | 1998-12-09
4430115 | 2 | 1976-10-01 | Currently In Use | Gas | 6000 | Steel-Impressed Current | Impressed Current | Pressure |  | 1998-12-09 |  | 1998-12-09
4430115 | 3 | 2009-05-22 | Currently In Use | Diesel | 4000 | Steel-Impressed Current | Impressed Current | Pressure |  | 1998-12-09 |  | 1998-12-09
4430115 | 4 | 1985-08-01 | Currently In Use | Diesel | 4000 | Steel-Impressed Current | Impressed Current | Suction: Valve At The Tank |  | 1998-12-09 |  | 1998-12-09
4430116 | 1 | 1999-06-15 | Removed From Ground | Gas | 3000 | Bare Steel | Galvanized Steel | Gravity Fed
4430116 | 2 | 1999-06-15 | Removed From Ground | Gas | 1000 | Bare Steel | Galvanized Steel | Gravity Fed
4430116 | 3 | 1999-06-15 | Removed From Ground | Gas | 2000 | Bare Steel | Galvanized Steel | Gravity Fed
4430116 | 4A | 2015-12-22 | Removed From Ground | Gas | 2000 | Epoxy | Cathodically Protected | Suction: No Valve At The Tank |  | 1999-06-07 |  | 1999-06-07
4430116 | 4B | 2015-12-22 | Removed From Ground | Gas | 1000 | Epoxy | Cathodically Protected | Suction: No Valve At The Tank |  | 1999-06-07 |  | 1999-06-07
4430118 | 1 | 1980-01-01 | Closed In Ground | Gas | 2000 | Bare Steel | Galvanized Steel | Not Marked
4430118 | 2 | 1980-01-01 | Closed In Ground | Gas | 2000 | Bare Steel | Galvanized Steel | Not Marked
4430118 | 3 | 1980-01-01 | Closed In Ground | Gas | 2000 | Bare Steel | Galvanized Steel | Not Marked
4430118 | 4 | 1988-06-01 | Currently In Use | Diesel | 4000 | STIP-3 | Fiberglass Reinforced Plastic | Pressure |  | 1995-08-01 |  | 1995-08-01
4430118 | 5 | 1988-06-01 | Currently In Use | Gas | 10000 | STIP-3 | Fiberglass Reinforced Plastic | Pressure |  | 1998-12-07 |  | 1988-06-01
4430118 | 6 | 1988-06-01 | Currently In Use | Gas | 8000 | STIP-3 | Fiberglass Reinforced Plastic | Pressure |  | 1998-12-07 |  | 1988-06-01
4430118 | 7 | 1988-06-01 | Currently In Use | Gas | 8000 | STIP-3 | Fiberglass Reinforced Plastic | Pressure |  | 1998-12-07 |  | 1988-06-01
4430119 | 1 | 1978-03-31 | Currently In Use | Gas | 10000 | Steel-Impressed Current | Cathodically Protected | Suction: Valve At The Tank |  | 1998-12-07 |  | 1998-12-07
4430119 | 2 | 1978-03-31 | Currently In Use | Gas | 10000 | Steel-Impressed Current | Cathodically Protected | Suction: Valve At The Tank |  | 1998-12-07 |  | 1998-12-07
4430119 | 3 | 1978-03-31 | Currently In Use | Gas | 10000 | Steel-Impressed Current | Cathodically Protected | Suction: Valve At The Tank |  | 1998-12-07 |  | 1998-12-07
4430120 | 1 |  | Removed From Ground Date Unknown | Empty |  | Bare Steel | Bare Steel | Not Marked
4430121 | 1 | 1989-11-27 | Removed From Ground | Gas | 12000 | Bare Steel | Galvanized Steel | Pressure |  | 1999-06-02 |  | 1999-06-02
4430121 | 2 | 1989-11-01 | Removed From Ground | Gas | 1000 | Bare Steel | Bare Steel | Pressure
4430121 | 3 | 1999-06-02 | Currently In Use | Diesel | 4000 | Fiberglass Double Walled | Copper | Suction: No Valve At The Tank |  | 1999-06-02 |  | 1999-06-02
4430122 | 1 |  | Removed From Ground Date Unknown | Diesel | 25000 | Bare Steel | Galvanized Steel | Pressure
4430122 | 2 | 1995-04-01 | Currently In Use | Diesel | 20000 | Fiberglass | Fiberglass Reinforced Plastic | Pressure |  | 1995-04-01 |  | 1995-04-01
4430122 | 3 | 1996-05-07 | Currently In Use | Gas | 10000 | Composite | Fiberglass Reinforced Plastic | Pressure | N | 1996-05-09 | N | 1996-05-09
4430122 | 4 | 1996-05-07 | Currently In Use | Diesel | 10000 | Composite | Fiberglass Reinforced Plastic | Pressure | N | 1996-05-09 | N | 1996-05-09
4430124 | 1 | 1989-11-01 | Removed From Ground | Gas | 6600 | Bare Steel | Galvanized Steel | Not Marked
4430124 | 2 | 1989-11-01 | Removed From Ground | Diesel | 560 | Bare Steel | Unknown | Not Marked
4440001 | 1 | 1999-08-01 | Removed From Ground | Gas | 10000 | Bare Steel | Galvanized Steel | Not Marked
4440001 | 2 | 1999-08-01 | Removed From Ground | Gas | 8000 | Bare Steel | Galvanized Steel | Not Marked
4440001 | 3 | 1999-08-01 | Removed From Ground | Gas | 8000 | Bare Steel | Galvanized Steel | Not Marked
4440002 | 1 | 2007-06-06 | Temporarily Out Of Use | Gas | 10000 | Steel-Impressed Current | Impressed Current | Pressure |  | 1997-05-01 |  | 1997-05-01
4440002 | 2 | 2007-06-06 | Temporarily Out Of Use | Gas | 8000 | Steel-Impressed Current | Impressed Current | Pressure |  | 1997-05-01 |  | 1997-05-01
4440002 | 3 | 2007-06-06 | Temporarily Out Of Use | Gas | 8000 | Steel-Impressed Current | Impressed Current | Pressure |  | 1997-05-01 |  | 1997-05-01
4440003 | 1 | 1978-04-25 | Currently In Use | Diesel | 3000 | Steel-Impressed Current | Fiberglass/Double Walled | Pressure |  | 1999-10-01 |  | 1999-10-01
4440003 | 2 | 1961-04-25 | Currently In Use | Gas | 3000 | Steel-Impressed Current | Fiberglass/Double Walled | Pressure |  | 1999-10-01 |  | 1999-10-01
4440003 | 3 | 2009-04-20 | Temporarily Out Of Use | Gas | 3000 | Steel-Impressed Current | Cathodically Protected | Pressure |  | 1999-10-01 |  | 1999-10-01
4440003 | 4 | 1961-04-25 | Currently In Use | Gas | 3000 | Steel-Impressed Current | Fiberglass/Double Walled | Pressure |  | 1999-10-01 |  | 1999-10-01
4440003 | 5 | 1961-04-25 | Currently In Use | Gas | 10000 | Steel-Impressed Current | Fiberglass/Double Walled | Pressure |  | 1999-10-01 |  | 1999-10-01
4440003 | 6 | 2012-10-19 | Removed From Ground | Used Oil | 500 | Unknown | Unknown |  | N |  | N
4440004 | 1 | 1988-01-01 | Removed From Ground | Gas | 1000 | Bare Steel | Galvanized Steel | Not Marked
4440005 | 1 | 1997-02-19 | Removed From Ground | Gas | 10000 | Bare Steel | Galvanized Steel | Pressure
4440005 | 2 | 1997-02-19 | Removed From Ground | Gas | 10000 | Bare Steel | Galvanized Steel | Pressure
4440005 | 3 | 1997-02-19 | Removed From Ground | Other | 1000 | Bare Steel | Galvanized Steel | Suction: No Valve At The Tank
4440005 | 4 | 1997-03-14 | Removed From Ground | Used Oil | 1000 | Bare Steel | Galvanized Steel | Not Marked | Y |  | Y
4440005 | 5 | 2014-11-10 | Removed From Ground | Gas | 20000 | Composite | Double Walled Flex | Pressure | Y | 1997-02-24 12:00 | Y | 1997-02-24 12:00
4440005 | 6 | 2014-10-15 | Removed From Ground | Used Oil | 500 | Composite | Double Walled Flex | Gravity Fed | Y | 1997-03-21 12:00 | Y | 1997-03-21 12:00
4440005 | 7 | 2015-07-16 | Removed From Ground | Diesel | 2000 | Steel-Impressed Current | Copper | Suction: Valve At The Tank | Y | 1997-03-21 12:00 | Y | 1997-03-21 12:00
4440006 | 1 |  | Currently In Use | Gas | 10000 | Bare Steel | Galvanized Steel | Not Marked
4440006 | 2 |  | Currently In Use | Gas | 8000 | Bare Steel | Galvanized Steel | Not Marked
4440007 | 1 | 1976-04-25 | Currently In Use | Other | 10066 | Steel-Impressed Current | Bare Steel | Suction: No Valve At The Tank |  | 1993-03-01 |  | 1993-03-01
4440007 | 10 | 2013-02-12 | Temporarily Out Of Use | Other | 6298 | Steel-Impressed Current | Bare Steel | Gravity Fed |  | 1993-03-01 |  | 1993-03-01
4440007 | 11 | 1976-04-25 | Currently In Use | Other | 6298 | Steel-Impressed Current | Bare Steel | Suction: No Valve At The Tank |  | 1993-03-01 |  | 1993-03-01
4440007 | 17 | 1991-04-01 | Removed From Ground | Diesel | 6000 | Bare Steel | Bare Steel | Not Marked
4440007 | 2 | 1976-04-25 | Currently In Use | Other | 10066 | Steel-Impressed Current | Bare Steel | Suction: No Valve At The Tank |  | 1993-03-01 |  | 1993-03-01
4440007 | 3 | 1976-04-25 | Currently In Use | Other | 10066 | Steel-Impressed Current | Bare Steel | Suction: No Valve At The Tank |  | 1993-03-01 |  | 1993-03-01
4440007 | 4 | 1976-04-25 | Currently In Use | Other | 10066 | Steel-Impressed Current | Bare Steel | Suction: No Valve At The Tank |  | 1993-03-01 |  | 1993-03-01
4440007 | 5 | 1976-04-25 | Currently In Use | Other | 10066 | Steel-Impressed Current | Bare Steel | Suction: No Valve At The Tank |  | 1993-03-01 |  | 1993-03-01
4440007 | 6 | 1976-04-25 | Currently In Use | Other | 10066 | Steel-Impressed Current | Bare Steel | Suction: No Valve At The Tank |  | 1993-03-01 |  | 1993-03-01
4440007 | 7 | 2013-02-12 | Temporarily Out Of Use | Other | 6298 | Steel-Impressed Current | Galvanized Steel | Suction: No Valve At The Tank |  | 1993-03-01 |  | 1993-03-01
4440007 | 8 | 2013-02-08 | Temporarily Out Of Use | Other | 6298 | Steel-Impressed Current | Bare Steel | Gravity Fed |  | 1993-03-01 |  | 1993-03-01
4440007 | 9 | 1976-04-25 | Currently In Use | Other | 6298 | Steel-Impressed Current | Bare Steel | Gravity Fed |  | 1993-03-01 |  | 1993-03-01
4440010 | 1 | 1996-06-01 | Removed From Ground | Used Oil | 300 | Marked Unknown | Bare Steel | Not Marked | Y |  | Y
4440010 | 2 | 1984-01-01 | Removed From Ground | Gas | 6000 | Marked Unknown | Unknown | Not Marked
4440010 | 3 | 1984-01-01 | Removed From Ground | Gas | 6000 | Marked Unknown | Unknown | Not Marked
4440013 | 3 | 1992-01-26 | Removed From Ground | Diesel | 25000 | Bare Steel | Bare Steel | Not Marked
4440013 | 4 | 1998-12-18 | Removed From Ground | Diesel | 3000 | Bare Steel | Bare Steel | Not Marked
4440013 | 5 | 1998-07-24 | Removed From Ground | Diesel | 1000 | Bare Steel | Bare Steel | Not Marked
4440013 | 6 | 1990-04-17 | Removed From Ground | Gas | 550 | Bare Steel | Bare Steel | Not Marked
4440013 | 7 | 1991-06-21 | Currently In Use | Gas | 550 | Fiberglass Double Walled | Fiberglass Reinforced Plastic | Suction: No Valve At The Tank |  | 1991-06-21 |  | 1991-06-21
4440013 | 8 | 1994-05-16 | Currently In Use | Diesel | 25000 | Fiberglass Double Walled | Fiberglass Reinforced Plastic | Suction: No Valve At The Tank |  | 1994-05-16 |  | 1994-05-16
4440013 | 9 | 1998-10-27 | Currently In Use | Diesel | 1000 | Fiberglass Double Walled | Fiberglass Reinforced Plastic | Suction: Valve At The Tank | N | 1998-10-27 | N | 1998-10-27
4440014 | 11 | 1980-01-01 | Removed From Ground | Gas | 550 | Cathodically Protected Steel | Cathodically Protected | Not Marked
4440014 | 12 | 1990-01-01 | Removed From Ground | Other | 550 | Cathodically Protected Steel | Cathodically Protected | Not Marked
4440014 | 13 | 1990-01-01 | Removed From Ground | Other | 1000 | Cathodically Protected Steel | Unknown | Not Marked
4440014 | 14 | 1990-01-01 | Removed From Ground | Other | 500 | Cathodically Protected Steel | Unknown | Not Marked
4440014 | 15 | 1990-01-01 | Removed From Ground | Other | 1000 | Cathodically Protected Steel | Unknown | Not Marked
4440014 | 16 | 1988-12-22 | Removed From Ground | Gas | 2500 | Not Marked/Unknown | Cathodically Protected | Not Marked
4440014 | 2 | 1981-06-01 | Closed In Ground | Other | 550 | Cathodically Protected Steel | Galvanized Steel | Not Marked
4440014 | 3 | 1989-06-01 | Closed In Ground | Used Oil | 550 | Bare Steel | Bare Steel | Gravity Fed | Y |  | Y
4440014 | 4 | 1998-01-01 | Removed From Ground Date Unknown | Other | 10000 | Fiberglass | Fiberglass Reinforced Plastic | Not Marked
4440014 | 5 | 1993-03-01 | Temporarily Out Of Use | Other | 2000 | Bare Steel | Bare Steel | Gravity Fed
4440014 | 5 |  | Closed In Ground Date Unknown | Other | 2000 | Bare Steel | Bare Steel | Gravity Fed
4440014 | 6 | 1989-01-01 | Closed In Ground | Used Oil | 500 | Bare Steel | Bare Steel | Gravity Fed | Y |  | Y
4440014 | 7 | 1981-01-01 | Removed From Ground | Other | 4000 | Bare Steel | Bare Steel | Not Marked
4440014 | 8 | 1991-01-02 | Closed In Ground | Other | 8000 | Bare Steel | Bare Steel | Gravity Fed
4440014 | 8 |  | Currently In Use | Other | 8000 | Bare Steel | Bare Steel | Gravity Fed
4440014 | 9 | 1990-01-01 | Closed In Ground | Other | 2000 | Bare Steel | Bare Steel | Not Marked
4440016 | 1 | 1996-12-18 | Closed In Ground | Diesel | 6000 | Bare Steel | Bare Steel | Suction: No Valve At The Tank
4440017 | 1 | 1998-09-24 | Removed From Ground | Other | 4000 | Bare Steel | Galvanized Steel | Not Marked
4440017 | 2 | 1998-09-24 | Removed From Ground | Other | 4000 | Bare Steel | Galvanized Steel | Not Marked
4440017 | 3 | 1995-10-25 | Removed From Ground | Used Oil | 3000 | Bare Steel | Galvanized Steel | Not Marked | Y |  | Y
4440017 | 4 | 1998-09-24 | Removed From Ground | Used Oil | 3000 | Bare Steel | Galvanized Steel | Not Marked | Y |  | Y
4440018 | 1 | 1999-01-01 | Removed From Ground | Other | 3000 | Cathodically Protected Steel | Galvanized Steel | Not Marked
4440018 | 2 | 1999-01-01 | Removed From Ground | Other | 1000 | Cathodically Protected Steel | Galvanized Steel | Not Marked
4440018 | 3 | 1999-01-01 | Removed From Ground | Used Oil | 1000 | Cathodically Protected Steel | Galvanized Steel | Not Marked | Y |  | Y
4440019 | 1 | 1998-07-06 | Removed From Ground | Other | 5000 | Marked Unknown | Unknown | Not Marked
4440019 | 2 | 1998-07-06 | Removed From Ground | Other | 5000 | Marked Unknown | Unknown | Not Marked
4440019 | 3 | 1998-07-06 | Removed From Ground | Other | 5000 | Marked Unknown | Unknown | Not Marked
4440019 | 4 | 1998-07-06 | Removed From Ground | Other | 5000 | Marked Unknown | Unknown | Not Marked
4440019 | 5 | 1998-07-06 | Removed From Ground | Used Oil |  | Marked Unknown | Unknown | Not Marked | Y |  | Y
4440020 | 1 | 1998-09-02 | Removed From Ground | Other | 4000 | Bare Steel | Galvanized Steel | Not Marked
4440020 | 2 | 1998-09-02 | Removed From Ground | Other | 4000 | Bare Steel | Galvanized Steel | Not Marked
4440020 | 3 | 1998-09-02 | Removed From Ground | Used Oil | 4000 | Bare Steel | Galvanized Steel | Not Marked | Y |  | Y
4440020 | 4 | 1998-09-02 | Removed From Ground | Used Oil | 4000 | Bare Steel | Galvanized Steel | Not Marked | Y |  | Y
4440021 | 1 | 1993-04-30 | Removed From Ground | Gas | 6000 | Bare Steel | Galvanized Steel | Not Marked
4440021 | 2 | 1993-04-30 | Removed From Ground | Gas | 6000 | Bare Steel | Galvanized Steel | Not Marked
4440021 | 3 | 1993-04-30 | Removed From Ground | Gas | 6000 | Bare Steel | Galvanized Steel | Not Marked
4440021 | 4 | 1993-04-30 | Removed From Ground | Diesel | 6000 | Bare Steel | Galvanized Steel | Not Marked
4440021 | 5 | 1993-04-30 | Removed From Ground | Heating Oil | 550 | Not Marked/Unknown | Not Marked | Not Marked
4440022 | 1 | 1999-04-22 | Currently In Use | Diesel | 10000 | Fiberglass | Fiberglass Reinforced Plastic | Pressure |  | 1991-06-01 |  | 1991-06-01
4440022 | 2 | 1979-04-22 | Currently In Use | Gas | 10000 | Fiberglass | Fiberglass Reinforced Plastic | Pressure |  | 1991-06-01 |  | 1991-06-01
4440022 | 3 | 1979-04-22 | Currently In Use | Gas | 10000 | Fiberglass | Fiberglass Reinforced Plastic | Pressure |  | 1991-06-01 |  | 1991-06-01
4440022 | 4 | 1979-04-22 | Currently In Use | Gas | 10000 | Fiberglass | Fiberglass Reinforced Plastic | Pressure |  | 1991-06-01 |  | 1991-06-01
4440023 | 1 | 1991-09-01 | Removed From Ground | Empty | 10000 | Fiberglass | Galvanized Steel | Not Marked
4440023 | 2 | 1991-09-01 | Removed From Ground | Empty | 8000 | Bare Steel | Galvanized Steel | Not Marked
4440023 | 3 | 1991-09-01 | Removed From Ground | Empty | 8000 | Bare Steel | Galvanized Steel | Not Marked
4440023 | 4 | 1991-09-01 | Removed From Ground | Empty | 8000 | Bare Steel | Galvanized Steel | Not Marked
4440023 | 5 | 2013-12-31 | Currently In Use | Gas | 10000 | Fiberglass Double Walled | Fiberglass/Double Walled | Pressure |  | 1991-10-01 |  | 1991-10-01
4440023 | 6 | 2013-12-31 | Currently In Use | Gas | 10000 | Fiberglass Double Walled | Fiberglass/Double Walled | Pressure |  | 1991-10-01 |  | 1991-10-01
4440023 | 7 | 2013-12-31 | Currently In Use | Gas | 10000 | Fiberglass Double Walled | Fiberglass/Double Walled | Pressure |  | 1991-10-01 |  | 1991-10-01
4440023 | 8 | 2013-12-31 | Currently In Use | Diesel | 10000 | Fiberglass Double Walled | Fiberglass/Double Walled | Pressure |  | 1991-10-01 |  | 1991-10-01
4440024 | 1 | 1991-12-01 | Removed From Ground | Gas | 6000 | Bare Steel | Not Marked | Not Marked
4440024 | 2 | 1991-12-01 | Removed From Ground | Gas | 6000 | Bare Steel | Not Marked | Not Marked
4440024 | 3 | 1991-12-01 | Removed From Ground | Gas | 6000 | Bare Steel | Galvanized Steel | Not Marked
4440024 | 4 | 1991-12-01 | Removed From Ground | Gas | 6000 | Bare Steel | Galvanized Steel | Not Marked
4440024 | 5 | 2016-08-15 | Temporarily Out Of Use | Gas | 10000 | Fiberglass Double Walled | Fiberglass/Double Walled | Pressure |  | 1991-12-01 |  | 1991-12-01
4440024 | 6 | 2016-08-15 | Temporarily Out Of Use | Gas | 10000 | Fiberglass Double Walled | Fiberglass/Double Walled | Pressure |  | 1991-12-01 |  | 1991-12-01
4440024 | 7 | 2016-08-15 | Temporarily Out Of Use | Gas | 10000 | Fiberglass Double Walled | Fiberglass/Double Walled | Pressure |  | 1991-12-01 |  | 1991-12-01
4440025 | 1 | 1990-10-17 | Removed From Ground | Gas | 560 | Bare Steel | Galvanized Steel | Not Marked
4440025 | 2 | 1990-10-17 | Removed From Ground | Gas | 560 | Bare Steel | Galvanized Steel | Not Marked
4440025 | 3 | 1997-04-17 | Removed From Ground | Gas | 1000 | Cathodically Protected Steel | Cathodically Protected | Suction: No Valve At The Tank |  | 1989-09-20 |  | 1989-09-20
4440025 | 4 | 1997-04-17 | Removed From Ground | Diesel | 1000 | Cathodically Protected Steel | Cathodically Protected | Suction: No Valve At The Tank |  | 1989-09-20 |  | 1989-09-20
4440026 | 1 | 1988-11-01 | Removed From Ground | Heating Oil | 30000 | Bare Steel | Bare Steel | Suction: Valve At The Tank
4440026 | 2 | 1988-11-01 | Removed From Ground | Heating Oil | 30000 | Bare Steel | Bare Steel | Suction: Valve At The Tank
4440026 | 3 | 1988-11-03 | Removed From Ground | Heating Oil | 12000 | Bare Steel | Bare Steel | Suction: Valve At The Tank
4440026 | 4 | 1988-11-03 | Removed From Ground | Heating Oil | 12000 | Bare Steel | Bare Steel | Suction: Valve At The Tank
4440027 | 1 | 1999-01-12 | Removed From Ground | Diesel | 4000 | Fiberglass | Fiberglass Reinforced Plastic | Suction: Valve At The Tank
4440027 | 2 | 1999-01-12 | Removed From Ground | Gas | 4000 | Fiberglass | Fiberglass Reinforced Plastic | Suction: Valve At The Tank
4440027 | 3 | 1999-01-12 | Removed From Ground | Diesel | 4000 | Fiberglass | Fiberglass Reinforced Plastic | Suction: Valve At The Tank
4440028 | 002 | 1999-01-19 | Removed From Ground | Diesel | 10000 | Fiberglass | Bare Steel | Suction: Valve At The Tank
4440028 | 1 | 1999-01-19 | Removed From Ground | Gas | 10000 | Bare Steel | Bare Steel | Suction: Valve At The Tank
4440029 | 1 | 1999-02-18 | Removed From Ground | Diesel | 10000 | Bare Steel | Bare Steel | Not Marked
4440029 | 2 | 1999-02-18 | Removed From Ground | Diesel | 10000 | Bare Steel | Bare Steel | Not Marked
4440029 | 3 | 1999-02-18 | Removed From Ground | Used Oil | 550 | Bare Steel | Unknown | Not Marked | Y |  | Y
4440031 | 1 | 1998-12-17 | Removed From Ground | Gas | 4000 | Bare Steel | Bare Steel | Suction: Valve At The Tank
4440033 | 1 | 1987-01-01 | Removed From Ground | Gas | 4000 | Bare Steel | Galvanized Steel | Not Marked
4440033 | 2 | 1991-01-01 | Removed From Ground | Diesel | 1000 | Bare Steel | Galvanized Steel | Not Marked
4440034 | 1 | 1995-01-24 | Removed From Ground | Used Oil | 300 | Bare Steel | Bare Steel | Gravity Fed | Y |  | Y
4440034 | 2 | 1985-01-01 | Removed From Ground | Gas | 10000 | Bare Steel | Bare Steel | Not Marked
4440034 | 3 | 1985-01-01 | Removed From Ground | Gas | 10000 | Bare Steel | Bare Steel | Not Marked
4440036 | 1 | 1998-07-07 | Removed From Ground | Diesel | 8000 | Bare Steel | Galvanized Steel | Suction: Valve At The Tank
4440036 | 2 | 1998-07-07 | Removed From Ground | Other | 6000 | Bare Steel | Galvanized Steel | Suction: Valve At The Tank
4440036 | 3 | 1998-07-07 | Removed From Ground | Used Oil | 500 | Bare Steel | Galvanized Steel | Suction: Valve At The Tank | Y |  | Y
4440038 | 1 |  | Removed From Ground Date Unknown | Gas | 10000 | Bare Steel | Galvanized Steel | Not Marked
4440039 | 003 | 1972-03-14 | Currently In Use | Gas | 10000 | Steel-Impressed Current | Fiberglass Reinforced Plastic | Pressure |  | 1995-05-17 |  | 1995-05-17
4440039 | 1 | 1972-03-14 | Currently In Use | Gas | 10000 | Steel-Impressed Current | Fiberglass Reinforced Plastic | Pressure |  | 1995-05-17 |  | 1995-05-17
4440039 | 2 | 2011-09-06 | Temporarily Out Of Use | Gas | 10000 | Steel-Impressed Current | Fiberglass Reinforced Plastic | Pressure |  | 1995-05-17 |  | 1995-05-17
4440040 | 1 | 1994-10-19 | Removed From Ground | Used Oil | 270 | Bare Steel | Bare Steel | Gravity Fed | Y |  | Y
4440043 | 1 | 1988-12-08 | Removed From Ground | Diesel | 3000 | Bare Steel | Bare Steel | Not Marked
4440043 | 5 | 1990-10-01 | Removed From Ground | Diesel | 2000 | Bare Steel | Bare Steel | Not Marked
4440045 | 1 | 2004-02-04 | Removed From Ground | Gas | 3000 | Bare Steel | Galvanized Steel | Not Marked
4440045 | 2 | 2004-02-04 | Removed From Ground | Gas | 30000 | Bare Steel | Galvanized Steel | Not Marked
4440045 | 3 | 2004-02-04 | Removed From Ground | Gas | 3000 | Bare Steel | Galvanized Steel | Not Marked
4440045 | 4 | 2004-02-04 | Removed From Ground | Gas | 6000 | Bare Steel | Galvanized Steel | Not Marked
4440050 | 1 | 2000-04-17 | Removed From Ground | Diesel | 10000 | Bare Steel | Galvanized Steel | Not Marked
4440050 | 2 | 2000-04-17 | Removed From Ground | Diesel | 8000 | Bare Steel | Galvanized Steel | Not Marked
4440051 | 1 | 1996-08-01 | Removed From Ground | Diesel | 10000 | Bare Steel | Fiberglass Reinforced Plastic | Pressure |  | 1991-08-27 |  | 1991-08-27
4440051 | 2 | 1996-08-01 | Removed From Ground | Diesel | 10000 | Bare Steel | Fiberglass Reinforced Plastic | Pressure |  | 1991-08-27 |  | 1991-08-27
4440051 | 3 | 1996-08-01 | Removed From Ground | Diesel | 10000 | Bare Steel | Fiberglass Reinforced Plastic | Pressure |  | 1991-08-17 |  | 1991-08-17
4440051 | 4 | 1992-03-05 | Removed From Ground | Used Oil | 550 | Bare Steel | Unknown | Not Marked | Y |  | Y
4440052 | 1 | 1997-08-01 | Removed From Ground | Diesel | 8000 | Fiberglass | Galvanized Steel | Suction: Valve At The Tank
4440052 | 2 | 1997-08-01 | Removed From Ground | Gas | 2000 | Fiberglass | Galvanized Steel | Suction: Valve At The Tank
4440052 | 5A | 1997-09-01 | Currently In Use | Diesel | 12000 | Fiberglass | Double Walled Flex | Pressure |  | 1997-09-01 |  | 1997-09-01
4440052 | 5B | 1997-09-01 | Currently In Use | Diesel | 3000 | Fiberglass | Double Walled Flex | Pressure |  | 1997-09-01 |  | 1997-09-01
4440054 | 1 | 1995-05-10 | Removed From Ground | Other | 750 | Bare Steel | Bare Steel | Not Marked
4440054 | 2 | 1995-05-10 | Removed From Ground | Other | 500 | Bare Steel | Bare Steel | Not Marked
4440054 | 3 | 1995-05-10 | Removed From Ground | Other | 500 | Bare Steel | Bare Steel | Not Marked
4440057 | 1 | 1995-04-10 | Removed From Ground | Other | 20000 | Bare Steel | Unknown | Not Marked
4440057 | 2 | 1995-04-10 | Removed From Ground | Other | 20000 | Bare Steel | Unknown | Not Marked
4440057 | 3 | 1991-01-01 | Removed From Ground | Diesel | 10000 | Bare Steel | Bare Steel | Not Marked
4440057 | 4 | 1991-01-01 | Removed From Ground | Diesel | 6000 | Bare Steel | Bare Steel | Not Marked
4440059 | 1 | 2006-09-12 | Removed From Ground | Used Oil | 1000 | Bare Steel | Galvanized Steel | Not Marked | Y |  | Y
4440059 | 1 |  | Currently In Use | Used Oil | 1000 | Bare Steel | Galvanized Steel | Not Marked | Y |  | Y
4440060 | 1 | 1990-10-15 | Removed From Ground | Gas | 2000 | Bare Steel | Galvanized Steel | Not Marked
4440061 | 1 | 1994-01-24 | Removed From Ground | Diesel | 1000 | Cathodically Protected Steel | Cathodically Protected | Suction: Valve At The Tank
4440062 | 1 | 1990-03-01 | Removed From Ground | Gas | 5288 | Bare Steel | Galvanized Steel | Not Marked
4440062 | 10 | 1994-05-10 | Removed From Ground | Heating Oil | 550 | Not Marked/Unknown | Not Marked | Not Marked
4440062 | 11 | 1994-05-10 | Removed From Ground | Used Oil | 275 | Not Marked/Unknown | Not Marked | Not Marked | Y |  | Y
4440062 | 2 | 1990-03-01 | Removed From Ground | Gas | 5288 | Bare Steel | Galvanized Steel | Not Marked
4440062 | 3 | 1990-03-01 | Removed From Ground | Gas | 5288 | Bare Steel | Galvanized Steel | Not Marked
4440062 | 4 | 1990-03-01 | Removed From Ground | Diesel | 5288 | Bare Steel | Galvanized Steel | Not Marked |  | 1990-04-25 |  | 1990-04-25
4440062 | 5 | 1990-03-01 | Removed From Ground | Kerosene | 550 | Marked Unknown | Unknown | Not Marked |  | 1990-04-25 |  | 1990-04-25
4440062 | 6 | 1990-03-01 | Removed From Ground | Used Oil | 550 | Marked Unknown | Unknown | Not Marked | Y |  | Y | 1990-04-25
4440062 | 7 | 1990-04-01 | Currently In Use | Gas | 8000 | STIP-3 | Fiberglass Reinforced Plastic | Pressure |  | 2000-12-08 |  | 2000-12-08
4440062 | 8 | 1990-04-01 | Currently In Use | Gas | 8000 | STIP-3 | Fiberglass Reinforced Plastic | Pressure |  | 2000-12-08 |  | 2000-12-08
4440062 | 9 | 1990-04-01 | Currently In Use | Diesel | 8000 | STIP-3 | Fiberglass Reinforced Plastic | Pressure |  | 2000-12-08 |  | 2000-12-08
4440063 | 1 | 1997-07-01 | Removed From Ground | Diesel | 20000 | Cathodically Protected Steel | Cathodically Protected | Suction: Valve At The Tank
4440063 | 2 | 1997-07-01 | Removed From Ground | Diesel | 20000 | Cathodically Protected Steel | Cathodically Protected | Suction: Valve At The Tank
4440063 | 3 | 1997-07-01 | Removed From Ground | Gas | 10000 | Fiberglass | Galvanized Steel | Not Marked
4440063 | 4 | 1997-07-01 | Removed From Ground | Used Oil | 1000 | Bare Steel | Galvanized Steel | Not Marked | Y |  | Y
4440063 | 5 | 1997-07-01 | Removed From Ground | Other | 6000 | Bare Steel | Galvanized Steel | Not Marked
4440065 | 1 | 2013-01-25 | Removed From Ground | Diesel | 10000 | Lined Interior | Fiberglass Reinforced Plastic | Suction: No Valve At The Tank |  | 1991-05-30 |  | 1991-05-30
4440065 | 2 | 1991-05-30 | Removed From Ground | Diesel | 4000 | Bare Steel | Galvanized Steel | Not Marked
4440065 | 3 | 1991-05-30 | Removed From Ground | Gas | 6000 | Bare Steel | Galvanized Steel | Not Marked
4440065 | 5 | 2014-01-06 | Currently In Use | Diesel | 10000 | Fiberglass Double Walled | Fiberglass/Double Walled | Suction: Valve At The Tank | N | 2013-05-15 | N | 2013-05-15
4440067 | 1 | 1997-03-25 | Removed From Ground | Gas | 1000 | Bare Steel | Galvanized Steel | Suction: Valve At The Tank
4440067 | 2 | 1997-03-25 | Removed From Ground | Gas | 1000 | Bare Steel | Galvanized Steel | Suction: Valve At The Tank
4440067 | 3 | 2014-11-05 | Closed In Ground | Gas | 2000 | Fiberglass | Fiberglass Reinforced Plastic | Suction: No Valve At The Tank |  | 1997-03-27 12:00 | Y | 1997-03-27 12:00
4440068 | 1 | 1995-12-21 | Removed From Ground | Gas | 500 | Bare Steel | Galvanized Steel | Not Marked
4440070 | 1 | 1995-06-20 | Removed From Ground | Used Oil | 552 | Bare Steel | Galvanized Steel | Gravity Fed | Y |  | Y
4440072 | 1 | 1995-02-14 | Removed From Ground | Gas | 4000 | Bare Steel | Bare Steel | Suction: No Valve At The Tank
4440072 | 2 | 1995-02-14 | Removed From Ground | Gas | 4000 | Bare Steel | Bare Steel | Suction: No Valve At The Tank
4440072 | 3 | 1995-02-14 | Removed From Ground | Diesel | 2000 | Bare Steel | Bare Steel | Suction: No Valve At The Tank
4440074 | 1 | 1989-08-01 | Removed From Ground | Other | 10000 | Bare Steel | Bare Steel | Not Marked
4440074 | 2 | 1989-08-01 | Removed From Ground | Other | 10000 | Bare Steel | Bare Steel | Not Marked
4440074 | 3 | 1989-08-01 | Removed From Ground | Other | 10000 | Bare Steel | Bare Steel | Not Marked
4440074 | 4 | 1999-01-01 | Removed From Ground | Diesel | 1000 | Bare Steel | Bare Steel | Not Marked
4440074 | 5 | 1999-01-01 | Removed From Ground | Diesel | 5000 | Bare Steel | Bare Steel | Not Marked
4440074 | 6 | 2013-04-11 | Closed In Ground | Diesel | 8000 | Composite | Secondary Containment | Suction: No Valve At The Tank |  | 1999-01-01 |  | 1999-01-01
4440074 | CEP-1 | 1990-01-05 | Currently In Use | Diesel | 30000 | Fiberglass | Fiberglass Reinforced Plastic | Suction: Valve At The Tank |  | 1990-01-05 |  | 1990-01-05
4440075 | DT-4 | 1998-07-16 | Removed From Ground | Gas | 1000 | Bare Steel | Unknown | Suction: Valve At The Tank
4440076 | DT-3 | 1998-07-22 | Removed From Ground | Gas | 3000 | Bare Steel | Unknown | Suction: Valve At The Tank
4440078 | 12 | 1998-12-01 | Removed From Ground | Diesel | 10000 | Bare Steel | Unknown | Pressure
4440078 | DT-1 | 1998-12-01 | Removed From Ground | Gas | 3000 | Bare Steel | Unknown | Suction: Valve At The Tank
4440079 | 1 | 1987-09-01 | Removed From Ground | Gas | 3000 | Bare Steel | Unknown | Not Marked
4440080 | 1 | 1990-01-11 | Removed From Ground | Other | 4000 | Fiberglass | Not Marked | Not Marked
4440080 | 2 |  | Currently In Use | Kerosene | 10000 | Fiberglass | Not Marked | Not Marked
4440080 | 3 |  | Currently In Use | Other | 4000 | Fiberglass | Not Marked | Not Marked
4440081 | 1 | 2010-02-23 | Temporarily Out Of Use | Gas | 10000 | Steel-Impressed Current | Impressed Current | Suction: Valve At The Tank |  | 1998-02-20 |  | 1998-02-20
4440082 | 1 | 1983-02-27 | Currently In Use | Jet Fuel | 10000 | Fiberglass | Steel/Secondary Containment | Pressure |  | 1998-12-21 |  | 1998-12-11
4440083 | 1 | 1999-02-15 | Removed From Ground | Diesel | 2000 | Bare Steel | Galvanized Steel | Not Marked
4440083 | 2 | 1999-02-15 | Removed From Ground | Gas | 3000 | Bare Steel | Galvanized Steel | Not Marked
4440083 | 3 | 1999-02-15 | Removed From Ground | Diesel | 500 | Bare Steel | Galvanized Steel | Not Marked
4440083 | 4 | 1999-01-15 | Removed From Ground | Gas | 3000 | Double Walled | Fiberglass Reinforced Plastic | Suction: Valve At The Tank |  | 1999-02-01 |  | 1999-02-01
4440083 | 5 | 1999-04-01 | Currently In Use | Gas | 2500 | Fiberglass Double Walled | Fiberglass Reinforced Plastic | Suction: No Valve At The Tank |  | 1999-04-01 |  | 1999-04-01
4440083 | 6 | 2006-01-01 | Currently In Use | Diesel | 5000 | Fiberglass Double Walled | Steel/Secondary Containment | Suction: No Valve At The Tank | N | 2006-01-01 | N | 2006-01-01
4440084 | 001 | 1990-08-01 | Removed From Ground | Gas | 4000 | Marked Unknown | Unknown | Not Marked
4440085 | 1 | 1995-04-25 | Removed From Ground | Used Oil | 270 | Marked Unknown | Unknown | Not Marked | Y |  | Y
4440086 | 1 | 1998-06-17 | Closed In Ground | Empty | 12000 | Bare Steel | Galvanized Steel | Suction: Valve At The Tank |  | 1989-08-16
4440086 | 2 | 2000-09-18 | Currently In Use | Aviation Gas/AV Gas | 20000 | STIP-3 | Fiberglass Reinforced Plastic | Suction: No Valve At The Tank |  | 1989-08-16 |  | 1998-03-06
4440088 | 1 | 1988-10-01 | Removed From Ground | Gas | 10000 | Bare Steel | Galvanized Steel | Not Marked
4440088 | 2 | 1988-10-01 | Removed From Ground | Gas | 10000 | Bare Steel | Galvanized Steel | Not Marked
4440088 | 3 | 1988-10-01 | Removed From Ground | Gas | 10000 | Bare Steel | Galvanized Steel | Not Marked
4440089 | 1 | 1999-01-30 | Removed From Ground | Diesel | 20000 | Bare Steel | Bare Steel | Suction: Valve At The Tank
4440089 | 2 | 1999-01-30 | Removed From Ground | Diesel | 20000 | Fiberglass | Galvanized Steel | Suction: Valve At The Tank
4440089 | 3 | 1999-01-30 | Removed From Ground | Diesel | 10000 | Bare Steel | Bare Steel | Suction: Valve At The Tank
4440089 | 4 | 1999-01-30 | Removed From Ground | Gas | 2000 | Bare Steel | Bare Steel | Suction: Valve At The Tank
4440090 | 1 | 1985-02-19 | Currently In Use | Gas | 10000 | Steel-Impressed Current | Impressed Current | Pressure |  | 1998-07-25 |  | 1998-07-25
4440091 | 2 | 1993-06-15 | Closed In Ground | Heating Oil | 8000 | Bare Steel | Galvanized Steel | Pressure
4440091 | 3 | 1993-06-15 | Closed In Ground | Heating Oil | 20000 | Bare Steel | Galvanized Steel | Pressure
4440092 | 1 | 1999-01-13 | Removed From Ground | Empty | 30000 | Bare Steel | Bare Steel | Not Marked
4440092 | 2 | 1999-01-13 | Removed From Ground | Empty | 30000 | Bare Steel | Bare Steel | Not Marked
4440092 | 3 | 1999-01-13 | Removed From Ground | Empty | 30000 | Bare Steel | Bare Steel | Not Marked
4440092 | 4 | 1999-01-13 | Removed From Ground | Empty | 30000 | Bare Steel | Bare Steel | Not Marked
4440092 | 5 | 1999-01-13 | Removed From Ground | Gas | 5000 | Marked Unknown | Unknown | Not Marked
4440092 | 6 | 1999-01-13 | Removed From Ground | Gas | 5000 | Marked Unknown | Unknown | Not Marked
4440098 | 1 | 1986-07-01 | Closed In Ground | Empty | 2000 | Bare Steel | Galvanized Steel | Suction: Valve At The Tank
4440100 | 1 | 1995-10-24 | Removed From Ground | Gas | 8000 | Bare Steel | Galvanized Steel | Not Marked
4440100 | 5 | 1995-10-24 | Removed From Ground | Other | 1000 | Bare Steel | Galvanized Steel | Not Marked
4440100 | 6 | 1995-10-24 | Removed From Ground | Other | 500 | Bare Steel | Galvanized Steel | Not Marked
4440100 | 7 | 1995-10-24 | Removed From Ground | Used Oil | 1000 | Bare Steel | Galvanized Steel | Not Marked | Y |  | Y
4440101 | 1 | 1992-11-01 | Removed From Ground | Used Oil | 500 | Bare Steel | Galvanized Steel | Not Marked | Y |  | Y
4440102 | 1 |  | Removed From Ground Date Unknown | Gas | 15000 | Bare Steel | Fiberglass Reinforced Plastic | Pressure |  | 1993-08-22 |  | 1993-08-22
4440102 | 2 |  | Removed From Ground Date Unknown | Gas | 10000 | Bare Steel | Fiberglass Reinforced Plastic | Pressure |  | 1993-08-22 |  | 1993-08-22
4440102 | 3 |  | Removed From Ground Date Unknown | Gas | 10000 | Bare Steel | Fiberglass Reinforced Plastic | Pressure |  | 1993-08-22 |  | 1993-08-22
4440103 | 1 | 2013-06-26 | Currently In Use | Gas | 10000 | Steel-Impressed Current | Fiberglass/Double Walled | Pressure |  | 1990-02-01 |  | 1990-02-01
4440103 | 2 | 2013-06-26 | Currently In Use | Gas | 8000 | Steel-Impressed Current | Fiberglass/Double Walled | Pressure |  | 1990-02-01 |  | 1990-02-02
4440103 | 3 | 2013-06-26 | Currently In Use | Diesel | 8000 | Steel-Impressed Current | Fiberglass/Double Walled | Pressure |  | 1990-02-01 |  | 1990-02-01
4440104 | 1 | 1994-02-01 | Removed From Ground | Diesel | 10000 | Cathodically Protected Steel | Galvanized Steel | Not Marked
4440104 | 2 | 1994-02-01 | Removed From Ground | Gas | 8000 | Cathodically Protected Steel | Galvanized Steel | Not Marked
4440104 | 3 | 1994-02-01 | Removed From Ground | Gas | 8000 | Cathodically Protected Steel | Galvanized Steel | Not Marked
4440104 | 4 | 1994-06-09 | Removed From Ground | Used Oil | 500 | Cathodically Protected Steel | Galvanized Steel | Not Marked | Y |  | Y
4440105 | 1 | 1985-07-01 | Closed In Ground | Diesel | 3000 | Bare Steel | Galvanized Steel | Not Marked
4440105 | 2 | 2012-08-14 | Removed From Ground | Gas | 10000 | Steel-Galvanic | Fiberglass Reinforced Plastic | Pressure |  | 1996-01-01 |  | 1996-01-01
4440105 | 3 | 2012-08-14 | Removed From Ground | Diesel | 10000 | Steel-Galvanic | Fiberglass Reinforced Plastic | Pressure |  | 1996-01-01 |  | 1996-01-01
4440106 | 1 | 1993-12-30 | Removed From Ground | Used Oil | 1000 | Bare Steel | Galvanized Steel | Not Marked | Y |  | Y
4440106 | 2 | 1993-12-30 | Removed From Ground | Other | 1000 | Bare Steel | Galvanized Steel | Not Marked
4440106 | 3 | 1993-12-30 | Removed From Ground | Other | 1000 | Bare Steel | Galvanized Steel | Not Marked
4440106 | 4 | 1993-12-30 | Removed From Ground | Gas | 10000 | Not Marked/Unknown | Not Marked | Not Marked
4440106 | 5 | 1993-12-30 | Removed From Ground | Gas | 2000 | Not Marked/Unknown | Not Marked | Not Marked
4440106 | 6 | 1993-12-30 | Removed From Ground | Gas | 2000 | Not Marked/Unknown | Not Marked | Not Marked
4440107 | 1 |  | Permanently Out Of Use | Other | 750 | Bare Steel | Bare Steel | Not Marked
4440107 | 2 |  | Permanently Out Of Use | Other | 750 | Bare Steel | Bare Steel | Not Marked
4440107 | 3 |  | Permanently Out Of Use | Other | 500 | Bare Steel | Bare Steel | Not Marked
4440108 | 1 | 1991-10-18 | Removed From Ground | Gas | 8000 | Bare Steel | Galvanized Steel | Not Marked
4440108 | 2 | 1991-10-18 | Removed From Ground | Gas | 9000 | Bare Steel | Galvanized Steel | Not Marked
4440108 | 3 | 1991-10-18 | Removed From Ground | Gas | 10000 | Bare Steel | Galvanized Steel | Not Marked
4440108 | 4 | 1991-10-13 | Currently In Use | Gas | 10000 | Epoxy | Fiberglass Reinforced Plastic | Pressure |  | 1991-10-01 |  | 1991-10-01
4440108 | 5 | 1991-10-13 | Currently In Use | Gas | 10000 | Epoxy | Fiberglass Reinforced Plastic | Pressure |  | 1991-10-01 |  | 1991-10-01
4440108 | 6 | 1991-10-13 | Currently In Use | Gas | 10000 | Epoxy | Fiberglass Reinforced Plastic | Pressure |  | 1991-10-01 |  | 1991-10-01
4440109 | 001 | 1991-01-01 | Removed From Ground | Diesel | 10000 | Bare Steel | Unknown | Not Marked
4440109 | 002 | 1991-01-01 | Removed From Ground | Diesel | 10000 | Bare Steel | Unknown | Not Marked
4440109 | 003 | 1991-01-01 | Removed From Ground | Used Oil | 500 | Bare Steel | Unknown | Not Marked | Y |  | Y
4440109 | 004 | 1991-01-01 | Removed From Ground | Other | 500 | Bare Steel | Unknown | Not Marked
4440116 | 1 | 2016-07-07 | Removed From Ground | Diesel | 12000 | Fiberglass | Fiberglass Reinforced Plastic | Pressure |  | 1992-09-10 12:00 |  | 1992-09-10 12:00
4440116 | 2 | 2016-07-07 | Removed From Ground | Diesel | 12000 | Fiberglass | Fiberglass Reinforced Plastic | Pressure |  | 1992-09-10 12:00 |  | 1992-09-10 12:00
4440116 | 3 | 2016-07-07 | Removed From Ground | New Oil | 6000 | Fiberglass | Fiberglass Reinforced Plastic | Suction: Valve At The Tank |  | 1992-09-10 12:00 |  | 1992-09-10 12:00
4440116 | 4 | 2000-11-30 | Removed From Ground | Other | 6000 | Excavation Liner | Galvanized Steel | Suction: Valve At The Tank |  | 1992-09-10 |  | 1992-09-10
4440116 | 5 | 2016-07-07 | Removed From Ground | Used Oil | 1000 | Fiberglass | Galvanized Steel | Gravity Fed | Y | 1992-09-10 12:00 | Y | 1992-09-10 12:00
4440120 | 1 | 1999-03-08 | Removed From Ground | Diesel | 500 | Bare Steel | Copper | Not Marked
4440121 | 1 |  | Removed From Ground Date Unknown | Gas | 1000 | Bare Steel | Bare Steel | Suction: Valve At The Tank
4440121 | 2 |  | Removed From Ground Date Unknown | Diesel | 10000 | Bare Steel | Bare Steel | Suction: Valve At The Tank
4440121 | 3 |  | Removed From Ground Date Unknown | Other | 500 | Not Marked/Unknown | Not Marked | Not Marked
4440122 | 1 | 2011-05-18 | Removed From Ground | Gas | 10000 | Steel-Impressed Current | Impressed Current | Pressure |  | 1995-04-26 |  | 1995-04-26
4440123 | 1 | 1990-01-01 | Removed From Ground | Gas | 6000 | Bare Steel | Galvanized Steel | Not Marked
4440123 | 2 | 1990-01-01 | Removed From Ground | Gas | 6000 | Bare Steel | Galvanized Steel | Not Marked
4440126 | 1 |  | Removed From Ground Date Unknown | Gas | 6000 | Bare Steel | Galvanized Steel | Suction: No Valve At The Tank
4440127 | 1 | 1993-12-14 | Removed From Ground | Gas | 10000 | Bare Steel | Galvanized Steel | Not Marked
4440127 | 2 | 1993-12-14 | Removed From Ground | Diesel | 10000 | Bare Steel | Galvanized Steel | Not Marked
4440127 | 3 | 1993-12-14 | Removed From Ground | Used Oil | 1000 | Bare Steel | Galvanized Steel | Not Marked | Y |  | Y
4440127 | 4 | 1993-12-14 | Removed From Ground | Other | 1000 | Bare Steel | Galvanized Steel | Not Marked
4440127 | 5 |  | Closed In Ground Date Unknown | Diesel | 10000 | Not Marked/Unknown | Not Marked | Not Marked
4440127 | 5 |  | Currently In Use | Diesel | 10000 | Not Marked/Unknown | Not Marked | Not Marked
4440128 | 1 | 2005-06-15 | Removed From Ground | Gas | 1000 | Steel-Impressed Current | Impressed Current | Gravity Fed |  | 1997-04-24 |  | 1997-04-24
4440128 | 1 |  | Currently In Use | Gas | 1000 | Steel-Impressed Current | Impressed Current | Gravity Fed |  | 1997-04-24 |  | 1997-04-24
4440128 | 2 | 1988-06-01 | Removed From Ground | Gas | 1 | Bare Steel | Galvanized Steel | Not Marked
4440131 | 1 | 1979-01-03 | Currently In Use | Gas | 10000 | Steel-Impressed Current | Fiberglass Reinforced Plastic | Pressure |  | 1998-12-01 |  | 1998-12-01
4440131 | 2 | 1979-01-03 | Currently In Use | Diesel | 10000 | Steel-Impressed Current | Fiberglass Reinforced Plastic | Pressure |  | 1998-12-01 |  | 1998-12-01
4440131 | 3 | 1979-01-03 | Currently In Use | Gas | 6000 | Steel-Impressed Current | Fiberglass Reinforced Plastic | Pressure |  | 1998-12-01 |  | 1998-12-01
4440132 | 1 | 1993-08-25 | Removed From Ground | Gas | 12000 | Bare Steel | Galvanized Steel | Pressure
4440132 | 2 | 1993-08-25 | Removed From Ground | Gas | 12000 | Bare Steel | Galvanized Steel | Pressure
4440132 | 3 | 1993-08-25 | Removed From Ground | Gas | 12000 | Bare Steel | Galvanized Steel | Pressure
4440133 | 1 | 1983-11-01 | Currently In Use | Gas | 10152 | STIP-3 | Fiberglass Reinforced Plastic | Pressure |  | 1993-09-10 |  | 1993-09-10
4440133 | 2 | 1983-11-01 | Currently In Use | Gas | 10152 | STIP-3 | Fiberglass Reinforced Plastic | Pressure |  | 1993-09-10 |  | 1993-09-10
4440133 | 3 | 1983-11-01 | Currently In Use | Gas | 6048 | STIP-3 | Fiberglass Reinforced Plastic | Pressure |  | 1993-09-10 |  | 1993-09-10
4440133 | 4 | 1983-11-01 | Currently In Use | Diesel | 6048 | STIP-3 | Fiberglass Reinforced Plastic | Pressure |  | 1993-09-10 |  | 1993-09-10
4440134 | 1 | 1993-05-23 | Removed From Ground | Gas | 12000 | Bare Steel | Bare Steel | Pressure
4440134 | 2 | 1993-05-01 | Removed From Ground | Gas | 12000 | Bare Steel | Bare Steel | Pressure
4440134 | 3 | 1993-05-01 | Removed From Ground | Gas | 12000 | Bare Steel | Bare Steel | Pressure
4440135 | 1 | 2003-04-14 | Currently In Use | Gas | 11780 | Fiberglass | Fiberglass Reinforced Plastic | Pressure |  | 1994-12-11 |  | 1994-12-11
4440135 | 2 | 2003-04-14 | Currently In Use | Diesel | 11780 | Fiberglass | Fiberglass Reinforced Plastic | Pressure |  | 1994-12-11 |  | 1994-12-11
4440135 | 3 | 2003-04-14 | Currently In Use | Gas | 11780 | Fiberglass | Fiberglass Reinforced Plastic | Pressure |  | 1994-12-11 |  | 1994-12-11
4440141 | 1 | 1997-05-05 | Removed From Ground | Gas | 8000 | Bare Steel | Galvanized Steel | Pressure
4440141 | 2 | 1997-05-02 | Removed From Ground | Gas | 8000 | Bare Steel | Galvanized Steel | Pressure
4440141 | 3 | 1997-05-02 | Removed From Ground | Gas | 8000 | Bare Steel | Galvanized Steel | Pressure
4440145 | 1 | 2006-03-29 | Removed From Ground | Gas | 5000 | Bare Steel | Galvanized Steel | Suction: Valve At The Tank
4440145 | 2 | 2006-03-29 | Removed From Ground | Gas | 5000 | Bare Steel | Galvanized Steel | Suction: Valve At The Tank
4440145 | 3 | 2006-03-29 | Removed From Ground | Gas | 5000 | Bare Steel | Galvanized Steel | Suction: Valve At The Tank
4440145 | 4 | 2006-03-29 | Removed From Ground | Gas | 5000 | Bare Steel | Galvanized Steel | Suction: Valve At The Tank
4440151 | 1 | 1989-07-14 | Removed From Ground | Gas | 10000 | Bare Steel | Galvanized Steel | Not Marked
4440151 | 2 | 1989-07-14 | Removed From Ground | Gas | 12000 | Bare Steel | Galvanized Steel | Not Marked
4440151 | 3 | 1989-07-14 | Removed From Ground | Gas | 10000 | Bare Steel | Galvanized Steel | Not Marked
4440151 | 4 | 1989-07-14 | Removed From Ground | Diesel | 10000 | Bare Steel | Galvanized Steel | Not Marked
4440151 | 5 | 1992-02-09 | Currently In Use | Gas | 10000 | Cathodically Protected Steel | Fiberglass Reinforced Plastic | Pressure
4440151 | 5 |  | Removed From Ground Date Unknown | Gas | 10000 | Cathodically Protected Steel | Fiberglass Reinforced Plastic | Pressure
4440151 | 6 | 1992-02-09 | Currently In Use | Gas | 8000 | Cathodically Protected Steel | Fiberglass Reinforced Plastic | Pressure
4440151 | 6 |  | Removed From Ground Date Unknown | Gas | 8000 | Cathodically Protected Steel | Fiberglass Reinforced Plastic | Pressure
4440151 | 7 | 1992-02-09 | Currently In Use | Gas | 6000 | Cathodically Protected Steel | Fiberglass Reinforced Plastic | Pressure
4440151 | 7 |  | Removed From Ground Date Unknown | Gas | 6000 | Cathodically Protected Steel | Fiberglass Reinforced Plastic | Pressure
4440156 | 1 | 1973-12-10 | Currently In Use | Gas | 10000 | Steel-Impressed Current | Fiberglass Reinforced Plastic | Pressure |  | 1996-09-19 |  | 1996-09-19
4440156 | 2 | 1973-12-10 | Currently In Use | Gas | 10000 | Steel-Impressed Current | Fiberglass Reinforced Plastic | Pressure |  | 1996-09-19 |  | 1996-09-19
4440156 | 3 | 1973-12-10 | Currently In Use | Diesel | 10000 | Steel-Impressed Current | Fiberglass Reinforced Plastic | Pressure |  | 1996-09-19 |  | 1996-09-19
4440157 | 1 | 2008-08-06 | Removed From Ground | Gas | 10000 | Fiberglass | Fiberglass Reinforced Plastic | Pressure |  | 1991-01-01 |  | 1991-01-01
4440157 | 2 | 2008-08-06 | Removed From Ground | Gas | 10000 | Fiberglass | Fiberglass Reinforced Plastic | Pressure |  | 1991-01-01 |  | 1991-01-01
4440157 | 3 | 2008-08-06 | Removed From Ground | Gas | 10000 | Fiberglass | Fiberglass Reinforced Plastic | Pressure |  | 1991-01-01 |  | 1991-01-01
4440157 | 4 |  | Removed From Ground Date Unknown | Kerosene | 8000 | Fiberglass | Fiberglass Reinforced Plastic | Not Marked
4440157 | 5 |  | Removed From Ground Date Unknown | Other | 1000 | Fiberglass | Galvanized Steel | Not Marked
4440157 | 6 |  | Removed From Ground Date Unknown | Used Oil | 550 | Fiberglass | Galvanized Steel | Not Marked | Y |  | Y
4440157 | 7A | 2009-08-08 | Currently In Use | Gas | 9000 | Fiberglass Double Walled | Fiberglass/Double Walled | Pressure | N | 2009-08-08 | N | 2009-08-08
4440157 | 7B | 2009-08-08 | Currently In Use | Gas | 6000 | Fiberglass Double Walled | Fiberglass/Double Walled | Pressure | N | 2009-08-08 | N | 2009-08-08
4440158 | 1 | 1985-02-06 | Currently In Use | Gas | 12000 | Fiberglass | Fiberglass Reinforced Plastic | Pressure |  | 1994-01-01 |  | 1987-01-01
4440158 | 2 | 1985-02-06 | Currently In Use | Gas | 10000 | Fiberglass | Fiberglass Reinforced Plastic | Pressure |  | 1994-01-01 |  | 1987-01-01
4440158 | 3 | 1985-02-06 | Currently In Use | Gas | 10000 | Fiberglass | Fiberglass Reinforced Plastic | Pressure |  | 1994-01-01 |  | 1987-01-01
4440158 | 4 | 1985-02-06 | Currently In Use | Diesel | 10000 | Fiberglass | Fiberglass Reinforced Plastic | Pressure |  | 1994-01-01 |  | 1987-01-01
4440158 | 5 | 1985-02-06 | Temporarily Out Of Use | Other | 1000 | Fiberglass | Double Walled Flex | Pressure |  | 1994-01-01 12:00 |  | 1994-01-01 12:00
4440158 | 6 | 1985-02-06 | Temporarily Out Of Use | Used Oil | 550 | Fiberglass | Double Walled Flex | Pressure | Y | 1994-01-01 12:00 | Y | 1994-01-01 12:00
4440159 | 1 | 1985-02-06 | Currently In Use | Gas | 12000 | Fiberglass | Fiberglass Reinforced Plastic | Pressure |  | 1994-01-01 |  | 1985-01-01
4440159 | 2 | 1985-02-06 | Currently In Use | Gas | 10000 | Fiberglass | Fiberglass Reinforced Plastic | Pressure |  | 1994-01-01 |  | 1985-01-01
4440159 | 3 | 1985-02-06 | Currently In Use | Gas | 10000 | Fiberglass | Fiberglass Reinforced Plastic | Pressure |  | 1994-01-01 |  | 1985-01-01
4440159 | 4 | 1985-02-06 | Currently In Use | Diesel | 10000 | Fiberglass | Fiberglass Reinforced Plastic | Pressure |  | 1994-01-01 |  | 1985-01-01
4440160 | 1 | 1995-05-02 | Removed From Ground | Used Oil | 500 | Marked Unknown | Unknown | Not Marked | Y |  | Y
4440160 | 2 | 1995-05-02 | Removed From Ground | Gas | 500 | Not Marked/Unknown | Unknown | Not Marked
4440160 | 3 | 1995-05-02 | Removed From Ground | Diesel | 3000 | Bare Steel | Galvanized Steel | Not Marked
4440161 | 001 | 1994-12-21 | Removed From Ground | Other | 350 | Bare Steel | Galvanized Steel | Gravity Fed | Y |  | Y
4440162 | 1 | 1993-02-24 | Removed From Ground | Used Oil | 1000 | Bare Steel | Unknown | Not Marked | Y |  | Y
4440162 | 2 | 1993-02-24 | Removed From Ground | Used Oil | 1000 | Bare Steel | Unknown | Not Marked | Y |  | Y
4440162 | 3 | 1994-02-28 | Removed From Ground | Heating Oil |  | Not Marked/Unknown | Not Marked | Not Marked
4440163 | 1AST | 1987-01-01 | Removed From Ground | Used Oil | 1000 | Bare Steel | Bare Steel | Not Marked | Y |  | Y
4440165 | 1 | 2002-12-16 | Removed From Ground | Gas | 2000 | Bare Steel | Galvanized Steel | Not Marked
4440165 | 2 | 2002-12-16 | Removed From Ground | Gas | 500 | Bare Steel | Galvanized Steel | Not Marked
4440166 | 1 |  | Permanently Out Of Use | Other | 1 | Bare Steel | Unknown | Not Marked
4440166 | 2 |  | Permanently Out Of Use | Other | 1 | Bare Steel | Unknown | Not Marked
4440166 | 3 |  | Permanently Out Of Use | Other | 1 | Bare Steel | Unknown | Not Marked
4440166 | 4 |  | Permanently Out Of Use | Other | 1 | Bare Steel | Unknown | Not Marked
4440166 | 5 |  | Permanently Out Of Use | Other | 1 | Bare Steel | Unknown | Not Marked
4440166 | 6 |  | Permanently Out Of Use | Other | 1 | Bare Steel | Unknown | Not Marked
4440167 | 1 | 1991-01-01 | Removed From Ground | Diesel | 10000 | Marked Unknown | Unknown | Not Marked
4440167 | 2 | 1991-01-01 | Removed From Ground | Diesel | 10000 | Marked Unknown | Unknown | Not Marked
4440167 | 3 | 1990-05-22 | Removed From Ground | Gas | 3000 | Marked Unknown | Unknown | Not Marked
4440167 | 4 | 1991-05-25 | Removed From Ground | Other | 5000 | Marked Unknown | Unknown | Not Marked
4440167 | 5 | 1991-05-25 | Removed From Ground | Used Oil | 560 | Marked Unknown | Unknown | Not Marked | Y |  | Y
4440167 | 6 | 2016-05-13 | Removed From Ground | Not Marked | 2000 | Unknown | Unknown | Not Marked | N |  | N
4440167 | 6 |  | Currently In Use | Not Marked | 2000 | Unknown | Unknown | Not Marked | N |  | N
4440170 | 1 | 1994-02-15 | Removed From Ground | Gas | 10000 | Fiberglass | Galvanized Steel | Pressure
4440170 | 2 | 2000-06-09 | Removed From Ground | Diesel | 3000 | Composite | Cathodically Protected | Suction: Valve At The Tank |  | 1999-02-11 |  | 1998-10-29
4440171 | 1 | 1982-03-10 | Currently In Use | Gas | 8000 | Steel-Impressed Current | Fiberglass Reinforced Plastic | Pressure |  | 1992-01-01 |  | 1992-01-01
4440171 | 2 | 1985-03-10 | Currently In Use | Diesel | 6000 | Steel-Impressed Current | Fiberglass Reinforced Plastic | Pressure |  | 1992-01-01 |  | 1992-01-01
4440171 | 3 | 1982-03-10 | Currently In Use | E85 | 5000 | Steel-Impressed Current | Fiberglass Reinforced Plastic | Pressure |  | 1992-01-01 |  | 1992-01-01
4440171 | 4 | 1982-03-10 | Currently In Use | Gas | 12000 | Steel-Impressed Current | Fiberglass Reinforced Plastic | Pressure |  | 1992-01-01 |  | 1992-01-01
4440171 | 5 | 1982-03-10 | Currently In Use | Gas | 12000 | Steel-Impressed Current | Fiberglass Reinforced Plastic | Pressure |  | 1992-01-01 |  | 1992-01-01
4440172 | 1 | 1982-03-10 | Currently In Use | Kerosene | 3000 | Steel-Impressed Current | Impressed Current | Pressure |  | 1998-07-19 |  | 1998-07-19
4440172 | 2 | 1982-03-10 | Currently In Use | Diesel | 8000 | Steel-Impressed Current | Impressed Current | Pressure |  | 1998-07-19 |  | 1998-07-19
4440172 | 3 | 1982-03-10 | Currently In Use | Gas | 8000 | Steel-Impressed Current | Impressed Current | Pressure |  | 1998-07-19 |  | 1998-07-19
4440172 | 4 | 1982-03-10 | Currently In Use | Gas | 12000 | Steel-Impressed Current | Impressed Current | Pressure |  | 1998-07-19 |  | 1998-07-19
4440172 | 5 | 1982-03-10 | Currently In Use | Gas | 12000 | Steel-Impressed Current | Impressed Current | Pressure |  | 1998-07-19 |  | 1998-07-19
4440174 | 1 | 2012-08-09 | Removed From Ground | Diesel | 8000 | Steel-Impressed Current | Fiberglass Reinforced Plastic | Pressure |  | 1994-10-01 |  | 1994-10-01
4440174 | 2 | 2012-08-09 | Removed From Ground | Gas | 8000 | Steel-Impressed Current | Fiberglass Reinforced Plastic | Pressure |  | 1994-10-01 |  | 1994-10-01
4440174 | 3 | 2012-08-09 | Removed From Ground | Gas | 12000 | Steel-Impressed Current | Fiberglass Reinforced Plastic | Pressure |  | 1994-10-01 |  | 1994-10-01
4440174 | 4 | 2012-08-09 | Removed From Ground | Gas | 12000 | Steel-Impressed Current | Fiberglass Reinforced Plastic | Pressure |  | 1994-10-01 |  | 1994-10-01
4440174 | 5 | 2012-09-21 | Currently In Use | Gas | 20000 | Composite Double Walled | Fiberglass/Double Walled | Pressure | N | 2012-09-21 | N | 2012-09-21
4440174 | 6 | 2012-09-21 | Currently In Use | Gas | 12000 | Composite Double Walled | Fiberglass/Double Walled | Pressure | N | 2012-09-21 | N | 2012-09-21
4440174 | 7 | 2012-09-21 | Currently In Use | Diesel | 12000 | Composite Double Walled | Fiberglass/Double Walled | Pressure | N | 2012-09-21 | N | 2012-09-21
4440175 | 1 | 1991-08-02 | Removed From Ground | Gas | 8000 | Bare Steel | Galvanized Steel | Not Marked
4440175 | 2 | 1991-08-02 | Removed From Ground | Diesel | 10000 | Bare Steel | Galvanized Steel | Not Marked
4440175 | 3 | 1991-08-02 | Removed From Ground | Gas | 12000 | Bare Steel | Galvanized Steel | Not Marked
4440175 | 4 | 1991-08-02 | Removed From Ground | Gas | 12000 | Bare Steel | Galvanized Steel | Not Marked
4440176 | 1 | 1982-03-10 | Currently In Use | Gas | 12000 | Steel-Impressed Current | Fiberglass Reinforced Plastic | Pressure |  | 1992-12-01 |  | 1992-12-01
4440176 | 2 | 1982-03-10 | Currently In Use | Gas | 12000 | Steel-Impressed Current | Fiberglass Reinforced Plastic | Pressure |  | 1992-12-01 |  | 1992-12-01
4440176 | 3 | 1982-03-10 | Currently In Use | Gas | 8000 | Steel-Impressed Current | Fiberglass Reinforced Plastic | Pressure |  | 1992-12-01 |  | 1992-12-01
4440176 | 4 | 1982-03-10 | Currently In Use | Diesel | 8000 | Steel-Impressed Current | Fiberglass Reinforced Plastic | Pressure |  | 1992-12-01 |  | 1992-12-01
4440176 | 5 | 2016-02-09 | Temporarily Out Of Use | Kerosene | 3000 | Steel-Impressed Current | Fiberglass Reinforced Plastic | Pressure |  | 1992-12-01 |  | 1992-12-01
4440177 | A | 1994-10-12 | Removed From Ground | Gas | 8000 | Bare Steel | Galvanized Steel | Pressure
4440177 | B | 1994-10-12 | Removed From Ground | Gas | 12000 | Bare Steel | Galvanized Steel | Pressure
4440177 | C | 1994-10-12 | Removed From Ground | Gas | 12000 | Bare Steel | Galvanized Steel | Pressure
4440177 | D | 1994-10-12 | Removed From Ground | Diesel | 10000 | Bare Steel | Galvanized Steel | Pressure
4440177 | E | 1994-10-13 | Currently In Use | Diesel | 15000 | Steel-Galvanic | Fiberglass Reinforced Plastic | Pressure |  | 1994-10-13 |  | 1994-10-13
4440177 | F | 1994-10-13 | Currently In Use | Gas | 15000 | Steel-Galvanic | Fiberglass Reinforced Plastic | Pressure |  | 1994-10-13 |  | 1994-10-13
4440177 | G | 1994-10-13 | Currently In Use | Gas | 10000 | Steel-Galvanic | Fiberglass Reinforced Plastic | Pressure |  | 1994-10-13 |  | 1994-10-13
4440178 | 1 | 1991-07-09 | Removed From Ground | Diesel | 12000 | Bare Steel | Galvanized Steel | Not Marked
4440178 | 2 | 1991-07-09 | Removed From Ground | Gas | 8000 | Bare Steel | Galvanized Steel | Not Marked
4440178 | 3 | 1991-07-09 | Removed From Ground | Gas | 12000 | Bare Steel | Galvanized Steel | Not Marked
4440178 | 4 | 1991-07-09 | Removed From Ground | Gas | 12000 | Bare Steel | Galvanized Steel | Not Marked
4440178 | 5 | 1991-07-09 | Removed From Ground | Kerosene | 4000 | Bare Steel | Galvanized Steel | Not Marked
4440178 | 6 | 2002-07-01 | Currently In Use | Gas | 15000 | Epoxy | Double Walled Flex | Pressure | N | 2002-07-01 | N | 2002-07-01
4440178 | 7 | 2002-07-01 | Currently In Use | Gas | 10000 | Epoxy | Double Walled Flex | Pressure | N | 2002-07-01 | N | 2002-07-01
4440178 | 8 | 2002-07-01 | Currently In Use | Diesel | 5000 | Epoxy | Double Walled Flex | Pressure | N | 2002-07-01 | N | 2002-07-01
4440179 | 1 | 1983-10-01 | Removed From Ground | Gas | 4000 | Marked Unknown | Unknown | Not Marked
4440179 | 2 | 1983-10-01 | Removed From Ground | Gas | 4000 | Marked Unknown | Unknown | Not Marked
4440179 | 3 | 1983-10-01 | Removed From Ground | Gas | 4000 | Marked Unknown | Unknown | Not Marked
4440179 | 4 | 1983-10-01 | Removed From Ground | Gas | 4000 | Marked Unknown | Unknown | Not Marked
4440179 | 5 | 1983-10-01 | Removed From Ground | Used Oil | 550 | Marked Unknown | Unknown | Not Marked | Y |  | Y
4440179 | 6 | 1982-01-01 | Closed In Ground | Used Oil | 1000 | Marked Unknown | Unknown | Not Marked
4440180 | 1 | 1980-03-10 | Currently In Use | Gas | 8000 | Steel-Impressed Current | Fiberglass Reinforced Plastic | Pressure |  | 1994-10-01 |  | 1994-10-01
4440180 | 2 | 1980-03-10 | Currently In Use | Diesel | 10000 | Steel-Impressed Current | Fiberglass Reinforced Plastic | Pressure |  | 1994-10-01 |  | 1994-10-01
4440180 | 3 | 1980-03-10 | Currently In Use | Gas | 12000 | Steel-Impressed Current | Fiberglass Reinforced Plastic | Pressure |  | 1994-10-01 |  | 1994-10-01
4440180 | 4 | 1980-03-10 | Currently In Use | Gas | 12000 | Steel-Impressed Current | Fiberglass Reinforced Plastic | Pressure |  | 1994-10-01 |  | 1994-10-01
4440182 | 1 | 1995-02-08 | Removed From Ground | Gas | 10000 | Bare Steel | Galvanized Steel | Not Marked
4440182 | 2 | 1995-02-08 | Removed From Ground | Gas | 8000 | Bare Steel | Galvanized Steel | Not Marked
4440182 | 3 | 1995-02-08 | Removed From Ground | Gas | 10000 | Bare Steel | Galvanized Steel | Not Marked
4440182 | 4 | 1995-02-08 | Removed From Ground | Diesel | 2000 | Bare Steel | Galvanized Steel | Not Marked
4440182 | 5 | 1995-02-08 | Removed From Ground | Kerosene | 3000 | Bare Steel | Galvanized Steel | Not Marked
4440183 | 1 | 1996-11-19 | Removed From Ground | Diesel | 8000 | Bare Steel | Galvanized Steel | Not Marked
4440183 | 2 | 1996-11-19 | Removed From Ground | Diesel | 4000 | Bare Steel | Galvanized Steel | Not Marked
4440183 | 3 | 1996-11-19 | Removed From Ground | Kerosene | 2000 | Bare Steel | Galvanized Steel | Not Marked
4440184 | 1 | 1997-05-02 | Removed From Ground | Other | 550 | Bare Steel | Galvanized Steel | Not Marked
4440184 | 2 | 2003-01-27 | Removed From Ground | Other | 550 | Composite | Fiberglass Reinforced Plastic | Suction: No Valve At The Tank |  | 1997-05-02 |  | 1997-05-02
4440185 | 1BARN | 1987-08-01 | Removed From Ground | Diesel |  | Bare Steel | Galvanized Steel | Not Marked
4440185 | 1MAINT | 1988-01-01 | Currently In Use | Diesel | 2000 | Composite Double Walled | Bare Steel | Pressure |  | 1998-12-01 |  | 1998-12-01
4440185 | 2BARN | 1987-08-01 | Removed From Ground | Gas |  | Bare Steel | Galvanized Steel | Not Marked
4440185 | 2MAINT | 1988-01-01 | Currently In Use | Gas | 2000 | Composite Double Walled | Bare Steel | Not Marked |  | 1998-12-01 |  | 1998-12-01
4440185 | 3BOATHOUSE | 2014-06-25 | Closed In Ground | Diesel | 1000 | Composite | Fiberglass Reinforced Plastic | Suction: No Valve At The Tank |  | 1998-12-01 |  | 1998-12-01
4440185 | 3BOATSHED | 1987-08-01 | Removed From Ground | Gas |  | Bare Steel | Galvanized Steel | Not Marked
4440185 | 410MILE | 1980-07-01 | Removed From Ground | Gas |  | Bare Steel | Unknown | Not Marked
4440185 | 4BOATHOUSE | 1988-01-01 | Currently In Use | Gas | 500 | Composite | Fiberglass Reinforced Plastic | Suction: No Valve At The Tank |  | 1998-12-01 |  | 1988-01-01
4440185 | 5AIRPORT | 1989-11-01 | Removed From Ground | Gas |  | Bare Steel | Unknown | Not Marked
4440190 | 1 | 1993-11-01 | Closed In Ground | Used Oil | 4000 | Fiberglass | Unknown | Not Marked | Y |  | Y
4440190 | 2 | 1993-11-01 | Closed In Ground | Gas | 2000 | Fiberglass | Unknown | Not Marked
4440191 | 1 | 2001-10-22 | Removed From Ground | Used Oil | 500 | Marked Unknown | Unknown | Suction: No Valve At The Tank | Y |  | Y
4440192 | 1 |  | Permanently Out Of Use | Gas | 15177 | Bare Steel | Unknown | Not Marked
4440192 | 2 |  | Permanently Out Of Use | Gas | 8127 | Bare Steel | Unknown | Not Marked
4440192 | 3 |  | Permanently Out Of Use | Gas | 15177 | Bare Steel | Unknown | Not Marked
4440193 | 1 | 1998-09-01 | Removed From Ground | Other | 5000 | Cathodically Protected Steel | Galvanized Steel | Suction: Valve At The Tank
4440193 | 2 | 1998-09-01 | Removed From Ground | Other | 3000 | Cathodically Protected Steel | Galvanized Steel | Suction: Valve At The Tank
4440193 | 3 | 1998-09-01 | Removed From Ground | Used Oil | 1000 | Cathodically Protected Steel | Galvanized Steel | Suction: Valve At The Tank | Y |  | Y
4440194 | 1 | 1996-03-01 | Removed From Ground | Other | 2000 | Cathodically Protected Steel | Galvanized Steel | Suction: Valve At The Tank
4440194 | 2 | 1996-03-01 | Removed From Ground | Other | 2000 | Cathodically Protected Steel | Galvanized Steel | Suction: Valve At The Tank
4440194 | 3 | 1996-03-01 | Removed From Ground | Used Oil | 2000 | Cathodically Protected Steel | Galvanized Steel | Suction: Valve At The Tank | Y |  | Y
4440195 | 217719 | 1993-11-04 | Removed From Ground | Other | 2000 | Bare Steel | Galvanized Steel | Not Marked
4440195 | 217721 | 1993-11-04 | Removed From Ground | Used Oil | 3000 | Bare Steel | Galvanized Steel | Not Marked | Y |  | Y
4440195 | 526423 | 1993-11-04 | Removed From Ground | Used Oil | 2000 | Bare Steel | Galvanized Steel | Not Marked | Y |  | Y
4440195 | 526481 | 1993-11-04 | Removed From Ground | Other | 3000 | Bare Steel | Galvanized Steel | Not Marked
4440195 | 526491 | 1993-11-04 | Removed From Ground | Other | 2000 | Bare Steel | Galvanized Steel | Not Marked
4440196 | 1 | 1997-06-12 | Removed From Ground | Diesel | 2000 | Cathodically Protected Steel | Copper | Suction: Valve At The Tank
4440197 | 1 | 1998-06-09 | Removed From Ground | Other | 5000 | Bare Steel | Galvanized Steel | Suction: Valve At The Tank
4440197 | 2 | 1998-06-01 | Removed From Ground | Other | 3000 | Bare Steel | Galvanized Steel | Suction: Valve At The Tank
4440197 | 3 | 1998-06-01 | Removed From Ground | Used Oil | 2000 | Bare Steel | Galvanized Steel | Not Marked | Y |  | Y
4440199 | 1 | 1980-04-29 | Currently In Use | Diesel | 12000 | Steel-Impressed Current | Fiberglass Reinforced Plastic | Pressure |  | 1998-12-20 |  | 1998-12-20
4440199 | 2 | 1980-04-29 | Currently In Use | Gas | 10000 | Steel-Impressed Current | Fiberglass Reinforced Plastic | Pressure |  | 1998-12-20 |  | 1998-12-20
4440199 | 3 | 1980-04-29 | Currently In Use | Gas | 8000 | Steel-Impressed Current | Fiberglass Reinforced Plastic | Pressure |  | 1998-12-20 |  | 1998-12-20
4440201 | 1 | 1995-12-13 | Removed From Ground | Diesel | 10000 | Bare Steel | Bare Steel | Pressure
4440201 | 2 | 1995-12-13 | Removed From Ground | Diesel | 10000 | Bare Steel | Not Marked | Not Marked
4440201 | 3 | 1995-12-13 | Removed From Ground | Gas | 10000 | Bare Steel | Bare Steel | Pressure
4440201 | 4 | 1995-12-13 | Removed From Ground | Other | 6000 | Bare Steel | Bare Steel | Suction: Valve At The Tank
4440201 | 5 | 1994-10-24 | Removed From Ground | Used Oil | 2000 | Bare Steel | Bare Steel | Gravity Fed | Y |  | Y
4440201 | 6 | 1996-01-01 | Currently In Use | Diesel | 20000 | Fiberglass Double Walled | Fiberglass/Double Walled | Pressure |  | 1997-02-01 |  | 1997-02-01
4440203 | 1 |  | Removed From Ground Date Unknown | Used Oil | 550 | Bare Steel | Galvanized Steel | Not Marked | Y |  | Y
4440203 | 2 |  | Removed From Ground Date Unknown | Gas | 6000 | Bare Steel | Galvanized Steel | Not Marked
4440203 | 3 |  | Removed From Ground Date Unknown | Gas | 6000 | Bare Steel | Galvanized Steel | Not Marked
4440203 | 4 |  | Removed From Ground Date Unknown | Gas | 6000 | Bare Steel | Galvanized Steel | Not Marked
4440203 | 5 |  | Removed From Ground Date Unknown | Diesel | 10000 | Bare Steel | Galvanized Steel | Not Marked
4440203 | 6 |  | Removed From Ground Date Unknown | Gas | 10000 | Bare Steel | Galvanized Steel | Not Marked
4440203 | 7 | 2012-02-16 | Temporarily Out Of Use | Gas | 10000 | Fiberglass | Fiberglass Reinforced Plastic | Pressure |  | 1988-01-01 |  | 1988-01-01
4440203 | 8 | 2012-02-16 | Temporarily Out Of Use | Gas | 10000 | Fiberglass | Fiberglass Reinforced Plastic | Pressure |  | 1988-01-01 |  | 1988-01-01
4440203 | 9 | 2012-02-16 | Temporarily Out Of Use | Diesel | 10000 | Fiberglass | Fiberglass Reinforced Plastic | Pressure |  | 1988-01-01 |  | 1988-01-01
4440204 | 1 |  | Removed From Ground Date Unknown | Gas | 6000 | Bare Steel | Galvanized Steel | Not Marked
4440204 | 2 |  | Removed From Ground Date Unknown | Gas | 6000 | Bare Steel | Galvanized Steel | Not Marked
4440204 | 3 |  | Removed From Ground Date Unknown | Gas | 6000 | Bare Steel | Galvanized Steel | Not Marked
4440204 | 4 |  | Removed From Ground Date Unknown | Diesel | 10000 | Bare Steel | Galvanized Steel | Not Marked
4440204 | 5 | 2013-05-13 | Temporarily Out Of Use | Gas | 10000 | Fiberglass | Fiberglass Reinforced Plastic | Pressure | N | 1991-01-01 12:00 | N | 1991-01-01 12:00
4440204 | 6 | 2013-05-13 | Temporarily Out Of Use | Gas | 10000 | Fiberglass | Fiberglass Reinforced Plastic | Pressure | N | 1991-01-01 12:00 | N | 1991-01-01 12:00
4440204 | 7 | 2013-05-13 | Temporarily Out Of Use | Gas | 10000 | Fiberglass | Fiberglass Reinforced Plastic | Pressure | N | 1991-01-01 12:00 | N | 1991-01-01 12:00
4440204 | 8 | 2013-05-13 | Temporarily Out Of Use | Used Oil | 1000 | Fiberglass | Fiberglass Reinforced Plastic | Gravity Fed | Y |  | Y | 2001-01-01 12:00
4440204 | 9 | 2013-05-13 | Temporarily Out Of Use | Diesel | 10000 | Fiberglass | Fiberglass Reinforced Plastic | Pressure | Y | 1991-01-01 12:00 | Y | 1991-01-01 12:00
4440205 | 1 |  | Removed From Ground Date Unknown | Gas | 10000 | Fiberglass | Fiberglass Reinforced Plastic | Not Marked
4440205 | 10 | 1985-01-01 | Currently In Use | Gas | 10000 | Fiberglass | Fiberglass Reinforced Plastic | Pressure |  | 1985-01-01 12:00 |  | 1985-01-01 12:00
4440205 | 11 | 2011-12-01 | Temporarily Out Of Use | Used Oil | 1000 | Fiberglass | Fiberglass Reinforced Plastic | Pressure | Y |  | Y | 1985-01-01 12:00
4440205 | 2 |  | Removed From Ground Date Unknown | Gas | 10000 | Fiberglass | Fiberglass Reinforced Plastic | Not Marked
4440205 | 3 |  | Removed From Ground Date Unknown | Gas | 10000 | Fiberglass | Fiberglass Reinforced Plastic | Not Marked
4440205 | 4 |  | Removed From Ground Date Unknown | Diesel | 10000 | Fiberglass | Fiberglass Reinforced Plastic | Not Marked
4440205 | 5 |  | Removed From Ground Date Unknown | Used Oil | 550 | Bare Steel | Galvanized Steel | Not Marked | Y |  | Y
4440205 | 6 |  | Removed From Ground Date Unknown | Used Oil | 550 | Bare Steel | Galvanized Steel | Not Marked | Y |  | Y
4440205 | 7 | 1985-01-01 | Currently In Use | Gas | 10000 | Fiberglass | Fiberglass Reinforced Plastic | Pressure |  | 1985-01-01 12:00 |  | 1985-01-01 12:00
4440205 | 8 | 1985-01-01 | Currently In Use | Gas | 10000 | Fiberglass | Fiberglass Reinforced Plastic | Pressure |  | 1985-01-01 12:00 |  | 1985-01-01 12:00
4440205 | 9 | 1985-01-01 | Currently In Use | Gas | 10000 | Fiberglass | Fiberglass Reinforced Plastic | Pressure |  | 1985-01-01 12:00 |  | 1985-01-01 12:00
4440207 | 1 | 1985-01-01 | Removed From Ground | Gas | 6000 | Bare Steel | Galvanized Steel | Not Marked
4440207 | 2 |  | Removed From Ground Date Unknown | Gas | 10000 | Fiberglass | Fiberglass Reinforced Plastic | Pressure |  | 1991-01-01 |  | 1991-01-01
4440207 | 3 |  | Removed From Ground Date Unknown | Gas | 10000 | Fiberglass | Fiberglass Reinforced Plastic | Pressure |  | 1991-01-01 |  | 1991-01-01
4440207 | 4 |  | Removed From Ground Date Unknown | Gas | 10000 | Fiberglass | Fiberglass Reinforced Plastic | Pressure |  | 1991-01-01 |  | 1991-01-01
4440207 | 5 | 1985-01-01 | Currently In Use | Used Oil | 1000 | Fiberglass | Fiberglass Reinforced Plastic | Not Marked | Y | 2008-08-01 12:00 | Y | 2008-08-01 12:00
4440207 | 6 | 1985-01-01 | Currently In Use | Gas | 10000 | Fiberglass | Fiberglass Reinforced Plastic | Pressure |  | 1991-01-01 |  | 1991-01-01
4440207 | 7 | 1985-01-01 | Currently In Use | Gas | 10000 | Fiberglass | Fiberglass Reinforced Plastic | Pressure |  | 1991-01-01 |  | 1991-01-01
4440207 | 8 | 1985-01-01 | Currently In Use | Gas | 10000 | Fiberglass | Fiberglass Reinforced Plastic | Pressure |  | 1991-01-01 |  | 1991-01-01
4440208 | 1 | 1987-01-01 | Removed From Ground | Gas | 10000 | Fiberglass | Fiberglass Reinforced Plastic | Not Marked
4440208 | 2 | 1987-01-01 | Removed From Ground | Gas | 10000 | Fiberglass | Fiberglass Reinforced Plastic | Not Marked
4440208 | 3 | 1987-01-01 | Removed From Ground | Gas | 10000 | Bare Steel | Galvanized Steel | Not Marked
4440208 | 4 | 1988-04-25 | Currently In Use | Used Oil | 550 | Fiberglass | Fiberglass Reinforced Plastic | Not Marked | Y | 1987-01-01 12:00 | Y | 1987-01-01 12:00
4440208 | 5 | 1987-01-01 | Currently In Use | Gas | 10000 | Fiberglass | Fiberglass Reinforced Plastic | Pressure | N | 1987-01-01 12:00 | N | 1987-01-01 12:00
4440208 | 6 | 1987-01-01 | Currently In Use | Gas | 10000 | Fiberglass | Fiberglass Reinforced Plastic | Pressure | N | 1987-01-01 12:00 | N | 1987-01-01 12:00
4440208 | 7 | 1987-01-01 | Currently In Use | Diesel | 10000 | Fiberglass | Fiberglass Reinforced Plastic | Pressure | N | 1987-01-01 12:00 | N | 1987-01-01 12:00
4440209 | 1 |  | Removed From Ground Date Unknown | Gas | 4000 | Bare Steel | Galvanized Steel | Not Marked
4440209 | 10 | 2002-04-09 | Removed From Ground | Gas | 9728 | Fiberglass | Fiberglass Reinforced Plastic | Pressure |  | 1991-01-01 |  | 1991-01-01
4440209 | 2 |  | Removed From Ground Date Unknown | Gas | 4000 | Bare Steel | Galvanized Steel | Not Marked
4440209 | 3 |  | Removed From Ground Date Unknown | Gas | 4000 | Bare Steel | Galvanized Steel | Not Marked
4440209 | 4 |  | Removed From Ground Date Unknown | Gas | 1000 | Bare Steel | Galvanized Steel | Not Marked
4440209 | 5 |  | Removed From Ground Date Unknown | Gas | 4000 | Bare Steel | Galvanized Steel | Not Marked
4440209 | 6 |  | Removed From Ground Date Unknown | Gas | 4000 | Bare Steel | Galvanized Steel | Not Marked
4440209 | 7 |  | Removed From Ground Date Unknown | Diesel | 10000 | Bare Steel | Galvanized Steel | Not Marked
4440209 | 8 | 2002-04-09 | Removed From Ground | Gas | 10000 | Fiberglass | Fiberglass Reinforced Plastic | Pressure |  | 1991-01-01 |  | 1991-01-01
4440209 | 9 | 2002-04-09 | Removed From Ground | Gas | 10000 | Fiberglass | Fiberglass Reinforced Plastic | Pressure |  | 1991-01-01 |  | 1991-01-01
4440211 | 1 | 1988-01-01 | Removed From Ground | Used Oil | 1000 | Bare Steel | Galvanized Steel | Not Marked | Y |  | Y
4440211 | 2 | 1984-04-30 | Currently In Use | Gas | 10000 | Fiberglass | Fiberglass Reinforced Plastic | Pressure |  | 2014-08-08 12:00 |  | 2014-08-08 12:00
4440211 | 3 | 1984-04-30 | Currently In Use | Gas | 10000 | Fiberglass | Fiberglass Reinforced Plastic | Pressure |  | 2014-08-08 12:00 |  | 2014-08-08 12:00
4440211 | 4 | 1984-04-30 | Currently In Use | Diesel | 10000 | Fiberglass | Fiberglass Reinforced Plastic | Pressure |  | 2014-08-08 12:00 |  | 2014-08-08 12:00
4440211 | 5 | 1984-04-30 | Currently In Use | Gas | 10000 | Fiberglass | Fiberglass Reinforced Plastic | Pressure |  | 2014-08-08 12:00 |  | 2014-08-08 12:00
4440211 | 6 | 1984-04-30 | Currently In Use | Used Oil | 1000 | Fiberglass | Fiberglass Reinforced Plastic | Gravity Fed | Y | 2014-08-08 12:00 | Y | 2014-08-08 12:00
4440212 | 1 | 2006-05-24 | Permanently Out Of Use | Gas | 550 | Bare Steel | Galvanized Steel | Not Marked
4440212 | 10 | 2006-03-24 | Permanently Out Of Use | Gas | 10000 | Fiberglass | Fiberglass Reinforced Plastic | Not Marked
4440212 | 2 | 2006-03-24 | Permanently Out Of Use | Diesel | 6000 | Bare Steel | Galvanized Steel | Not Marked
4440212 | 3 | 2006-03-24 | Permanently Out Of Use | Gas | 10000 | Bare Steel | Galvanized Steel | Not Marked
4440212 | 4 | 2006-03-24 | Permanently Out Of Use | Gas | 10000 | Bare Steel | Galvanized Steel | Not Marked
4440212 | 5 | 2006-03-24 | Permanently Out Of Use | Used Oil | 1000 | Fiberglass | Fiberglass Reinforced Plastic | Not Marked | Y | 1988-01-01 | Y | 1988-01-01
4440212 | 6 | 2014-07-30 | Temporarily Out Of Use | Gas | 10000 | Fiberglass | Fiberglass Reinforced Plastic | Not Marked |  | 1988-01-01 |  | 1988-01-01
4440212 | 7 | 2014-07-30 | Temporarily Out Of Use | Gas | 10000 | Fiberglass | Fiberglass Reinforced Plastic | Not Marked |  | 1988-01-01 |  | 1988-01-01
4440212 | 8 | 2014-07-30 | Temporarily Out Of Use | Gas | 10000 | Fiberglass | Fiberglass Reinforced Plastic | Not Marked |  | 1988-01-01 |  | 1988-01-01
4440212 | 9 | 2014-07-30 | Temporarily Out Of Use | Diesel | 10000 | Fiberglass | Fiberglass Reinforced Plastic | Not Marked |  | 1988-01-01 |  | 1988-01-01
4440213 | 1 | 2009-08-03 | Removed From Ground | Gas | 10000 | Fiberglass | Fiberglass Reinforced Plastic | Pressure |  | 1984-04-01 |  | 1984-04-01
4440213 | 2 | 2009-08-03 | Removed From Ground | Gas | 10000 | Fiberglass | Fiberglass Reinforced Plastic | Pressure |  | 1984-04-01 |  | 1984-04-01
4440213 | 3 | 2009-08-03 | Removed From Ground | Gas | 10000 | Fiberglass | Fiberglass Reinforced Plastic | Pressure |  | 1984-04-01 |  | 1984-04-01
4440213 | 4 | 2009-08-03 | Removed From Ground | Diesel | 10000 | Fiberglass | Fiberglass Reinforced Plastic | Pressure |  | 1984-04-01 |  | 1984-04-01
4440213 | 5 | 1997-08-01 | Removed From Ground | Used Oil | 500 | Bare Steel | Bare Steel | Not Marked | Y |  | Y
4440214 | 1 | 1987-01-01 | Removed From Ground | Gas |  | Fiberglass | Fiberglass Reinforced Plastic | Not Marked
4440214 | 1 |  | Currently In Use | Gas |  | Fiberglass | Fiberglass Reinforced Plastic | Not Marked
4440214 | 2 | 1987-01-01 | Removed From Ground | Gas |  | Fiberglass | Fiberglass Reinforced Plastic | Not Marked
4440214 | 2 |  | Currently In Use | Gas |  | Fiberglass | Fiberglass Reinforced Plastic | Not Marked
4440214 | 3 | 1987-01-01 | Removed From Ground | Gas |  | Fiberglass | Fiberglass Reinforced Plastic | Not Marked
4440214 | 3 |  | Currently In Use | Gas |  | Fiberglass | Fiberglass Reinforced Plastic | Not Marked
4440214 | 4 | 1987-01-01 | Removed From Ground | Gas |  | Fiberglass | Fiberglass Reinforced Plastic | Not Marked
4440214 | 4 |  | Currently In Use | Gas |  | Fiberglass | Fiberglass Reinforced Plastic | Not Marked
4440214 | 5 | 1987-01-01 | Removed From Ground | Diesel |  | Bare Steel | Galvanized Steel | Not Marked
4440214 | 5 |  | Currently In Use | Diesel |  | Bare Steel | Galvanized Steel | Not Marked
4440216 | 1 | 1988-01-01 | Removed From Ground | Used Oil | 550 | Bare Steel | Galvanized Steel | Not Marked | Y |  | Y
4440216 | 10 | 2000-10-04 | Currently In Use | Gas | 10000 | Double Walled | Double Walled | Pressure |  | 2000-10-11 |  | 2000-10-11
4440216 | 11 | 2000-10-04 | Currently In Use | Gas | 10000 | Double Walled | Double Walled | Pressure |  | 2000-10-11 |  | 2000-10-11
4440216 | 12 | 2000-10-04 | Currently In Use | Gas | 10000 | Double Walled | Double Walled | Pressure |  | 2000-10-11 |  | 2000-10-11
4440216 | 2 | 1988-01-01 | Removed From Ground | Gas | 6000 | Bare Steel | Galvanized Steel | Not Marked
4440216 | 3 | 1988-01-01 | Removed From Ground | Gas | 6000 | Bare Steel | Galvanized Steel | Not Marked
4440216 | 4 | 1988-01-01 | Removed From Ground | Gas | 6000 | Bare Steel | Galvanized Steel | Not Marked
4440216 | 5 |  | Removed From Ground Date Unknown | Gas | 10000 | Fiberglass | Fiberglass Reinforced Plastic | Not Marked
4440216 | 6 |  | Removed From Ground Date Unknown | Gas | 10000 | Fiberglass | Fiberglass Reinforced Plastic | Not Marked
4440216 | 7 |  | Removed From Ground Date Unknown | Gas | 10000 | Fiberglass | Fiberglass Reinforced Plastic | Not Marked
4440216 | 8 |  | Removed From Ground Date Unknown | Gas | 10000 | Fiberglass | Fiberglass Reinforced Plastic | Not Marked
4440216 | 9 | 2000-10-04 | Currently In Use | Gas | 10000 | Double Walled | Double Walled | Pressure |  | 2000-10-11 |  | 2000-10-11
4440217 | 1 | 1987-01-01 | Currently In Use | Gas | 10000 | Fiberglass | Fiberglass Reinforced Plastic | Pressure |  | 1987-01-01 |  | 1987-01-01
4440217 | 10 |  | Temporarily Out Of Use | Gas | 10000 | Fiberglass | Fiberglass Reinforced Plastic | Not Marked |  | 2004-11-30 12:00 |  | 2004-11-30 12:00
4440217 | 2 | 1987-01-01 | Currently In Use | Gas | 10000 | Fiberglass | Fiberglass Reinforced Plastic | Pressure |  | 1987-01-01 |  | 1987-01-01
4440217 | 3 | 1987-01-01 | Currently In Use | Diesel | 10000 | Fiberglass | Fiberglass Reinforced Plastic | Pressure |  | 1987-01-01 |  | 1987-01-01
4440217 | 4 |  | Removed From Ground Date Unknown | Gas | 4000 | Not Marked/Unknown | Galvanized Steel | Not Marked
4440217 | 5 |  | Removed From Ground Date Unknown | Gas | 4000 | Not Marked/Unknown | Galvanized Steel | Not Marked
4440217 | 6 |  | Removed From Ground Date Unknown | Gas | 1 | Bare Steel | Galvanized Steel | Not Marked
4440217 | 7 |  | Removed From Ground Date Unknown | Gas | 1 | Bare Steel | Galvanized Steel | Not Marked
4440217 | 8 |  | Temporarily Out Of Use | Gas | 10000 | Fiberglass | Fiberglass Reinforced Plastic | Not Marked |  | 2004-11-30 12:00 |  | 2004-11-30 12:00
4440217 | 9 |  | Temporarily Out Of Use | Gas | 10000 | Fiberglass | Fiberglass Reinforced Plastic | Not Marked |  | 2004-11-30 12:00 |  | 2004-11-30 12:00
4440218 | 1 |  | Removed From Ground Date Unknown | Used Oil | 550 | Bare Steel | Galvanized Steel | Not Marked | Y |  | Y
4440218 | 10 | 2002-07-01 | Removed From Ground | Gas | 10000 | Fiberglass | Fiberglass Reinforced Plastic | Suction: Valve At The Tank |  | 1988-04-25 |  | 1988-04-25
4440218 | 11 |  | Removed From Ground Date Unknown | Used Oil | 1000 | Fiberglass | Fiberglass Reinforced Plastic | Not Marked | Y |  | Y
4440218 | 12 | 2002-08-01 | Currently In Use | Gas | 12000 | Composite | Double Walled Flex | Pressure | N | 2002-08-01 | N | 2002-08-01
4440218 | 13 | 2002-08-01 | Currently In Use | Gas | 6000 | Composite | Double Walled Flex | Pressure | N | 2002-08-01 | N | 2002-08-01
4440218 | 14 | 2002-08-01 | Currently In Use | Gas | 6000 | Composite | Double Walled Flex | Pressure | N | 2002-08-01 | N | 2002-08-01
4440218 | 2 |  | Removed From Ground Date Unknown | Gas | 3000 | Bare Steel | Galvanized Steel | Not Marked
4440218 | 3 |  | Removed From Ground Date Unknown | Gas | 3000 | Bare Steel | Galvanized Steel | Not Marked
4440218 | 4 |  | Removed From Ground Date Unknown | Gas | 3000 | Bare Steel | Galvanized Steel | Not Marked
4440218 | 5 |  | Removed From Ground Date Unknown | Gas | 3000 | Bare Steel | Galvanized Steel | Not Marked
4440218 | 6 |  | Removed From Ground Date Unknown | Gas | 10000 | Bare Steel | Galvanized Steel | Not Marked
4440218 | 7 | 2002-07-01 | Removed From Ground | Gas | 10000 | Fiberglass | Fiberglass Reinforced Plastic | Suction: Valve At The Tank |  | 1988-04-25 |  | 1988-04-25
4440218 | 8 | 2002-07-01 | Removed From Ground | Diesel | 10000 | Fiberglass | Fiberglass Reinforced Plastic | Suction: Valve At The Tank |  | 1988-04-25 |  | 1988-04-25
4440218 | 9 | 2002-07-01 | Removed From Ground | Gas | 10000 | Fiberglass | Fiberglass Reinforced Plastic | Suction: Valve At The Tank |  | 1988-04-25 |  | 1988-04-25
4440219 | 1 |  | Removed From Ground Date Unknown | Gas | 4000 | Bare Steel | Galvanized Steel | Not Marked
4440219 | 10 |  | Removed From Ground Date Unknown | Gas | 10000 | Fiberglass | Fiberglass Reinforced Plastic | Not Marked
4440219 | 11 |  | Removed From Ground Date Unknown | Gas | 10000 | Fiberglass | Fiberglass Reinforced Plastic | Not Marked
4440219 | 2 |  | Removed From Ground Date Unknown | Gas | 4000 | Bare Steel | Galvanized Steel | Not Marked
4440219 | 3 |  | Removed From Ground Date Unknown | Gas | 4000 | Bare Steel | Galvanized Steel | Not Marked
4440219 | 4 |  | Removed From Ground Date Unknown | Gas | 4000 | Bare Steel | Galvanized Steel | Not Marked
4440219 | 5 |  | Removed From Ground Date Unknown | Gas | 6000 | Bare Steel | Galvanized Steel | Not Marked
4440219 | 6 |  | Removed From Ground Date Unknown | Diesel | 6000 | Bare Steel | Galvanized Steel | Not Marked
4440219 | 7 |  | Removed From Ground Date Unknown | Gas | 10000 | Fiberglass | Fiberglass Reinforced Plastic | Not Marked
4440219 | 8 |  | Removed From Ground Date Unknown | Gas | 10000 | Fiberglass | Fiberglass Reinforced Plastic | Not Marked
4440219 | 9 |  | Removed From Ground Date Unknown | Gas | 10000 | Fiberglass | Fiberglass Reinforced Plastic | Not Marked
4440220 | 1 |  | Removed From Ground Date Unknown | Gas | 10000 | Bare Steel | Galvanized Steel | Not Marked
4440220 | 2 |  | Removed From Ground Date Unknown | Gas | 10000 | Bare Steel | Galvanized Steel | Not Marked
4440220 | 3 |  | Removed From Ground Date Unknown | Gas | 10000 | Bare Steel | Galvanized Steel | Not Marked
4440220 | 4 |  | Removed From Ground Date Unknown | Gas | 10000 | Bare Steel | Galvanized Steel | Not Marked
4440220 | 5 |  | Removed From Ground Date Unknown | Gas | 10000 | Bare Steel | Galvanized Steel | Not Marked
4440220 | 6 | 1987-01-01 | Currently In Use | Gas | 10000 | Fiberglass | Fiberglass Reinforced Plastic | Pressure |  | 1987-01-01 |  | 1987-01-01
4440220 | 7 | 1987-01-01 | Currently In Use | Gas | 10000 | Fiberglass | Fiberglass Reinforced Plastic | Pressure |  | 1987-01-01 |  | 1987-01-01
4440220 | 8 | 1987-01-01 | Currently In Use | Diesel | 10000 | Fiberglass | Fiberglass Reinforced Plastic | Pressure |  | 1987-01-01 |  | 1987-01-01
4440221 | 1 | 1989-12-04 | Removed From Ground | Gas | 6000 | Bare Steel | Galvanized Steel | Not Marked
4440221 | 2 | 1989-12-04 | Removed From Ground | Gas | 6000 | Bare Steel | Galvanized Steel | Not Marked
4440221 | 3 | 1989-12-04 | Removed From Ground | Gas | 6000 | Bare Steel | Galvanized Steel | Not Marked
4440221 | 4 | 1989-12-04 | Removed From Ground | Gas | 10000 | Bare Steel | Galvanized Steel | Not Marked
4440221 | 5 | 1993-12-04 | Removed From Ground | Diesel | 10000 | Bare Steel | Galvanized Steel | Not Marked
4440221 | 58036 | 1990-01-12 | Currently In Use | Gas | 10000 | Fiberglass | Fiberglass Reinforced Plastic | Pressure |  | 1990-01-12 |  | 1990-01-12
4440221 | 58037 | 1990-01-12 | Currently In Use | Gas | 10000 | Fiberglass | Fiberglass Reinforced Plastic | Pressure |  | 1990-01-12 |  | 1990-01-12
4440221 | 58038 | 1990-01-12 | Currently In Use | Gas | 10000 | Fiberglass | Fiberglass Reinforced Plastic | Pressure |  | 1990-01-12 |  | 1990-01-12
4440222 | 1 |  | Removed From Ground Date Unknown | Used Oil | 550 | Bare Steel | Galvanized Steel | Not Marked | Y |  | Y
4440222 | 10 | 1997-06-19 | Removed From Ground | Used Oil | 1000 | Fiberglass | Fiberglass Reinforced Plastic | Not Marked | Y |  | Y
4440222 | 2 |  | Removed From Ground Date Unknown | Gas | 6000 | Bare Steel | Galvanized Steel | Not Marked
4440222 | 3 |  | Removed From Ground Date Unknown | Gas | 6000 | Bare Steel | Galvanized Steel | Not Marked
4440222 | 4 |  | Removed From Ground Date Unknown | Diesel | 6000 | Bare Steel | Galvanized Steel | Not Marked
4440222 | 5 |  | Removed From Ground Date Unknown | Gas | 10000 | Bare Steel | Galvanized Steel | Not Marked
4440222 | 6 | 1997-06-19 | Removed From Ground | Gas | 10000 | Fiberglass | Fiberglass Reinforced Plastic | Not Marked
4440222 | 7 | 1997-06-19 | Removed From Ground | Gas | 10000 | Fiberglass | Fiberglass Reinforced Plastic | Not Marked
4440222 | 8 | 1997-06-19 | Removed From Ground | Gas | 10000 | Fiberglass | Not Marked | Not Marked
4440222 | 9 | 1997-06-19 | Removed From Ground | Diesel | 10000 | Fiberglass | Fiberglass Reinforced Plastic | Not Marked
4440223 | 1 | 1992-01-01 | Removed From Ground | Used Oil | 550 | Bare Steel | Galvanized Steel | Not Marked | Y |  | Y
4440223 | 2 | 1992-01-01 | Removed From Ground | Gas | 6000 | Bare Steel | Galvanized Steel | Not Marked
4440223 | 3 | 1992-01-01 | Removed From Ground | Gas | 6000 | Bare Steel | Galvanized Steel | Not Marked
4440223 | 4 | 1992-01-01 | Removed From Ground | Gas | 6000 | Bare Steel | Galvanized Steel | Not Marked
4440223 | 5 | 1992-01-01 | Removed From Ground | Gas | 10000 | Bare Steel | Galvanized Steel | Not Marked
4440223 | 6 | 1988-04-25 | Currently In Use | Gas | 10000 | Fiberglass | Fiberglass/Double Walled | Pressure |  | 1988-04-25 |  | 1988-04-25
4440223 | 7 | 1988-04-25 | Currently In Use | Gas | 10000 | Fiberglass | Fiberglass/Double Walled | Pressure |  | 1988-04-25 |  | 1988-05-25
4440223 | 8 | 1988-04-25 | Currently In Use | Gas | 10000 | Fiberglass | Fiberglass/Double Walled | Pressure |  | 1988-04-25 |  | 1988-04-25
4440224 | 1 | 1993-03-02 | Removed From Ground | Gas | 6000 | Bare Steel | Galvanized Steel | Not Marked
4440224 | 10 |  | Removed From Ground Date Unknown | Diesel | 10000 | Fiberglass | Fiberglass Reinforced Plastic | Not Marked
4440224 | 11 |  | Removed From Ground Date Unknown | Gas | 10000 | Fiberglass | Fiberglass Reinforced Plastic | Not Marked
4440224 | 2 | 1993-03-02 | Removed From Ground | Gas | 6000 | Bare Steel | Galvanized Steel | Not Marked
4440224 | 3 | 1993-03-02 | Removed From Ground | Gas | 6000 | Bare Steel | Galvanized Steel | Not Marked
4440224 | 4 |  | Removed From Ground Date Unknown | Gas | 10000 | Bare Steel | Galvanized Steel | Not Marked
4440224 | 5 | 1993-03-02 | Removed From Ground | Diesel | 10000 | Bare Steel | Galvanized Steel | Not Marked
4440224 | 6 | 1992-02-20 | Removed From Ground | Used Oil | 1000 | Fiberglass | Not Marked | Not Marked | Y |  | Y
4440224 | 7 |  | Removed From Ground Date Unknown | Gas | 10000 | Fiberglass | Fiberglass Reinforced Plastic | Not Marked
4440224 | 8 |  | Removed From Ground Date Unknown | Gas | 10000 | Fiberglass | Fiberglass Reinforced Plastic | Not Marked
4440224 | 9 |  | Removed From Ground Date Unknown | Gas | 10000 | Fiberglass | Fiberglass Reinforced Plastic | Not Marked
4440224 | A | 1982-01-01 | Currently In Use | Gas | 12000 | Cathodically Protected Steel | Galvanized Steel | Pressure
4440224 | B | 1982-01-01 | Currently In Use | Gas | 12000 | Cathodically Protected Steel | Galvanized Steel | Pressure
4440224 | C | 1982-01-01 | Currently In Use | Gas | 8000 | Cathodically Protected Steel | Galvanized Steel | Pressure
4440224 | D | 1982-01-01 | Currently In Use | Diesel | 8000 | Cathodically Protected Steel | Galvanized Steel | Pressure
4440224 | E | 1982-01-01 | Currently In Use | Kerosene | 3000 | Cathodically Protected Steel | Fiberglass Reinforced Plastic | Pressure
4440227 | 1 |  | Removed From Ground Date Unknown | Used Oil | 1000 | Bare Steel | Galvanized Steel | Not Marked | Y |  | Y
4440227 | 10 | 2003-10-09 | Removed From Ground | Gas | 10000 | Fiberglass | Fiberglass Reinforced Plastic | Pressure |  | 1989-01-01 |  | 1989-01-01
4440227 | 11 | 2003-10-09 | Removed From Ground | Gas | 10000 | Fiberglass | Fiberglass Reinforced Plastic | Pressure |  | 1989-01-01 |  | 1989-01-01
4440227 | 12 | 2003-10-09 | Removed From Ground | Used Oil | 1000 | Fiberglass | Fiberglass Reinforced Plastic | Not Marked | Y |  | Y
4440227 | 13 | 2003-12-08 | Currently In Use | Gas | 10000 | Fiberglass Double Walled | Double Walled Flex | Pressure | N | 2004-02-10 | N | 2004-02-10
4440227 | 14 | 2003-12-08 | Currently In Use | Gas | 10000 | Fiberglass Double Walled | Double Walled Flex | Pressure | N | 2004-02-10 | N | 2004-02-10
4440227 | 15 | 2004-12-08 | Currently In Use | Gas | 10000 | Fiberglass Double Walled | Double Walled Flex | Pressure | N | 2004-02-10 | N | 2004-02-10
4440227 | 16 | 2003-12-08 | Currently In Use | Gas | 10000 | Fiberglass Double Walled | Double Walled Flex | Pressure | N | 2004-02-10 | N | 2004-02-10
4440227 | 2 |  | Removed From Ground Date Unknown | Gas | 6000 | Bare Steel | Galvanized Steel | Not Marked
4440227 | 3 |  | Removed From Ground Date Unknown | Gas | 6000 | Bare Steel | Galvanized Steel | Not Marked
4440227 | 4 |  | Removed From Ground Date Unknown | Gas | 6000 | Bare Steel | Galvanized Steel | Not Marked
4440227 | 5 |  | Removed From Ground Date Unknown | Gas | 6000 | Bare Steel | Galvanized Steel | Not Marked
4440227 | 6 |  | Removed From Ground Date Unknown | Diesel | 6000 | Bare Steel | Galvanized Steel | Not Marked
4440227 | 7 |  | Removed From Ground Date Unknown | Gas | 10000 | Bare Steel | Galvanized Steel | Not Marked
4440227 | 8 |  | Removed From Ground Date Unknown | Gas | 10000 | Bare Steel | Galvanized Steel | Not Marked
4440227 | 9 | 2003-10-09 | Removed From Ground | Gas | 10000 | Fiberglass | Fiberglass Reinforced Plastic | Pressure |  | 1989-01-01 |  | 1989-01-01
4440228 | 1 | 1991-08-01 | Removed From Ground | Used Oil | 550 | Bare Steel | Galvanized Steel | Not Marked | Y |  | Y
4440228 | 2 | 1991-08-01 | Removed From Ground | Gas | 6000 | Bare Steel | Galvanized Steel | Not Marked
4440228 | 3 | 1991-08-01 | Removed From Ground | Gas | 6000 | Bare Steel | Galvanized Steel | Not Marked
4440228 | 4 |  | Removed From Ground Date Unknown | Gas | 10000 | Bare Steel | Galvanized Steel | Not Marked
4440228 | 5 | 1991-08-01 | Removed From Ground | Gas | 10000 | Bare Steel | Galvanized Steel | Not Marked
4440228 | 6 | 1991-08-01 | Removed From Ground | Diesel | 10000 | Bare Steel | Galvanized Steel | Not Marked
4440228 | 7 | 1991-08-01 | Removed From Ground | Gas | 6000 | Bare Steel | Galvanized Steel | Not Marked
4440229 | 1 |  | Removed From Ground Date Unknown | Gas | 3000 | Bare Steel | Galvanized Steel | Not Marked
4440229 | 2 |  | Removed From Ground Date Unknown | Gas | 3000 | Bare Steel | Galvanized Steel | Not Marked
4440229 | 3 |  | Removed From Ground Date Unknown | Diesel | 3000 | Bare Steel | Galvanized Steel | Not Marked
4440229 | 4 |  | Removed From Ground Date Unknown | Gas | 3000 | Bare Steel | Galvanized Steel | Not Marked
4440230 | 1 |  | Removed From Ground Date Unknown | Used Oil | 550 | Bare Steel | Galvanized Steel | Not Marked | Y |  | Y
4440230 | 2 |  | Removed From Ground Date Unknown | Gas | 6000 | Fiberglass | Cathodically Protected | Pressure
4440230 | 3 |  | Removed From Ground Date Unknown | Gas | 6000 | Bare Steel | Galvanized Steel | Not Marked
4440230 | 4 |  | Removed From Ground Date Unknown | Gas | 6000 | Bare Steel | Galvanized Steel | Not Marked
4440230 | 5 |  | Removed From Ground Date Unknown | Diesel | 10000 | Bare Steel | Galvanized Steel | Not Marked
4440230 | 6 | 2006-07-06 | Removed From Ground | Gas | 10000 | Fiberglass | Fiberglass Reinforced Plastic | Pressure |  | 1985-01-01 |  | 1985-01-01
4440230 | 7 | 2006-07-06 | Removed From Ground | Gas | 10000 | Fiberglass | Fiberglass Reinforced Plastic | Pressure |  | 1985-01-01 |  | 1985-01-01
4440230 | 8 | 2006-07-06 | Removed From Ground | Gas | 10000 | Fiberglass | Fiberglass Reinforced Plastic | Pressure |  | 1985-01-01 |  | 1985-01-01
4440231 | 1 | 2008-07-09 | Removed From Ground | Gas | 4000 | Steel-Impressed Current | Fiberglass Reinforced Plastic | Pressure |  | 1995-12-24 |  | 1995-12-24
4440231 | 2 | 2008-07-09 | Removed From Ground | Gas | 4000 | Steel-Impressed Current | Fiberglass Reinforced Plastic | Pressure |  | 1995-12-24 |  | 1995-12-24
4440231 | 3 | 2008-07-09 | Removed From Ground | Gas | 4000 | Steel-Impressed Current | Fiberglass Reinforced Plastic | Pressure |  | 1995-12-24 |  | 1995-12-24
4440231 | 4 | 2008-07-09 | Removed From Ground | Gas | 4000 | Steel-Impressed Current | Fiberglass Reinforced Plastic | Pressure |  | 1995-12-24 |  | 1995-12-24
4440231 | 5 | 1985-04-21 | Currently In Use | Gas | 8000 | STIP-3 | Fiberglass Reinforced Plastic | Pressure |  | 1995-12-24 |  | 1995-12-24
4440231 | 6 | 2008-07-10 | Currently In Use | Gas | 8000 | Fiberglass Double Walled | Fiberglass Reinforced Plastic | Pressure | N | 2008-07-10 | N | 2008-07-10
4440231 | 7 | 2008-07-10 | Currently In Use | Gas | 8000 | Fiberglass Double Walled | Fiberglass Reinforced Plastic | Pressure | N | 2008-07-10 | N | 2008-07-10
4440233 | 1 | 1989-12-01 | Removed From Ground | Gas | 10000 | Bare Steel | Galvanized Steel | Not Marked
4440233 | 2 | 1989-12-01 | Removed From Ground | Diesel | 10000 | Bare Steel | Galvanized Steel | Not Marked
4440233 | 3 | 1992-10-05 | Removed From Ground | Used Oil | 1000 | Bare Steel | Galvanized Steel | Gravity Fed | Y |  | Y
4440233 | 4 | 1992-10-01 | Removed From Ground | Used Oil | 1000 | Bare Steel | Unknown | Not Marked | Y |  | Y
4440233 | 5 | 1992-10-01 | Removed From Ground | Other | 560 | Bare Steel | Galvanized Steel | Gravity Fed
4440233 | 552000 | 1990-05-01 | Currently In Use | Gas | 10000 | Fiberglass Double Walled | Fiberglass/Double Walled | Pressure |  | 1990-05-01 |  | 1990-05-01
4440233 | 552006 | 1990-05-01 | Currently In Use | Diesel | 10000 | Fiberglass Double Walled | Fiberglass/Double Walled | Pressure |  | 1990-05-01 |  | 1990-05-01
4440233 | 6 | 1992-10-05 | Removed From Ground | Other | 1000 | Bare Steel | Galvanized Steel | Gravity Fed
4440233 | 7 | 1989-12-01 | Removed From Ground | Gas | 10000 | Bare Steel | Galvanized Steel | Not Marked
4440234 | 1 | 1988-11-01 | Removed From Ground | Diesel | 6000 | Bare Steel | Unknown | Not Marked
4440234 | 2 | 1992-09-15 | Removed From Ground | Used Oil | 560 | Bare Steel | Galvanized Steel | Gravity Fed | Y |  | Y
4440234 | 3 | 1988-11-01 | Removed From Ground | Gas | 10000 | Bare Steel | Unknown | Not Marked
4440234 | 4 | 1988-11-01 | Currently In Use | Diesel | 10000 | Fiberglass Double Walled | Fiberglass/Double Walled | Pressure |  | 1988-11-01 |  | 1988-11-01
4440234 | 5 | 1988-11-01 | Currently In Use | Gas | 10000 | Fiberglass Double Walled | Fiberglass/Double Walled | Pressure |  | 1988-11-01 |  | 1988-11-01
4440235 | 1 | 1984-05-31 | Removed From Ground | Gas | 3000 | Bare Steel | Unknown | Not Marked
4440236 | 1 | 1988-12-22 | Removed From Ground | Diesel | 6000 | Bare Steel | Bare Steel | Not Marked
4440236 | 1A | 1988-12-09 | Currently In Use | Gas | 10000 | Fiberglass Double Walled | Fiberglass Reinforced Plastic | Pressure |  | 1988-12-09 |  | 1988-12-09
4440236 | 2 | 1990-05-01 | Removed From Ground | Diesel | 500 | Bare Steel | Unknown | Not Marked
4440236 | 2A | 1988-12-09 | Currently In Use | Diesel | 10000 | Fiberglass Double Walled | Fiberglass Reinforced Plastic | Pressure |  | 1988-12-09 |  | 1988-12-09
4440236 | 3 | 1991-01-31 | Removed From Ground | Used Oil | 560 | Bare Steel | Bare Steel | Not Marked | Y |  | Y
4440236 | 4 | 1988-12-22 | Removed From Ground | Gas | 10000 | Bare Steel | Unknown | Not Marked
4440237 | 1 | 1995-10-26 | Removed From Ground | Diesel | 6000 | Bare Steel | Unknown | Not Marked
4440237 | 2 | 1995-10-26 | Removed From Ground | Gas | 10000 | Bare Steel | Unknown | Not Marked
4440237 | 3 | 1992-08-24 | Removed From Ground | Used Oil | 560 | Bare Steel | Galvanized Steel | Gravity Fed | Y |  | Y
4440238 | 1 | 1982-04-21 | Currently In Use | Gas | 8000 | Steel-Impressed Current | Fiberglass Reinforced Plastic | Pressure |  | 1995-12-01 12:00 | Y | 1995-12-01 12:00
4440238 | 2 | 1982-04-21 | Currently In Use | Gas | 8000 | Steel-Impressed Current | Fiberglass Reinforced Plastic | Pressure |  | 1995-12-01 12:00 | Y | 1995-12-01 12:00
4440238 | 3 | 1982-04-21 | Currently In Use | Gas | 8000 | Steel-Impressed Current | Fiberglass Reinforced Plastic | Pressure |  | 1995-12-01 12:00 | Y | 1995-12-01 12:00
4440239 | 1 | 1990-09-24 | Removed From Ground | Gas | 6000 | Cathodically Protected Steel | Galvanized Steel | Suction: Valve At The Tank
4440239 | 2 | 1990-09-24 | Removed From Ground | Gas | 6000 | Cathodically Protected Steel | Galvanized Steel | Suction: Valve At The Tank
4440239 | 3 | 1990-09-24 | Removed From Ground | Gas | 6000 | Cathodically Protected Steel | Galvanized Steel | Suction: Valve At The Tank
4440240 | 1 | 1985-04-30 | Currently In Use | Gas | 8000 | Steel-Impressed Current | Fiberglass Reinforced Plastic | Pressure |  | 1995-04-27 |  | 1995-04-27
4440240 | 2 | 1985-04-30 | Currently In Use | Gas | 8000 | Steel-Impressed Current | Fiberglass Reinforced Plastic | Pressure |  | 1995-04-27 |  | 1995-04-27
4440240 | 3 | 1985-04-30 | Currently In Use | Gas | 8000 | Steel-Impressed Current | Fiberglass Reinforced Plastic | Pressure |  | 1995-04-27 |  | 1995-04-27
4440243 | 1 |  | Removed From Ground Date Unknown | Gas | 10000 | Bare Steel | Galvanized Steel | Suction: Valve At The Tank
4440243 | 2 |  | Removed From Ground Date Unknown | Diesel | 10000 | Bare Steel | Galvanized Steel | Suction: Valve At The Tank
4440243 | 3 | 1991-02-15 | Removed From Ground | Diesel | 6000 | Bare Steel | Galvanized Steel | Not Marked
4440243 | M279040 | 1997-05-21 | Currently In Use | Diesel | 12000 | Tank Jacket | Double Walled Flex | Pressure |  | 1997-05-26 |  | 1997-05-26
4440243 | M279041 | 1997-05-21 | Currently In Use | Gas | 12000 | Tank Jacket | Double Walled Flex | Pressure |  | 1997-05-26 |  | 1997-05-26
4440244 | L049776 | 1987-05-02 | Currently In Use | Gas | 10000 | STIP-3 | Fiberglass Reinforced Plastic | Suction: No Valve At The Tank |  | 1996-05-30 |  | 1996-05-30
4440244 | L049783 | 1987-05-02 | Currently In Use | Diesel | 10000 | STIP-3 | Fiberglass Reinforced Plastic | Suction: No Valve At The Tank |  | 1996-05-30 |  | 1996-05-30
4440246 | 1 | 1989-02-15 | Removed From Ground | Gas | 10000 | Bare Steel | Galvanized Steel | Not Marked
4440246 | 2 | 1989-02-15 | Removed From Ground | Gas | 5000 | Bare Steel | Galvanized Steel | Not Marked
4440246 | 3 | 1989-02-15 | Removed From Ground | Diesel | 10000 | Bare Steel | Galvanized Steel | Not Marked
4440246 | 4 | 1989-02-15 | Removed From Ground | Diesel | 5000 | Bare Steel | Galvanized Steel | Not Marked
4440246 | L213098 | 1990-03-01 | Currently In Use | Gas | 10000 | Tank Jacket | Fiberglass Reinforced Plastic | Suction: No Valve At The Tank |  | 1990-03-01 |  | 1990-03-01
4440246 | L213103 | 1990-03-01 | Currently In Use | Diesel | 10000 | Tank Jacket | Fiberglass Reinforced Plastic | Suction: No Valve At The Tank |  | 1990-03-01 |  | 1990-03-01
4440248 | 1 | 1996-01-18 | Removed From Ground | Used Oil | 4000 | Bare Steel | Galvanized Steel | Not Marked | Y |  | Y | 1982-05-02
4440248 | 2 | 1998-11-20 | Removed From Ground | Other | 1011 | Bare Steel | Galvanized Steel | Not Marked
4440248 | 3 | 1998-11-20 | Removed From Ground | Other | 1011 | Bare Steel | Galvanized Steel | Not Marked
4440248 | L514075 | 1998-12-22 | Currently In Use | New Oil | 1000 | Tank Jacket | Fiberglass Reinforced Plastic | Suction: No Valve At The Tank |  | 1998-12-22 |  | 1998-12-22
4440248 | L514086 | 1998-12-22 | Currently In Use | New Oil | 1000 | Tank Jacket | Fiberglass Reinforced Plastic | Suction: No Valve At The Tank |  | 1998-12-22 |  | 1998-12-22
4440248 | L855088 | 1996-02-13 | Currently In Use | Used Oil | 4000 | Tank Jacket | Fiberglass Reinforced Plastic | Gravity Fed | Y | 1999-07-29 12:00 | Y | 1996-02-13 12:00
4440249 | 1 | 1991-09-27 | Removed From Ground | Gas | 10000 | Bare Steel | Galvanized Steel | Pressure
4440249 | 2 | 1991-09-27 | Removed From Ground | Diesel | 10000 | Bare Steel | Galvanized Steel | Suction: Valve At The Tank
4440249 | 3 | 1991-09-27 | Removed From Ground | Used Oil | 550 | Bare Steel | Galvanized Steel | Gravity Fed | Y |  | Y
4440249 | L295116 | 1991-10-03 | Currently In Use | Gas | 12000 | Tank Jacket | Double Walled Flex | Pressure |  | 1991-10-09 |  | 1991-10-09
4440249 | L295117 | 1991-10-03 | Currently In Use | Diesel | 12000 | Tank Jacket | Fiberglass/Double Walled | Suction: No Valve At The Tank |  | 1991-10-09 |  | 1991-10-09
4440250 | 1 |  | Removed From Ground Date Unknown | Gas | 1000 | Bare Steel | Galvanized Steel | Not Marked
4440251 | 001 |  | Removed From Ground Date Unknown | Gas | 10000 | Bare Steel | Galvanized Steel | Not Marked
4440253 | 1 | 1992-10-22 | Removed From Ground | Gas | 1000 | Bare Steel | Galvanized Steel | Suction: Valve At The Tank
4440253 | 2 | 1992-10-22 | Removed From Ground | Diesel | 1000 | Bare Steel | Galvanized Steel | Suction: Valve At The Tank
4440254 | 1 |  | Removed From Ground Date Unknown | Gas | 10000 | Fiberglass | Fiberglass Reinforced Plastic | Not Marked
4440254 | 2 |  | Removed From Ground Date Unknown | Diesel | 6000 | Fiberglass | Fiberglass Reinforced Plastic | Not Marked
4440254 | M158058 | 1997-03-11 | Currently In Use | Diesel | 12134 | Tank Jacket | Double Walled Flex | Pressure |  | 1997-03-11 |  | 1997-03-11
4440254 | M158062 | 1997-03-11 | Currently In Use | Gas | 12158 | Tank Jacket | Double Walled Flex | Pressure |  | 1997-03-11 |  | 1997-03-11
4440255 | 1 | 1991-09-13 | Removed From Ground | Gas | 1000 | Bare Steel | Galvanized Steel | Not Marked
4440255 | 2 | 1991-09-13 | Removed From Ground | Diesel | 1000 | Bare Steel | Galvanized Steel | Not Marked
4440256 | 1 | 1992-10-21 | Removed From Ground | Gas | 1000 | Bare Steel | Galvanized Steel | Suction: Valve At The Tank
4440256 | 2 | 1992-10-21 | Removed From Ground | Diesel | 1000 | Bare Steel | Galvanized Steel | Suction: Valve At The Tank
4440256 | L295148 | 2013-06-03 | Closed In Ground | Gas | 1034 | Tank Jacket | Fiberglass/Double Walled | Suction: No Valve At The Tank |  | 1992-11-01 |  | 1992-11-01
4440256 | L295149 | 1992-11-27 | Currently In Use | Gas | 1034 | Tank Jacket | Fiberglass/Double Walled | Suction: No Valve At The Tank |  | 1992-11-01 |  | 1992-11-01
4440256 | N628095 | 2004-03-19 | Currently In Use | Diesel | 12000 | Tank Jacket | Fiberglass/Double Walled | Pressure | N | 2004-04-06 | N | 2004-04-06
4440258 | 1 | 1992-05-19 | Removed From Ground | Gas | 1000 | Bare Steel | Galvanized Steel | Not Marked
4440258 | 2 | 1992-05-19 | Removed From Ground | Diesel | 1000 | Bare Steel | Galvanized Steel | Not Marked
4440258 | L295150 | 1992-10-28 | Currently In Use | Diesel | 1000 | Tank Jacket | Fiberglass/Double Walled | Suction: No Valve At The Tank |  | 1992-12-21 |  | 1992-12-21
4440259 | 1 | 1993-01-15 | Removed From Ground | Diesel | 1000 | Bare Steel | Galvanized Steel | Suction: Valve At The Tank
4440259 | L295159 | 1993-02-23 | Currently In Use | Diesel | 1051 | Tank Jacket | Fiberglass Reinforced Plastic | Suction: No Valve At The Tank |  | 1993-02-23 |  | 1993-02-23
4440260 | F602450 | 1992-06-10 | Removed From Ground | Gas | 500 | Bare Steel | Galvanized Steel | Suction: Valve At The Tank
4440260 | F602461 | 1992-06-10 | Removed From Ground | Diesel | 500 | Bare Steel | Galvanized Steel | Suction: Valve At The Tank
4440262 | F602475 | 1991-09-15 | Removed From Ground | Diesel | 500 | Bare Steel | Galvanized Steel | Not Marked
4440263 | F602276 | 1991-09-13 | Removed From Ground | Diesel | 500 | Bare Steel | Galvanized Steel | Not Marked
4440264 | F602388 | 1992-09-09 | Removed From Ground | Diesel | 500 | Bare Steel | Galvanized Steel | Suction: Valve At The Tank
4440264 | L295153 | 1992-09-28 | Currently In Use | Diesel | 1031 | Tank Jacket | Fiberglass Reinforced Plastic | Suction: No Valve At The Tank |  | 1992-09-28 |  | 1992-09-28
4440265 | 1 | 1992-06-11 | Removed From Ground | Gas | 500 | Bare Steel | Galvanized Steel | Suction: Valve At The Tank
4440265 | 628098 | 2003-12-09 | Currently In Use | Diesel | 12000 | Fiberglass Double Walled | Fiberglass/Double Walled | Pressure | N | 2003-12-23 | N | 2003-12-23
4440265 | F602480 | 1992-06-11 | Removed From Ground | Diesel | 1000 | Bare Steel | Galvanized Steel | Suction: Valve At The Tank
4440265 | L295151 | 1992-09-08 | Currently In Use | Gas | 1016 | Tank Jacket | Fiberglass/Double Walled | Suction: No Valve At The Tank |  | 1992-09-08 |  | 1992-09-08
4440266 | 1 | 1975-01-01 | Removed From Ground | Gas | 1000 | Bare Steel | Galvanized Steel | Not Marked
4440266 | 2 | 1975-01-01 | Removed From Ground | Diesel | 1000 | Bare Steel | Galvanized Steel | Not Marked
4440267 | F602478 | 1993-01-27 | Removed From Ground | Diesel | 500 | Bare Steel | Galvanized Steel | Suction: Valve At The Tank
4440267 | G858313 | 1993-01-27 | Removed From Ground | Gas | 1000 | Bare Steel | Galvanized Steel | Suction: Valve At The Tank
4440267 | L295160 | 1993-02-23 | Currently In Use | Diesel | 1044 | Tank Jacket | Fiberglass Reinforced Plastic | Suction: No Valve At The Tank |  | 1993-02-23 |  | 1993-02-23
4440268 | 1 | 1992-10-30 | Removed From Ground | Gas | 1000 | Bare Steel | Galvanized Steel | Suction: Valve At The Tank
4440268 | 2 | 1992-10-30 | Removed From Ground | Diesel | 1000 | Bare Steel | Galvanized Steel | Suction: Valve At The Tank
4440268 | L295158 | 1995-04-18 | Removed From Ground | Diesel | 1044 | Tank Jacket | Fiberglass Reinforced Plastic | Suction: No Valve At The Tank
4440269 | 1 |  | Removed From Ground Date Unknown | Diesel | 500 | Bare Steel | Galvanized Steel | Not Marked
4440270 | 1 | 1991-09-13 | Removed From Ground | Diesel | 1000 | Bare Steel | Galvanized Steel | Not Marked
4440271 | 1 | 1991-09-13 | Removed From Ground | Gas | 500 | Bare Steel | Galvanized Steel | Not Marked
4440271 | 2 | 1991-09-13 | Removed From Ground | Diesel | 1000 | Bare Steel | Galvanized Steel | Not Marked
4440272 | 1 |  | Removed From Ground Date Unknown | Gas | 1000 | Bare Steel | Galvanized Steel | Not Marked
4440273 | 1 | 1990-01-01 | Removed From Ground | Diesel | 500 | Bare Steel | Galvanized Steel | Not Marked
4440273 | 2 | 1990-01-01 | Removed From Ground | Gas | 1000 | Bare Steel | Galvanized Steel | Not Marked
4440273 | 3 | 1990-01-01 | Removed From Ground | Kerosene | 500 | Bare Steel | Galvanized Steel | Not Marked
4440273 | 4 | 1990-01-01 | Removed From Ground | Gas | 200 | Bare Steel | Galvanized Steel | Not Marked
4440274 | 1 | 1989-11-01 | Removed From Ground | Gas | 6000 | Bare Steel | Galvanized Steel | Not Marked
4440274 | 10 | 2000-02-10 | Removed From Ground | Used Oil | 550 | Marked Unknown | Unknown | Not Marked | Y |  | Y
4440274 | 2 | 1989-11-01 | Removed From Ground | Gas | 6000 | Bare Steel | Galvanized Steel | Not Marked
4440274 | 3 | 1989-11-01 | Removed From Ground | Gas | 6000 | Bare Steel | Galvanized Steel | Not Marked
4440274 | 4 | 1989-11-01 | Removed From Ground | Gas | 10000 | Bare Steel | Galvanized Steel | Not Marked
4440274 | 5 | 1989-11-01 | Removed From Ground | Diesel | 6000 | Bare Steel | Galvanized Steel | Not Marked
4440274 | 6 | 2001-09-20 | Permanently Out Of Use | Gas | 10000 | Fiberglass | Fiberglass Reinforced Plastic | Pressure |  | 1989-11-01 |  | 1989-11-01
4440274 | 7 | 2001-09-20 | Permanently Out Of Use | Gas | 10000 | Fiberglass | Fiberglass Reinforced Plastic | Pressure |  | 1989-11-01 |  | 1989-11-01
4440274 | 8 | 2001-09-20 | Permanently Out Of Use | Gas | 10000 | Fiberglass | Fiberglass Reinforced Plastic | Pressure |  | 1989-11-01 |  | 1989-11-01
4440274 | 9 | 2001-09-20 | Permanently Out Of Use | Diesel | 6000 | Fiberglass | Fiberglass Reinforced Plastic | Pressure |  | 1989-11-01 |  | 1989-11-01
4440275 | 1 |  | Removed From Ground Date Unknown | Gas | 8000 | Bare Steel | Galvanized Steel | Not Marked
4440275 | 2 |  | Removed From Ground Date Unknown | Gas | 8000 | Bare Steel | Galvanized Steel | Not Marked
4440275 | 3 |  | Removed From Ground Date Unknown | Gas | 8000 | Bare Steel | Galvanized Steel | Not Marked
4440275 | 4 |  | Removed From Ground Date Unknown | Gas | 6000 | Not Marked/Unknown | Unknown | Not Marked
4440275 | 5 | 1996-04-01 | Currently In Use | Gas | 12000 | Fiberglass | Fiberglass/Double Walled | Pressure |  | 1996-04-01 |  | 1996-04-01
4440275 | 6 | 1996-04-01 | Currently In Use | Gas | 12000 | Fiberglass | Fiberglass/Double Walled | Pressure |  | 1996-04-01 |  | 1996-04-01
4440276 | 1 | 1997-04-01 | Removed From Ground | Gas | 6000 | Bare Steel | Galvanized Steel | Not Marked
4440276 | 2 | 1997-04-01 | Removed From Ground | Gas | 4000 | Bare Steel | Galvanized Steel | Not Marked
4440276 | 3 | 1997-04-01 | Removed From Ground | Gas | 6000 | Bare Steel | Galvanized Steel | Not Marked
4440276 | 4 | 1983-05-08 | Currently In Use | Gas | 10000 | Steel-Impressed Current | Cathodically Protected | Pressure |  | 1995-03-01 |  | 1995-03-01
4440276 | 5 | 2010-02-23 | Temporarily Out Of Use | Gas | 10000 | Steel-Impressed Current | Fiberglass Reinforced Plastic | Pressure |  | 1995-03-01 |  | 1995-03-01
4440276 | 6 | 1983-05-08 | Currently In Use | Gas | 10000 | Steel-Impressed Current | Fiberglass Reinforced Plastic | Pressure |  | 1995-03-01 |  | 1995-03-01
4440276 | 7 | 1983-05-08 | Currently In Use | Diesel | 10000 | Steel-Impressed Current | Fiberglass Reinforced Plastic | Pressure |  | 1995-03-01 |  | 1995-03-01
4440276 | 8 | 1983-05-08 | Currently In Use | Kerosene | 6000 | Steel-Impressed Current | Fiberglass Reinforced Plastic | Pressure |  | 1995-03-01 |  | 1995-03-01
4440276 | 9 | 2010-02-23 | Temporarily Out Of Use | Diesel | 20000 | Steel-Impressed Current | Fiberglass Reinforced Plastic | Pressure |  | 1995-03-01 |  | 1995-03-01
4440277 | 1 | 2006-07-24 | Removed From Ground | Gas | 12000 | Steel-Impressed Current | Cathodically Protected | Not Marked |  | 1998-11-06 |  | 1998-11-06
4440277 | 2 | 2006-07-24 | Removed From Ground | Gas | 12000 | Steel-Impressed Current | Cathodically Protected | Not Marked |  | 1998-11-06 |  | 1998-11-06
4440277 | 3 | 2006-07-24 | Removed From Ground | Gas | 12000 | Steel-Impressed Current | Cathodically Protected | Not Marked |  | 1998-11-06 |  | 1998-11-06
4440278 | 1 | 1998-02-12 | Removed From Ground | Gas | 4000 | Bare Steel | Galvanized Steel | Not Marked
4440278 | 2 | 1998-02-12 | Removed From Ground | Gas | 4000 | Bare Steel | Galvanized Steel | Not Marked
4440278 | 3 | 1998-02-12 | Removed From Ground | Gas | 8000 | Bare Steel | Galvanized Steel | Not Marked
4440278 | 4 | 1998-02-12 | Removed From Ground | Gas | 8000 | Bare Steel | Galvanized Steel | Not Marked
4440278 | 5 | 1998-02-12 | Removed From Ground | Diesel | 6000 | Bare Steel | Galvanized Steel | Not Marked
4440278 | 6 | 1998-02-12 | Removed From Ground | Used Oil | 500 | Not Marked/Unknown | Not Marked | Not Marked | Y |  | Y
4440279 | 1 | 1990-06-01 | Removed From Ground | Gas | 6000 | Bare Steel | Unknown | Not Marked
4440279 | 2 | 1990-06-01 | Removed From Ground | Gas | 6000 | Bare Steel | Unknown | Not Marked
4440279 | 3 | 1990-06-01 | Removed From Ground | Gas | 6000 | Bare Steel | Unknown | Not Marked
4440279 | 4 | 1998-11-01 | Removed From Ground | Used Oil | 550 | Bare Steel | Unknown | Not Marked | Y |  | Y
4440279 | 5 | 1999-03-01 | Removed From Ground | Gas | 10000 | Cathodically Protected Steel | Fiberglass Reinforced Plastic | Pressure |  | 1990-07-07 |  | 1990-07-07
4440279 | 6 | 1999-03-01 | Removed From Ground | Gas | 10000 | Cathodically Protected Steel | Fiberglass Reinforced Plastic | Not Marked |  | 1990-07-07 |  | 1990-07-07
4440279 | 7 | 1999-03-01 | Removed From Ground | Gas | 10000 | Cathodically Protected Steel | Fiberglass Reinforced Plastic | Not Marked |  | 1990-07-07 |  | 1990-07-07
4440279 | 8 | 1999-03-01 | Removed From Ground | Diesel | 10000 | Cathodically Protected Steel | Fiberglass Reinforced Plastic | Not Marked |  | 1990-07-07 |  | 1990-07-07
4440280 | 1 | 1992-01-01 | Removed From Ground | Empty | 10000 | Bare Steel | Unknown | Not Marked
4440280 | 2 | 1997-07-02 | Removed From Ground | Diesel | 300 | Bare Steel | Galvanized Steel | Pressure
4440281 | 1 | 1998-07-29 | Removed From Ground | Other |  | Bare Steel | Galvanized Steel | Not Marked
4440282 | 1 | 1987-12-01 | Removed From Ground | Other | 1 | Fiberglass | Galvanized Steel | Not Marked
4440282 | 10 | 1988-12-01 | Removed From Ground | Other | 1000 | Bare Steel | Galvanized Steel | Not Marked
4440282 | 11 | 1988-12-01 | Removed From Ground | Other | 1000 | Bare Steel | Galvanized Steel | Not Marked
4440282 | 2 | 1988-12-01 | Removed From Ground | Other | 1 | Fiberglass | Galvanized Steel | Not Marked
4440282 | 3 | 1998-12-10 | Removed From Ground | Gas | 3000 | Bare Steel | Not Marked | Not Marked
4440282 | 4 | 1998-12-10 | Removed From Ground | Gas | 10000 | Not Marked/Unknown | Not Marked | Not Marked
4440282 | 5 | 1998-12-10 | Removed From Ground | Diesel | 3000 | Not Marked/Unknown | Not Marked | Not Marked
4440282 | 6 | 1988-01-01 | Removed From Ground | Other | 1000 | Bare Steel | Galvanized Steel | Not Marked
4440282 | 6 |  | Permanently Out Of Use | Other | 1000 | Bare Steel | Galvanized Steel | Not Marked
4440282 | 7 | 1988-12-01 | Removed From Ground | Other | 1000 | Bare Steel | Galvanized Steel | Not Marked
4440282 | 8 | 1988-01-01 | Removed From Ground | Other | 1000 | Bare Steel | Galvanized Steel | Not Marked
4440282 | 8 |  | Permanently Out Of Use | Other | 1000 | Bare Steel | Galvanized Steel | Not Marked
4440282 | 9 | 1988-12-01 | Removed From Ground | Other | 1000 | Bare Steel | Galvanized Steel | Not Marked
4440284 | 1 | 2006-03-04 | Removed From Ground | Gas | 2000 | Steel-Impressed Current | Cathodically Protected | Suction: Valve At The Tank |  | 1998-12-21 |  | 1998-12-21
4440284 | 1 |  | Currently In Use | Gas | 2000 | Steel-Impressed Current | Cathodically Protected | Suction: Valve At The Tank |  | 1998-12-21 |  | 1998-12-21
4440284 | 2 | 2006-03-04 | Removed From Ground | Gas | 2000 | Cathodically Protected Steel | Cathodically Protected | Suction: Valve At The Tank | N | 1998-12-21 | N | 1998-12-21
4440284 | 3 | 2006-03-04 | Removed From Ground | Gas | 3000 | Cathodically Protected Steel | Cathodically Protected | Suction: Valve At The Tank | N | 1998-12-21 | N | 1998-12-21
4440284 | 3 |  | Currently In Use | Gas | 3000 | Cathodically Protected Steel | Cathodically Protected | Suction: Valve At The Tank | N | 1998-12-21 | N | 1998-12-21
4440284 | 4 | 2006-03-04 | Removed From Ground | Gas | 4000 | Cathodically Protected Steel | Cathodically Protected | Suction: Valve At The Tank | N | 1998-12-21 | N | 1998-12-21
4440284 | 4 |  | Currently In Use | Gas | 4000 | Cathodically Protected Steel | Cathodically Protected | Suction: Valve At The Tank | N | 1998-12-21 | N | 1998-12-21
4440284 | 5 | 2006-03-04 | Removed From Ground | Used Oil | 500 | Bare Steel | Galvanized Steel | Gravity Fed | Y |  | Y
4440285 | 1 | 1992-07-21 | Removed From Ground | Other | 1000 | Not Marked/Unknown | Not Marked | Not Marked
4440286 | 002 | 1998-11-01 | Removed From Ground | Kerosene | 5000 | Bare Steel | Galvanized Steel | Not Marked
4440286 | 1 | 1998-11-01 | Removed From Ground | Kerosene | 5000 | Bare Steel | Galvanized Steel | Not Marked
4440287 | 1 | 1971-03-01 | Closed In Ground | Other | 10000 | Bare Steel | Unknown | Not Marked
4440287 | 2 | 1971-03-01 | Closed In Ground | Other | 10000 | Bare Steel | Unknown | Not Marked
4440287 | 3 | 1986-06-15 | Closed In Ground | Gas | 10000 | Bare Steel | Unknown | Not Marked
4440290 | 1 | 1995-06-01 | Removed From Ground | Other | 1000 | Bare Steel | Galvanized Steel | Suction: No Valve At The Tank
4440290 | 2 | 1995-06-01 | Removed From Ground | Used Oil | 1000 | Bare Steel | Galvanized Steel | Suction: No Valve At The Tank | Y |  | Y
4440295 | 1 | 1986-01-01 | Permanently Out Of Use | Gas | 2000 | Cathodically Protected Steel | Galvanized Steel | Not Marked
4440295 | 2 | 1986-01-01 | Permanently Out Of Use | Gas | 700 | Cathodically Protected Steel | Galvanized Steel | Not Marked
4440296 | 1 | 2017-03-14 | Temporarily Out Of Use | Gas | 12000 | Fiberglass | Impressed Current | Pressure |  | 1989-05-01 |  | 1989-05-01
4440296 | 2 | 2017-03-14 | Temporarily Out Of Use | Gas | 12000 | Fiberglass | Impressed Current | Pressure |  | 1989-05-01 |  | 1989-05-10
4440296 | 3 | 2017-03-14 | Temporarily Out Of Use | Gas | 12000 | Fiberglass | Impressed Current | Pressure |  | 1989-05-01 |  | 1989-05-01
4440297 | 1 | 1992-01-13 | Removed From Ground | Other | 10000 | Fiberglass | Bare Steel | Not Marked
4440297 | 2 | 1992-02-22 | Removed From Ground | Used Oil | 10000 | Bare Steel | Bare Steel | Not Marked | Y |  | Y
4440297 | 3 | 1991-09-18 | Removed From Ground | Diesel | 580 | Bare Steel | Galvanized Steel | Not Marked
4440297 | 4 | 1991-09-11 | Removed From Ground | Diesel | 30000 | Bare Steel | Galvanized Steel | Not Marked
4440297 | 5 | 1991-09-11 | Removed From Ground | Diesel | 30000 | Bare Steel | Galvanized Steel | Not Marked
4440297 | 7 | 1991-09-17 | Removed From Ground | Diesel | 625 | Bare Steel | Galvanized Steel | Not Marked
4440297 | 8 | 1991-09-26 | Removed From Ground | Heating Oil | 20000 | Bare Steel | Galvanized Steel | Not Marked
4440298 | 1 | 1986-06-17 | Currently In Use | Diesel | 10000 | Fiberglass | Fiberglass Reinforced Plastic | Suction: Valve At The Tank |  | 1992-09-01 |  | 1992-09-01
4440300 | 1 | 1983-05-02 | Currently In Use | Gas | 8000 | Steel-Impressed Current | Fiberglass Reinforced Plastic | Pressure |  | 1998-10-01 |  | 1998-10-01
4440300 | 2 | 1983-05-02 | Currently In Use | Gas | 8000 | Steel-Impressed Current | Fiberglass Reinforced Plastic | Pressure |  | 1998-10-01 |  | 1998-10-01
4440300 | 3 | 1983-05-02 | Currently In Use | Gas | 8000 | Steel-Impressed Current | Fiberglass Reinforced Plastic | Pressure |  | 1998-10-01 |  | 1998-10-01
4440301 | 1 | 1998-05-29 | Removed From Ground | Gas | 10000 | Cathodically Protected Steel | Cathodically Protected | Pressure
4440301 | 2 | 1998-05-29 | Removed From Ground | Gas | 10000 | Bare Steel | Unknown | Pressure
4440301 | 3 | 1998-05-29 | Removed From Ground | Gas | 10000 | Bare Steel | Unknown | Pressure
4440301 | 4 | 1998-05-29 | Removed From Ground | Gas | 10000 | Bare Steel | Unknown | Pressure
4440301 | 5 | 1998-08-01 | Currently In Use | Diesel | 8000 | Epoxy | Fiberglass Reinforced Plastic | Pressure |  | 1998-08-01 |  | 1998-08-01
4440301 | 6 | 1998-08-01 | Currently In Use | Gas | 12000 | Epoxy | Fiberglass Reinforced Plastic | Pressure |  | 1998-08-01 |  | 1998-08-01
4440301 | 7 | 1998-08-01 | Currently In Use | Gas | 12000 | Epoxy | Fiberglass Reinforced Plastic | Pressure |  | 1998-08-01 |  | 1998-08-01
4440302 | 1 | 1992-03-01 | Removed From Ground | Gas | 8000 | Bare Steel | Galvanized Steel | Suction: Valve At The Tank
4440302 | 2 | 1992-03-01 | Removed From Ground | Gas | 8000 | Bare Steel | Galvanized Steel | Suction: Valve At The Tank
4440304 | 1 | 1998-11-01 | Currently In Use | Gas | 10000 | Steel-Impressed Current | Fiberglass Reinforced Plastic | Pressure |  | 1998-10-01 |  | 1998-10-01
4440304 | 2 | 1998-11-01 | Currently In Use | Gas | 8000 | Steel-Impressed Current | Fiberglass Reinforced Plastic | Pressure |  | 1998-10-01 |  | 1998-10-01
4440304 | 3 | 1998-11-01 | Currently In Use | Gas | 8000 | Steel-Impressed Current | Fiberglass Reinforced Plastic | Pressure |  | 1998-10-01 |  | 1998-10-01
4440308 | 1 |  | Removed From Ground Date Unknown | Gas | 2005 | Bare Steel | Galvanized Steel | Suction: Valve At The Tank
4440308 | 3 | 1997-07-01 | Currently In Use | Gas | 6000 | Composite | Fiberglass Reinforced Plastic | Suction: Valve At The Tank |  | 1997-06-12 |  | 1997-06-12
4440311 | 1 | 1994-09-28 | Closed In Ground | Diesel | 10000 | Bare Steel | Galvanized Steel | Not Marked |  | 1994-09-28 |  | 1994-09-28
4440311 | 10 | 1993-07-01 | Currently In Use | Diesel | 30000 | Fiberglass Double Walled | Fiberglass/Double Walled | Pressure |  | 1993-07-01 |  | 1993-07-01
4440311 | 2 | 1994-09-28 | Removed From Ground | Diesel | 10000 | Bare Steel | Galvanized Steel | Not Marked |  | 1994-09-28 |  | 1994-09-28
4440311 | 3 | 1994-09-28 | Removed From Ground | Diesel | 5000 | Bare Steel | Galvanized Steel | Not Marked |  | 1994-09-28 |  | 1994-09-28
4440311 | 4 | 1994-09-28 | Removed From Ground | Diesel | 5000 | Bare Steel | Galvanized Steel | Not Marked |  | 1993-07-01 |  | 1993-07-01
4440311 | 5 | 1994-07-11 | Closed In Ground | Diesel | 2000 | Bare Steel | Galvanized Steel | Pressure |  | 1993-07-01 |  | 1993-07-01
4440311 | 6 | 2009-10-15 | Closed In Ground | Diesel | 12000 | Tank Jacket | Fiberglass/Double Walled | Suction: No Valve At The Tank |  | 1994-09-28 |  | 1994-09-28
4440311 | 7 | 2009-10-15 | Closed In Ground | Diesel | 5000 | Tank Jacket | Fiberglass/Double Walled | Suction: No Valve At The Tank |  | 1994-09-28 |  | 1994-09-28
4440311 | 8 | 2009-10-15 | Closed In Ground | Diesel | 2000 | Tank Jacket | Fiberglass/Double Walled | Suction: No Valve At The Tank |  | 1994-09-28 |  | 1994-09-28
4440311 | 9 | 1993-07-01 | Currently In Use | Diesel | 30000 | Fiberglass Double Walled | Fiberglass/Double Walled | Pressure |  | 1993-07-01 |  | 1993-07-01
4440312 | 1 | 1994-11-11 | Removed From Ground | Diesel | 1500 | Tank Jacket | Fiberglass Reinforced Plastic | Not Marked
4440312 | 2 | 1994-11-01 | Currently In Use | Diesel | 1500 | Fiberglass | Fiberglass Reinforced Plastic |  | N | 1994-11-01 | N | 1994-11-01
4440313 | 1 | 1994-10-19 | Removed From Ground | Diesel | 550 | Bare Steel | Galvanized Steel | Not Marked
4440313 | 2 | 1994-10-19 | Currently In Use | Diesel | 2000 | Fiberglass Double Walled | Fiberglass Reinforced Plastic | Not Marked | N | 1994-10-19 | N | 1994-10-19
4440314 | 1 | 1994-10-01 | Removed From Ground | Diesel | 2000 | Bare Steel | Galvanized Steel | Not Marked
4440314 | 2 | 1994-10-27 | Currently In Use | Diesel | 2000 | Tank Jacket | Fiberglass Reinforced Plastic | Not Marked |  | 1994-10-27 |  | 1994-10-27
4440316 | 1 | 1999-01-14 | Removed From Ground | Gas | 40000 | Fiberglass | Not Marked | Not Marked
4440316 | 2 | 2010-06-25 | Closed In Ground | Not Marked/Tank Removed | 10000 | Fiberglass Double Walled | Bare Steel |  | N |  | N
4440316 | 3 | 1999-01-14 | Removed From Ground | Gas | 40000 | Fiberglass | Not Marked | Not Marked
4440316 | 4 | 2010-06-25 | Closed In Ground | Not Marked/Tank Removed | 10000 | Fiberglass Double Walled | Bare Steel |  | N |  | N
4440318 | 1 | 1989-12-19 | Removed From Ground | Other | 3000 | Marked Unknown | Unknown | Not Marked
4440318 | 2 | 1989-12-19 | Removed From Ground | Used Oil | 3000 | Marked Unknown | Unknown | Not Marked | Y |  | Y
4440318 | 3 | 1989-12-19 | Removed From Ground | Diesel | 15000 | Marked Unknown | Unknown | Not Marked
4440318 | 4 | 1989-12-19 | Removed From Ground | Diesel | 15000 | Marked Unknown | Unknown | Not Marked
4440318 | 5 | 1989-12-19 | Removed From Ground | Other | 6000 | Marked Unknown | Unknown | Not Marked
4440319 | 1 | 1989-10-01 | Removed From Ground | Gas | 2000 | Bare Steel | Unknown | Not Marked
4440319 | 2 | 1989-10-01 | Removed From Ground | Diesel | 3000 | Bare Steel | Unknown | Not Marked
4440319 | 3 | 1989-10-01 | Removed From Ground | Used Oil | 500 | Bare Steel | Unknown | Not Marked | Y |  | Y
4440320 | 1 | 1990-04-17 | Removed From Ground | Gas | 1000 | Bare Steel | Galvanized Steel | Not Marked
4440327 | 428711 |  | Closed In Ground Date Unknown | Gas | 10000 | Cathodically Protected Steel | Galvanized Steel | Not Marked
4440329 | 1 | 1998-08-12 | Removed From Ground | Used Oil | 1000 | Fiberglass | Not Marked | Not Marked | Y |  | Y
4440331 | 1 | 1986-06-01 | Currently In Use | Gas | 10000 | Fiberglass | Fiberglass Reinforced Plastic | Pressure |  | 1994-09-16 |  | 1994-09-16
4440331 | 2 | 1986-06-01 | Currently In Use | Gas | 10000 | Fiberglass | Fiberglass Reinforced Plastic | Pressure |  | 1994-09-16 |  | 1994-09-16
4440331 | 3 | 1986-06-01 | Currently In Use | Gas | 10000 | Fiberglass | Fiberglass Reinforced Plastic | Pressure |  | 1994-09-16 |  | 1994-09-16
4440334 | 1 |  | Removed From Ground Date Unknown | Used Oil | 500 | Bare Steel | Galvanized Steel | Not Marked | Y |  | Y
4440335 | 1 | 1999-11-12 | Temporarily Out Of Use | Other | 550 | Bare Steel | Not Marked | Not Marked
4440335 | 1 |  | Closed In Ground Date Unknown | Other | 550 | Bare Steel | Not Marked | Not Marked
4440335 | 2 | 1999-11-12 | Temporarily Out Of Use | Other | 550 | Bare Steel | Not Marked | Not Marked
4440335 | 2 |  | Closed In Ground Date Unknown | Other | 550 | Bare Steel | Not Marked | Not Marked
4440335 | 3 | 1999-11-12 | Temporarily Out Of Use | Used Oil | 550 | Bare Steel | Not Marked | Not Marked | Y |  | Y
4440335 | 3 |  | Closed In Ground Date Unknown | Used Oil | 550 | Bare Steel | Not Marked | Not Marked | Y |  | Y
4440335 | 4 | 1999-11-12 | Temporarily Out Of Use | Other | 1000 | Bare Steel | Not Marked | Not Marked
4440335 | 4 |  | Closed In Ground Date Unknown | Other | 1000 | Bare Steel | Not Marked | Not Marked
4440336 | 1 | 1996-10-02 | Removed From Ground | Gas | 6000 | Bare Steel | Unknown | Not Marked
4440336 | 2 | 1996-10-02 | Removed From Ground | Diesel | 4000 | Bare Steel | Unknown | Not Marked
4440337 | 1 | 1991-06-01 | Removed From Ground | Gas | 3000 | Cathodically Protected Steel | Galvanized Steel | Not Marked
4440337 | 2 | 1991-06-01 | Removed From Ground | Diesel | 500 | Cathodically Protected Steel | Galvanized Steel | Not Marked
4440337 | 3 | 1991-06-01 | Removed From Ground | Gas | 1000 | Not Marked/Unknown | Not Marked | Not Marked
4440337 | 4 | 1991-06-01 | Removed From Ground | Gas | 1000 | Not Marked/Unknown | Not Marked | Not Marked
4440341 | 1 | 2006-07-12 | Removed From Ground | Gas | 5000 | Steel-Impressed Current | Fiberglass Reinforced Plastic | Pressure |  | 1992-05-01 |  | 1992-05-01
4440341 | 2 | 2006-07-12 | Removed From Ground | Gas | 10000 | Steel-Impressed Current | Fiberglass Reinforced Plastic | Pressure |  | 1992-05-01 |  | 1992-05-01
4440341 | 3 | 2006-07-12 | Removed From Ground | Gas | 10000 | Steel-Impressed Current | Fiberglass Reinforced Plastic | Pressure |  | 1992-05-01 |  | 1992-05-01
4440341 | 4 | 2006-07-01 | Currently In Use | Gas | 12000 | Composite | Fiberglass Reinforced Plastic | Pressure | N | 2006-07-01 | N | 2006-07-01
4440341 | 5 | 2006-07-01 | Currently In Use | Gas | 6000 | Composite | Fiberglass Reinforced Plastic | Pressure | N | 2006-07-01 | N | 2006-07-01
4440341 | 6 | 2006-07-01 | Currently In Use | Gas | 6000 | Composite | Fiberglass Reinforced Plastic | Pressure | N | 2006-07-01 | N | 2006-07-01
4440342 | 1 | 1990-06-27 | Removed From Ground | Diesel | 10000 | Bare Steel | Bare Steel | Not Marked
4440344 | NO#LEAD#1 | 1994-11-17 | Removed From Ground | Gas | 10000 | Bare Steel | Galvanized Steel | Pressure
4440344 | NO#LEAD#2 | 1994-11-17 | Removed From Ground | Gas | 10000 | Bare Steel | Galvanized Steel | Pressure
4440344 | REG | 1994-11-17 | Removed From Ground | Gas | 10000 | Bare Steel | Galvanized Steel | Pressure
4440344 | SEPARATOR | 1994-11-17 | Removed From Ground | Used Oil | 550 | Bare Steel | Galvanized Steel | Pressure | Y |  | Y
4440344 | XTRA | 1994-11-17 | Removed From Ground | Gas | 10000 | Bare Steel | Galvanized Steel | Pressure
4440347 | 1 | 1986-06-05 | Permanently Out Of Use | Gas | 12000 | Bare Steel | Galvanized Steel | Not Marked
4440349 | 1 | 1994-10-28 | Removed From Ground | Gas | 10000 | Bare Steel | Galvanized Steel | Suction: No Valve At The Tank
4440349 | 2 | 2011-11-22 | Removed From Ground | Gas | 8000 | Composite | Single Wall Flex | Suction: Valve At The Tank |  | 1994-05-26 |  | 1994-05-26
4440350 | 1 | 1992-01-01 | Removed From Ground | Gas | 10000 | Bare Steel | Fiberglass Reinforced Plastic | Not Marked
4440350 | 2 | 1992-01-01 | Removed From Ground | Gas | 10000 | Bare Steel | Fiberglass Reinforced Plastic | Not Marked
4440350 | 3 | 1992-01-01 | Removed From Ground | Used Oil | 10000 | Bare Steel | Fiberglass Reinforced Plastic | Not Marked | Y |  | Y
4440350 | 329216 | 2006-07-07 | Currently In Use | Diesel | 4000 | Epoxy | Fiberglass Reinforced Plastic | Pressure | N | 2006-07-07 | N | 2006-07-07
4440350 | 329217 | 2006-07-07 | Currently In Use | Gas | 8000 | Epoxy | Fiberglass Reinforced Plastic | Pressure | N | 2006-07-07 | N | 2006-07-07
4440350 | 329218 | 2006-07-07 | Currently In Use | Gas | 10000 | Epoxy | Fiberglass Reinforced Plastic | Pressure | N | 2006-07-07 | N | 2006-07-07
4440350 | 4 | 1992-01-01 | Removed From Ground | Used Oil | 550 | Not Marked/Unknown | Not Marked | Not Marked | Y |  | Y
4440352 | 1 | 1993-10-19 | Removed From Ground | Gas | 5000 | Cathodically Protected Steel | Galvanized Steel | Pressure
4440352 | 2 | 1993-10-19 | Removed From Ground | Gas | 10000 | Cathodically Protected Steel | Galvanized Steel | Pressure
4440352 | 3 | 1993-10-19 | Removed From Ground | Gas | 10000 | Cathodically Protected Steel | Galvanized Steel | Pressure
4440352 | 4 | 1997-09-01 | Removed From Ground | Used Oil | 1000 | Fiberglass | Fiberglass Reinforced Plastic | Not Marked | Y |  | Y
4440352 | 5 | 2016-03-23 | Removed From Ground | Gas | 10000 | Fiberglass Double Walled | Fiberglass Reinforced Plastic | Pressure |  | 1993-11-01 |  | 1993-11-01
4440352 | 6 | 2016-03-23 | Removed From Ground | Gas | 10000 | Fiberglass Double Walled | Fiberglass Reinforced Plastic | Pressure |  | 1993-11-01 |  | 1993-11-01
4440352 | 7 | 2016-03-23 | Removed From Ground | Gas | 10000 | Fiberglass Double Walled | Fiberglass Reinforced Plastic | Pressure |  | 1993-11-01 |  | 1993-11-01
4440353 | 1 | 2008-11-19 | Temporarily Out Of Use | Gas | 8000 | STIP-3 | Fiberglass Reinforced Plastic | Pressure |  | 1995-03-01 |  | 1995-03-01
4440353 | 2 | 2008-11-19 | Temporarily Out Of Use | Gas | 8000 | STIP-3 | Fiberglass Reinforced Plastic | Pressure |  | 1995-03-01 |  | 1995-03-01
4440353 | 3 | 2008-11-19 | Temporarily Out Of Use | Gas | 8000 | STIP-3 | Fiberglass Reinforced Plastic | Pressure |  | 1995-03-01 |  | 1995-03-01
4440353 | 4 | 1999-09-01 | Removed From Ground | Empty | 550 | Bare Steel | Unknown | Not Marked | Y |  | Y
4440354 | 1 | 2003-01-15 | Removed From Ground | Diesel | 10196 | Cathodically Protected Steel | Cathodically Protected | Suction: Valve At The Tank |  | 1998-12-03 |  | 1998-12-03
4440355 | 1 | 1994-05-09 | Removed From Ground | Gas | 1000 | Bare Steel | Bare Steel | Suction: Valve At The Tank
4440357 | 003 | 1991-12-01 | Removed From Ground | Hazardous Substance | 1000 | Bare Steel | Not Marked | Not Marked
4440357 | 1 | 1991-12-01 | Removed From Ground | Gas | 1000 | Bare Steel | Unknown | Not Marked
4440357 | 2 | 1991-12-01 | Removed From Ground | Other | 1200 | Bare Steel | Unknown | Not Marked
4440357 | 3 | 1991-12-01 | Removed From Ground | Hazardous Substance | 1000 | Bare Steel | Not Marked | Not Marked
4440358 | 1 | 1999-02-17 | Removed From Ground | Diesel | 10000 | Bare Steel | Galvanized Steel | Not Marked
4440358 | 2 | 1999-02-17 | Removed From Ground | Gas | 2000 | Bare Steel | Galvanized Steel | Not Marked
4440358 | 3 | 2011-03-01 | Currently In Use | Diesel | 10000 | Composite | Fiberglass Reinforced Plastic | Suction: Valve At The Tank |  | 1999-03-05 |  | 1999-03-05
4440358 | 4 | 2011-03-01 | Currently In Use | Gas | 2000 | Composite | Fiberglass Reinforced Plastic | Suction: Valve At The Tank |  | 1999-03-05 |  | 1999-03-05
4440363 | 1 | 1992-05-07 | Currently In Use | Diesel | 20000 | Fiberglass Double Walled | Fiberglass/Double Walled | Suction: Valve At The Tank |  | 1992-05-07 |  | 1992-05-07
4440363 | 2 | 1997-01-01 | Removed From Ground | Other | 500 | Bare Steel | Galvanized Steel | Not Marked
4440364 | 1 | 1992-06-11 | Removed From Ground | Gas | 2000 | Marked Unknown | Unknown | Not Marked
4440366 | 1 | 1989-10-20 | Removed From Ground | Gas | 5000 | Bare Steel | Cathodically Protected | Not Marked
4440366 | 2 | 1989-10-20 | Removed From Ground | Gas | 5000 | Bare Steel | Cathodically Protected | Not Marked
4440366 | 3 | 1989-10-20 | Removed From Ground | Gas | 5000 | Bare Steel | Cathodically Protected | Not Marked
4440366 | 4 | 1989-10-20 | Removed From Ground | Gas | 5000 | Bare Steel | Cathodically Protected | Not Marked
4440368 | 1 |  | Currently In Use | Hazardous Substance | 1000 | Bare Steel | Galvanized Steel | Not Marked
4440368 | 2 |  | Currently In Use | Hazardous Substance | 1000 | Bare Steel | Galvanized Steel | Not Marked
4440374 | 1 | 1990-04-01 | Removed From Ground | Gas | 3000 | Bare Steel | Galvanized Steel | Not Marked
4440374 | 2 | 1990-04-01 | Removed From Ground | Gas | 4000 | Bare Steel | Galvanized Steel | Not Marked
4440374 | 3 | 1990-04-01 | Removed From Ground | Gas | 5000 | Bare Steel | Galvanized Steel | Not Marked
4440374 | 4 | 1990-04-01 | Removed From Ground | Gas | 10000 | Bare Steel | Galvanized Steel | Not Marked
4440374 | 5 | 1990-04-01 | Removed From Ground | Used Oil | 1000 | Bare Steel | Galvanized Steel | Not Marked | Y |  | Y
4440374 | 6 | 2016-02-09 | Temporarily Out Of Use | E10 | 12000 | Fiberglass Double Walled | Fiberglass Reinforced Plastic | Pressure |  | 1994-06-27 |  | 1994-06-27
4440374 | 7 | 2016-02-09 | Temporarily Out Of Use | E10 | 12000 | Fiberglass Double Walled | Fiberglass Reinforced Plastic | Pressure |  | 1994-06-27 |  | 1994-06-27
4440374 | 8 | 2016-02-09 | Temporarily Out Of Use | E10 | 12000 | Fiberglass Double Walled | Fiberglass Reinforced Plastic | Pressure |  | 1994-06-27 |  | 1994-06-27
4440374 | 9 | 1990-04-03 | Temporarily Out Of Use | Used Oil | 1000 | Fiberglass Double Walled | Double Walled | Gravity Fed | Y | 2007-07-16 12:00 | Y | 2007-07-16 12:00
4440382 | 1 | 1992-07-01 | Removed From Ground | Gas | 10000 | Fiberglass | Fiberglass Reinforced Plastic | Pressure
4440382 | 2 | 1992-07-01 | Removed From Ground | Gas | 10000 | Fiberglass | Fiberglass Reinforced Plastic | Pressure
4440382 | 3 | 1992-07-01 | Removed From Ground | Gas | 10000 | Fiberglass | Fiberglass Reinforced Plastic | Pressure
4440382 | 4 | 1992-07-01 | Removed From Ground | Used Oil | 1000 | Fiberglass | Fiberglass Reinforced Plastic | Gravity Fed | Y |  | Y
4440382 | 5 | 1992-07-01 | Removed From Ground | Other | 560 | Bare Steel | Galvanized Steel | Not Marked
4440382 | 6 | 1992-07-01 | Removed From Ground | Other | 560 | Bare Steel | Galvanized Steel | Not Marked
4440389 | 1 | 1982-07-01 | Currently In Use | Gas | 10000 | Composite | Fiberglass Reinforced Plastic | Pressure |  | 2009-02-12 12:00 | N
4440389 | 2 | 1982-07-01 | Currently In Use | Gas | 8000 | Composite | Fiberglass Reinforced Plastic | Pressure |  | 2009-02-12 12:00 | N
4440389 | 3 | 2012-05-10 | Currently In Use | Diesel | 8000 | Composite | Fiberglass Reinforced Plastic | Pressure |  | 2009-02-12 12:00 | N
4440390 | 1 | 1997-12-01 | Removed From Ground | Used Oil | 550 | Bare Steel | Bare Steel | Gravity Fed | Y |  | Y
4440390 | 2 | 1988-01-01 | Removed From Ground | Gas | 10000 | Bare Steel | Not Marked | Not Marked
4440390 | 3 | 1988-01-01 | Removed From Ground | Gas | 10000 | Bare Steel | Not Marked | Not Marked
4440390 | 4 | 1988-01-01 | Removed From Ground | Gas | 10000 | Bare Steel | Not Marked | Not Marked
4440391 | 1 | 1997-12-01 | Removed From Ground | Used Oil | 110 | Bare Steel | Bare Steel | Gravity Fed | Y |  | Y
4440391 | 2 | 1988-02-01 | Removed From Ground | GAS | 10000 | Bare Steel |  |  | N |  | N
4440391 | 3 | 1988-02-01 | Removed From Ground | GAS | 10000 | Bare Steel |  |  | N |  | N
4440391 | 4 | 1988-02-01 | Removed From Ground | GAS | 10000 | Bare Steel |  |  | N |  | N
4440391 | 5 |  | Removed From Ground Date Unknown | Used Oil | 250 | Unknown |  |  | N |  | N
4440392 | 1 | 1995-08-03 | Removed From Ground | Used Oil | 250 | Bare Steel | Bare Steel | Gravity Fed | Y |  | Y
4440393 | 1 | 1997-07-25 | Removed From Ground | Other | 8000 | Bare Steel | Copper | Suction: Valve At The Tank
4440394 | 1 | 1986-05-01 | Removed From Ground | Gas | 10000 | Bare Steel | Galvanized Steel | Not Marked
4440394 | 2 | 1986-05-01 | Removed From Ground | Gas | 10000 | Bare Steel | Galvanized Steel | Not Marked
4440394 | 3 | 1996-11-14 | Removed From Ground | Other | 10000 | Bare Steel | Copper | Suction: Valve At The Tank
4440394 | 4 | 1990-09-01 | Removed From Ground | Diesel | 250 | Bare Steel | Copper | Not Marked
4440394 | 5 | 1993-03-01 | Removed From Ground | Gas | 10000 | Composite | Galvanized Steel | Not Marked
4440394 | 6 | 1992-03-28 | Removed From Ground | Other | 1000 | Bare Steel | Unknown | Suction: Valve At The Tank
4440394 | 7 | 2003-04-22 | Removed From Ground | Diesel | 6000 | Double Walled | Copper | Suction: Valve At The Tank |  | 1996-12-10 |  | 1996-12-10
4440395 | 1 | 1997-08-07 | Removed From Ground | Other | 10000 | Bare Steel | Copper | Suction: Valve At The Tank
4440396 | 1 | 1987-05-01 | Removed From Ground | Gas | 3000 | Bare Steel | Galvanized Steel | Pressure
4440396 | 2 | 1990-12-21 | Removed From Ground | Gas | 12000 | Bare Steel | Galvanized Steel | Pressure
4440397 | 1 | 1989-12-01 | Removed From Ground | Gas | 12000 | Bare Steel | Double Walled | Not Marked
4440398 | 1 | 1991-01-15 | Removed From Ground | Gas | 4000 | Bare Steel | Unknown | Pressure
4440398 | 2 | 1991-01-15 | Removed From Ground | Gas | 4000 | Bare Steel | Unknown | Pressure
4440398 | 3 | 1991-02-15 | Removed From Ground | Used Oil | 5000 | Bare Steel | Unknown | Gravity Fed | Y |  | Y
4440399 | 1 | 1996-01-05 | Removed From Ground | Gas | 3000 | Bare Steel | Bare Steel | Not Marked
4440399 | 2 | 1993-12-28 | Removed From Ground | Used Oil | 550 | Epoxy | Bare Steel | Not Marked | Y |  | Y
4440399 | 3 | 1996-01-05 | Removed From Ground | Gas | 12000 | Marked Unknown | Unknown | Not Marked
4440400 | 1 | 1989-10-15 | Removed From Ground | Gas | 12000 | Bare Steel | Copper | Not Marked
4440401 | 1 | 1996-01-25 | Removed From Ground | Diesel | 12000 | Bare Steel | Copper | Suction: Valve At The Tank
4440401 | 2 | 1986-06-12 | Removed From Ground | Empty | 6000 | Bare Steel | Copper | Not Marked
4440401 | 3 | 1989-12-15 | Removed From Ground | Diesel | 1000 | Bare Steel | Unknown | Suction: Valve At The Tank
4440402 | 1 | 1990-02-15 | Removed From Ground | Gas | 12000 | Bare Steel | Double Walled | Not Marked
4440402 | 2 | 1991-02-15 | Removed From Ground | Other | 2000 | Bare Steel | Double Walled | Not Marked
4440402 | 3 | 1991-02-15 | Removed From Ground | Used Oil | 1000 | Bare Steel | Double Walled | Not Marked | Y |  | Y
4440402 | 4 | 1991-02-15 | Removed From Ground | Used Oil | 1000 | Bare Steel | Double Walled | Not Marked | Y |  | Y
4440404 | 1 | 1997-09-05 | Removed From Ground | Other | 10000 | Bare Steel | Copper | Suction: Valve At The Tank
4440404 | 2 | 1997-08-25 | Currently In Use | Diesel | 6000 | Fiberglass Double Walled | Fiberglass/Double Walled | Suction: Valve At The Tank |  | 1997-08-25 |  | 1997-08-25
4440405 | 1 | 1991-05-01 | Removed From Ground | Gas | 12000 | Bare Steel | Copper | Not Marked
4440405 | 2 | 1994-11-25 | Removed From Ground | Diesel | 10000 | Cathodically Protected Steel | Copper | Suction: Valve At The Tank
4440405 | 3 | 1994-11-25 | Removed From Ground | Kerosene | 10000 | Cathodically Protected Steel | Copper | Suction: Valve At The Tank
4440408 | 1 | 1995-01-25 | Removed From Ground | Other | 1000 | Bare Steel | Copper | Suction: Valve At The Tank
4440408 | 2 | 1989-10-01 | Removed From Ground | Diesel | 550 | Bare Steel | Unknown | Suction: Valve At The Tank
4440408 | 3 | 1995-02-09 | Closed In Ground | Other | 120 | Marked Unknown | Unknown | Not Marked
4440408 | 4 | 1995-01-25 | Removed From Ground | Other | 550 | Marked Unknown | Unknown | Not Marked
4440410 | 1 | 1992-12-01 | Removed From Ground | Diesel | 10000 | Bare Steel | Copper | Suction: Valve At The Tank
4440410 | 2 | 1993-03-01 | Currently In Use | Diesel | 10000 | Fiberglass Double Walled | Copper | Suction: Valve At The Tank |  | 1998-02-09 |  | 1998-02-09
4440411 | 1 | 1990-11-15 | Removed From Ground | Gas | 12000 | Bare Steel | Copper | Not Marked
4440411 | 2 | 1993-08-02 | Removed From Ground | Gas | 12000 | Double Walled | Fiberglass Reinforced Plastic | Pressure
4440411 | 3 | 1987-06-15 | Removed From Ground | Gas | 3000 | Bare Steel | Bare Steel | Not Marked
4440412 | 1 | 1991-09-01 | Removed From Ground | Gas | 2000 | Bare Steel | Galvanized Steel | Suction: Valve At The Tank
4440412 | 2 | 1991-09-01 | Removed From Ground | Gas | 1000 | Bare Steel | Galvanized Steel | Suction: No Valve At The Tank
4440413 | 1 | 1998-11-03 | Removed From Ground | Gas | 500 | Marked Unknown | Unknown | Not Marked
4440413 | 2 | 1998-11-03 | Removed From Ground | Diesel | 500 | Marked Unknown | Unknown | Not Marked
4440414 | 1 | 1991-04-01 | Removed From Ground | Gas | 10000 | Steel-Galvanic | Impressed Current | Not Marked
4440414 | 2 | 1991-04-01 | Removed From Ground | Gas | 10000 | Steel-Galvanic | Impressed Current | Not Marked
4440414 | 3 | 1991-04-01 | Removed From Ground | Gas | 8000 | Cathodically Protected Steel | Galvanized Steel | Not Marked
4440414 | 4 | 1991-04-01 | Removed From Ground | Diesel | 8000 | Steel-Galvanic | Impressed Current | Not Marked
4440414 | 5 | 1985-04-30 | Currently In Use | Kerosene | 4000 | Steel-Galvanic | Impressed Current | Suction: No Valve At The Tank |  | 1985-04-30 |  | 1985-04-30
4440414 | 6 | 1991-04-14 | Currently In Use | Gas | 10000 | Steel-Galvanic | Impressed Current | Pressure |  | 1991-04-14 |  | 1991-04-14
4440414 | 7 | 1991-04-14 | Currently In Use | Gas | 10000 | Steel-Galvanic | Impressed Current | Pressure |  | 1991-04-14 |  | 1991-04-14
4440414 | 8 | 1991-04-14 | Currently In Use | Gas | 6000 | Steel-Galvanic | Impressed Current | Pressure |  | 1991-04-14 |  | 1991-04-14
4440414 | 9 | 1991-04-14 | Currently In Use | Gas | 10000 | Steel-Galvanic | Impressed Current | Pressure |  | 1991-04-14 |  | 1991-04-14
4440415 | 1 | 1991-05-01 | Removed From Ground | Gas | 10000 | Cathodically Protected Steel | Galvanized Steel | Not Marked
4440415 | 10 | 1999-04-01 | Removed From Ground | Kerosene | 550 | Composite | Cathodically Protected | Pressure |  | 1994-03-10 |  | 1994-03-10
4440415 | 2 | 1991-05-01 | Removed From Ground | Gas | 10000 | Cathodically Protected Steel | Galvanized Steel | Not Marked
4440415 | 3 | 1991-05-01 | Removed From Ground | Gas | 6000 | Cathodically Protected Steel | Galvanized Steel | Not Marked
4440415 | 4 | 1991-05-01 | Removed From Ground | Diesel | 6000 | Cathodically Protected Steel | Galvanized Steel | Not Marked
4440415 | 5 | 1991-05-01 | Removed From Ground | Kerosene | 1000 | Cathodically Protected Steel | Galvanized Steel | Not Marked
4440415 | 6 | 1991-08-14 | Currently In Use | Gas | 10000 | Composite | Fiberglass Reinforced Plastic | Pressure |  | 1991-08-14 |  | 1991-08-14
4440415 | 7 | 1991-08-14 | Currently In Use | Gas | 10000 | Composite | Fiberglass Reinforced Plastic | Pressure |  | 1991-08-14 |  | 1991-08-14
4440415 | 8 | 1991-08-14 | Currently In Use | Gas | 10000 | Composite | Fiberglass Reinforced Plastic | Pressure |  | 1991-08-14 |  | 1991-08-14
4440415 | 9 | 1991-08-14 | Currently In Use | Diesel | 10000 | Composite | Fiberglass Reinforced Plastic | Pressure |  | 1991-08-14 |  | 1991-08-14
4440416 | 1 | 1977-04-30 | Currently In Use | Gas | 10000 | Steel-Impressed Current | Fiberglass Reinforced Plastic | Pressure |  | 1998-12-16 |  | 1998-12-16
4440416 | 2 | 1977-04-30 | Currently In Use | Gas | 8000 | Steel-Impressed Current | Fiberglass Reinforced Plastic | Pressure |  | 1998-12-16 |  | 1998-12-16
4440416 | 3 | 1977-04-30 | Currently In Use | Diesel | 3000 | Steel-Impressed Current | Fiberglass Reinforced Plastic | Pressure |  | 1998-12-22 |  | 1998-12-22
4440416 | 4 | 2014-05-21 | Temporarily Out Of Use | Diesel | 3000 | Steel-Impressed Current | Fiberglass Reinforced Plastic | Pressure |  | 1998-12-16 |  | 1998-12-16
4440416 | 5 | 2014-05-21 | Temporarily Out Of Use | Diesel | 3000 | Steel-Impressed Current | Fiberglass Reinforced Plastic | Pressure |  | 1998-12-16 |  | 1998-12-16
4440416 | 6 | 2009-05-27 | Temporarily Out Of Use | Kerosene | 4000 | Steel-Impressed Current | Fiberglass Reinforced Plastic | Pressure |  | 1998-12-16 |  | 1998-12-16
4440419 | 1 | 1988-08-17 | Removed From Ground | Diesel | 4000 | Bare Steel | Galvanized Steel | Not Marked
4440419 | 2 | 1988-08-17 | Removed From Ground | Diesel | 4000 | Bare Steel | Galvanized Steel | Not Marked
4440419 | 3 | 1988-08-17 | Removed From Ground | Diesel | 4000 | Bare Steel | Galvanized Steel | Not Marked
4440419 | 4 | 1988-08-17 | Removed From Ground | Diesel | 4000 | Bare Steel | Galvanized Steel | Not Marked
4440419 | 5 | 1988-08-17 | Removed From Ground | Diesel | 20000 | Bare Steel | Galvanized Steel | Not Marked
4440419 | 6 | 1988-08-17 | Removed From Ground | Gas | 1000 | Bare Steel | Galvanized Steel | Not Marked
4440419 | 7 | 1988-08-17 | Removed From Ground | Used Oil | 1000 | Bare Steel | Galvanized Steel | Not Marked | Y |  | Y
4440419 | 8 | 1988-08-17 | Removed From Ground | Other | 1500 | Bare Steel | Galvanized Steel | Not Marked
4440419 | 9 | 1988-08-17 | Removed From Ground | Other | 1500 | Bare Steel | Galvanized Steel | Not Marked
4440420 | 1 | 2013-03-12 | Removed From Ground | Gas | 4000 | Steel-Galvanic | Galvanic | Suction: Valve At The Tank |  | 1996-01-01 |  | 1996-01-01
4440421 | 1 | 1988-04-10 | Removed From Ground | Gas | 1000 | Bare Steel | Galvanized Steel | Not Marked
4440422 | 1 | 1991-01-01 | Removed From Ground | Gas | 6000 | Bare Steel | Galvanized Steel | Pressure
4440422 | 10 | 1997-09-01 | Currently In Use | Diesel | 12000 | Fiberglass Double Walled | Double Walled Flex | Pressure |  | 1997-09-01 |  | 1997-09-01
4440422 | 2 | 1991-01-01 | Removed From Ground | Gas | 6000 | Bare Steel | Galvanized Steel | Pressure
4440422 | 3 | 1991-01-01 | Removed From Ground | Gas | 6000 | Bare Steel | Galvanized Steel | Pressure
4440422 | 4 | 1991-01-01 | Removed From Ground | Gas | 6000 | Bare Steel | Galvanized Steel | Pressure
4440422 | 5 | 1997-06-16 | Removed From Ground | Gas | 12000 | Cathodically Protected Steel | Fiberglass Reinforced Plastic | Pressure |  | 1991-01-01 |  | 1991-01-01
4440422 | 6 | 1997-06-16 | Removed From Ground | Gas | 12000 | Cathodically Protected Steel | Fiberglass Reinforced Plastic | Pressure |  | 1991-01-01 |  | 1991-01-01
4440422 | 7 | 1997-06-16 | Removed From Ground | Gas | 12000 | Cathodically Protected Steel | Fiberglass Reinforced Plastic | Pressure |  | 1991-01-01 |  | 1991-01-01
4440422 | 8 | 1997-09-01 | Currently In Use | Gas | 12000 | Fiberglass Double Walled | Double Walled Flex | Pressure |  | 1997-09-01 |  | 1997-09-01
4440422 | 9 | 1997-09-01 | Currently In Use | Gas | 12000 | Fiberglass Double Walled | Double Walled Flex | Pressure |  | 1997-09-01 |  | 1997-09-01
4440423 | 1 | 1993-11-17 | Removed From Ground | Gas | 8000 | Bare Steel | Galvanized Steel | Pressure
4440423 | 2 | 1993-11-17 | Removed From Ground | Gas | 8000 | Bare Steel | Galvanized Steel | Pressure
4440423 | 3 | 1993-11-17 | Removed From Ground | Gas | 8000 | Bare Steel | Galvanized Steel | Pressure
4440423 | 4 | 1995-08-02 | Currently In Use | Gas | 10000 | Composite | Fiberglass Reinforced Plastic | Pressure |  | 1995-06-01 |  | 1995-06-01
4440423 | 5 | 1995-08-02 | Currently In Use | Gas | 10000 | Composite | Fiberglass Reinforced Plastic | Pressure |  | 1995-06-01 |  | 1995-06-01
4440423 | 6 | 1995-05-02 | Currently In Use | Diesel | 10000 | Composite | Fiberglass Reinforced Plastic | Pressure |  | 1995-06-01 |  | 1995-06-01
4440424 | 1 | 1985-04-17 | Currently In Use | Diesel | 25000 | Fiberglass | Double Walled Flex | Pressure |  | 1995-03-20 |  | 1995-03-20
4440424 | 10 | 1995-02-01 | Removed From Ground | Gas | 20000 | Bare Steel | Bare Steel | Pressure
4440424 | 11 | 1995-02-01 | Removed From Ground | Gas | 10000 | Bare Steel | Bare Steel | Pressure
4440424 | 12 | 2002-10-15 | Currently In Use | Diesel | 12000 | Fiberglass Double Walled | Double Walled Flex | Pressure | Y | 2002-10-15 | Y | 2002-10-15
4440424 | 2 | 1985-04-17 | Currently In Use | Diesel | 25000 | Fiberglass | Double Walled Flex | Pressure |  | 1995-03-20 |  | 1995-03-20
4440424 | 3 | 1985-04-17 | Currently In Use | Diesel | 25000 | Fiberglass | Double Walled Flex | Pressure |  | 1995-03-20 |  | 1995-03-20
4440424 | 4 | 1985-04-17 | Currently In Use | Diesel | 25000 | Fiberglass | Double Walled Flex | Pressure |  | 1995-03-20 |  | 1995-03-20
4440424 | 5 | 2002-08-26 | Temporarily Out Of Use | Gas | 10000 | Fiberglass | Double Walled | Pressure |  | 1995-03-20 |  | 1995-03-20
4440424 | 5 |  | Removed From Ground Date Unknown | Gas | 10000 | Fiberglass | Double Walled | Pressure |  | 1995-03-20 |  | 1995-03-20
4440424 | 6 | 1986-04-01 | Currently In Use | Gas | 10000 | Fiberglass | Double Walled Flex | Pressure |  | 1995-03-20 |  | 1995-03-20
4440424 | 7 | 1986-04-01 | Currently In Use | Gas | 10000 | Fiberglass | Double Walled Flex | Pressure |  | 1995-03-20 |  | 1995-03-20
4440424 | 8 | 1995-02-01 | Removed From Ground | Other | 10000 | Fiberglass | Galvanized Steel | Not Marked
4440424 | 9 | 1995-02-01 | Removed From Ground | Used Oil | 2000 | Fiberglass | Not Marked | Not Marked | Y |  | Y
4440426 | 1 | 2003-02-24 | Removed From Ground | Gas | 4000 | Steel-Impressed Current | Bare Steel | Suction: No Valve At The Tank |  | 1997-09-01 |  | 1997-09-01
4440426 | 2 | 2003-02-24 | Removed From Ground | Gas | 3000 | Steel-Impressed Current | Bare Steel | Suction: No Valve At The Tank |  | 1997-09-01 |  | 1997-09-01
4440426 | 3 | 2003-02-24 | Removed From Ground | Gas | 3000 | Steel-Impressed Current | Bare Steel | Suction: No Valve At The Tank |  | 1997-09-01 |  | 1997-09-01
4440426 | 4 | 2003-02-24 | Removed From Ground | Diesel | 3000 | Steel-Impressed Current | Galvanized Steel | Suction: No Valve At The Tank |  | 1997-09-01 |  | 1997-09-01
4440426 | 5 | 2003-02-24 | Removed From Ground | Used Oil | 500 | Steel-Impressed Current | Bare Steel | Suction: No Valve At The Tank | Y |  | Y | 1997-09-01
4440427 | 1 | 1992-04-22 | Removed From Ground | Gas | 6000 | Bare Steel | Galvanized Steel | Not Marked
4440427 | 2 | 1992-04-22 | Removed From Ground | Gas | 6000 | Bare Steel | Galvanized Steel | Not Marked
4440427 | 3 | 1992-04-22 | Removed From Ground | Gas | 6000 | Bare Steel | Galvanized Steel | Not Marked
4440427 | 4 | 1992-04-22 | Removed From Ground | Gas | 10000 | Bare Steel | Galvanized Steel | Not Marked
4440428 | 4 | 1999-01-14 | Removed From Ground | Diesel | 280 | Bare Steel | Galvanized Steel | Not Marked
4440428 | U1 | 1992-12-09 | Removed From Ground | Gas | 10000 | Bare Steel | Galvanized Steel | Suction: No Valve At The Tank
4440428 | U2 | 1992-12-09 | Removed From Ground | Gas | 10000 | Bare Steel | Galvanized Steel | Suction: No Valve At The Tank
4440428 | WO1 | 1992-12-09 | Removed From Ground | Used Oil | 550 | Bare Steel | Galvanized Steel | Gravity Fed | Y |  | Y
4440429 | 4 | 1999-01-01 | Removed From Ground | Other | 250 | Bare Steel | Copper | Suction: No Valve At The Tank
4440429 | U1 | 1992-12-09 | Removed From Ground | Gas | 10000 | Bare Steel | Galvanized Steel | Suction: No Valve At The Tank
4440429 | U2 | 1992-12-09 | Removed From Ground | Gas | 10000 | Bare Steel | Galvanized Steel | Suction: No Valve At The Tank
4440429 | WO1 | 1992-12-09 | Removed From Ground | Used Oil | 550 | Bare Steel | Galvanized Steel | Gravity Fed | Y |  | Y
4440432 | 1 | 1988-01-01 | Removed From Ground | Gas | 12000 | Bare Steel | Galvanized Steel | Not Marked
4440432 | 10 | 1996-07-01 | Temporarily Out Of Use | Empty | 550 | STIP-3 | Galvanized Steel | Gravity Fed | Y |  | Y | 2010-12-31 12:00
4440432 | 2 | 1988-01-01 | Removed From Ground | Gas | 8000 | Bare Steel | Galvanized Steel | Not Marked
4440432 | 3 | 1988-01-01 | Removed From Ground | Gas | 6000 | Bare Steel | Galvanized Steel | Not Marked
4440432 | 4 | 1988-01-01 | Removed From Ground | Gas | 4000 | Bare Steel | Galvanized Steel | Not Marked
4440432 | 5 | 1996-07-01 | Removed From Ground | Empty | 1000 | Cathodically Protected Steel | Galvanized Steel | Pressure | Y |  | Y | 1973-04-30
4440432 | 6 | 1988-02-04 | Currently In Use | Gas | 10000 | STIP-3 | Galvanized Steel | Pressure |  | 2011-10-06 12:00 |  | 1988-02-04 12:00
4440432 | 7 | 1988-02-04 | Currently In Use | Gas | 10000 | STIP-3 | Galvanized Steel | Pressure |  | 2011-10-06 12:00 |  | 1988-02-04 12:00
4440432 | 8 | 1988-02-04 | Currently In Use | Diesel | 10000 | STIP-3 | Galvanized Steel | Pressure |  | 2011-10-06 12:00 |  | 1988-02-04 12:00
4440432 | 9 | 1996-07-01 | Temporarily Out Of Use | Empty | 550 | Steel-Galvanic | Galvanized Steel | Gravity Fed | Y |  | Y | 2010-12-31 12:00
4440433 | 1 | 1990-11-21 | Removed From Ground | Used Oil | 1000 | Bare Steel | Galvanized Steel | Not Marked | Y |  | Y
4440433 | T1 | 2006-11-02 | Currently In Use | Gas | 20000 | Fiberglass Double Walled | Fiberglass/Double Walled | Pressure | N | 2006-12-28 | N | 2006-11-22
4440433 | T2 | 2006-11-02 | Currently In Use | Gas | 20000 | Fiberglass Double Walled | Fiberglass/Double Walled | Pressure | N | 2006-12-28 | N | 2006-11-22
4440433 | T3A | 2006-11-02 | Currently In Use | Gas | 8000 | Fiberglass Double Walled | Fiberglass/Double Walled | Pressure | N | 2006-12-28 | N | 2006-11-22
4440433 | T3B | 2006-11-02 | Currently In Use | Diesel | 12000 | Fiberglass Double Walled | Fiberglass/Double Walled | Pressure | N | 2006-12-28 | N | 2006-11-22
4440434 | 1 | 1990-11-16 | Removed From Ground | Used Oil | 1000 | Bare Steel | Galvanized Steel | Not Marked | Y |  | Y
4440435 | 1 | 1990-11-20 | Removed From Ground | Used Oil | 1000 | Bare Steel | Galvanized Steel | Not Marked | Y |  | Y
4440436 | 1 | 1990-01-05 | Removed From Ground | Used Oil | 1000 | Bare Steel | Galvanized Steel | Not Marked | Y |  | Y
4440438 | 001 | 1994-08-03 | Removed From Ground | Gas | 560 | Bare Steel | Galvanized Steel | Not Marked
4440438 | 002 | 1994-08-03 | Removed From Ground | Gas | 560 | Bare Steel | Galvanized Steel | Not Marked
4440439 | 1 |  | Permanently Out Of Use | Empty | 1 | Marked Unknown | Unknown | Not Marked
4440439 | 2 |  | Permanently Out Of Use | Empty | 1 | Marked Unknown | Unknown | Not Marked
4440439 | 3 |  | Permanently Out Of Use | Empty | 1 | Marked Unknown | Unknown | Not Marked
4440439 | 4 |  | Permanently Out Of Use | Empty | 1 | Marked Unknown | Unknown | Not Marked
4440439 | 5 |  | Permanently Out Of Use | Empty | 1 | Marked Unknown | Unknown | Not Marked
4440441 | 1 | 1984-04-01 | Currently In Use | Diesel | 10000 | Steel-Impressed Current | Impressed Current | Suction: No Valve At The Tank |  | 1998-12-11 |  | 1996-11-08
4440441 | 2 | 1993-04-19 | Removed From Ground | Diesel | 2000 | Bare Steel | Bare Steel | Suction: No Valve At The Tank
4440443 | 1 | 1998-05-28 | Removed From Ground | Gas | 3000 | Bare Steel | Galvanized Steel | Suction: Valve At The Tank
4440444 | 1 | 1989-12-28 | Removed From Ground | Diesel | 8250 | Bare Steel | Bare Steel | Not Marked
4440444 | 2 | 1989-12-28 | Removed From Ground | Other | 7650 | Bare Steel | Bare Steel | Not Marked
4440445 | 1 | 1995-03-16 | Removed From Ground | Gas | 10000 | Bare Steel | Galvanized Steel | Not Marked
4440445 | 2 | 1995-03-16 | Removed From Ground | Gas | 10000 | Bare Steel | Galvanized Steel | Not Marked
4440445 | 3 | 1995-03-16 | Removed From Ground | Kerosene | 10000 | Bare Steel | Galvanized Steel | Not Marked
4440445 | 4 | 1995-03-16 | Removed From Ground | Kerosene | 10000 | Bare Steel | Galvanized Steel | Not Marked
4440446 | 1 |  | Removed From Ground Date Unknown | Gas | 3000 | Bare Steel | Galvanized Steel | Not Marked
4440446 | 2 |  | Removed From Ground Date Unknown | Gas | 3000 | Bare Steel | Galvanized Steel | Not Marked
4440446 | 3 |  | Removed From Ground Date Unknown | Gas | 3000 | Bare Steel | Galvanized Steel | Not Marked
4440446 | 4 |  | Removed From Ground Date Unknown | Used Oil | 1000 | Bare Steel | Galvanized Steel | Not Marked | Y |  | Y
4440446 | 5 | 2008-09-22 | Removed From Ground | Used Oil | 500 | Unknown |  |  | N |  | N
4440448 | 1 | 1993-01-20 | Removed From Ground | Gas | 500 | Bare Steel | Galvanized Steel | Not Marked
4440448 | 2 | 1993-01-20 | Removed From Ground | Diesel | 500 | Bare Steel | Bare Steel | Not Marked
4440448 | 3 | 1993-01-20 | Removed From Ground | Gas | 1000 | Bare Steel | Bare Steel | Not Marked
4440450 | 1 | 1988-08-02 | Removed From Ground | Gas | 1000 | Bare Steel | Galvanized Steel | Not Marked
4440450 | 2 | 2014-06-23 | Removed From Ground | Gas | 6000 | Unknown |  |  | N |  | N
4440450 | 3 | 2014-06-23 | Removed From Ground | Diesel | 3000 | Unknown | Unknown |  | N |  | N
4440453 | 1 | 1988-08-12 | Removed From Ground | Gas | 1000 | Bare Steel | Galvanized Steel | Not Marked
4440456 | 1 | 1997-07-15 | Currently In Use | Gas | 10000 | Steel-Impressed Current | Cathodically Protected | Pressure |  | 1997-07-15 |  | 1997-07-15
4440456 | 2 | 1997-07-15 | Currently In Use | Gas | 10000 | Steel-Impressed Current | Cathodically Protected | Pressure |  | 1997-07-15 |  | 1997-07-15
4440456 | 3 | 1997-07-15 | Currently In Use | Gas | 10000 | Steel-Impressed Current | Cathodically Protected | Pressure |  | 1997-07-15 |  | 1997-07-15
4440456 | 4 | 1997-07-15 | Currently In Use | Kerosene | 6000 | Steel-Impressed Current | Impressed Current | Pressure |  | 1997-07-15 |  | 1997-07-15
4440457 | 001 | 1988-01-13 | Removed From Ground | Gas | 10000 | Bare Steel | Galvanized Steel | Not Marked
4440459 | 1 | 2003-03-20 | Currently In Use | Gas | 10270 | Steel-Impressed Current | Fiberglass Reinforced Plastic | Pressure |  | 1997-07-29 |  | 1997-07-29
4440459 | 2 | 2003-03-20 | Currently In Use | Gas | 10270 | Steel-Impressed Current | Fiberglass Reinforced Plastic | Pressure |  | 1997-07-29 |  | 1997-07-29
4440459 | 3 | 2003-03-20 | Currently In Use | Gas | 10270 | Steel-Impressed Current | Fiberglass Reinforced Plastic | Pressure |  | 1997-07-29 |  | 1997-07-29
4440459 | 4 | 2003-03-20 | Currently In Use | Diesel | 10270 | Steel-Impressed Current | Fiberglass Reinforced Plastic | Pressure |  | 1997-07-29 |  | 1997-07-29
4440461 | 1 | 2006-02-08 | Removed From Ground | Gas | 10000 | Steel-Impressed Current | Fiberglass Reinforced Plastic | Pressure |  | 1990-05-01 |  | 1990-05-01
4440461 | 2 | 2006-02-08 | Removed From Ground | Gas | 10000 | Steel-Impressed Current | Fiberglass Reinforced Plastic | Pressure |  | 1990-05-01 |  | 1990-05-01
4440461 | 3 | 2006-02-08 | Removed From Ground | Gas | 10000 | Steel-Impressed Current | Fiberglass Reinforced Plastic | Pressure |  | 1990-05-01 |  | 1990-05-01
4440461 | 4 | 2006-02-08 | Removed From Ground | Gas | 10000 | Steel-Impressed Current | Fiberglass Reinforced Plastic | Pressure |  | 1990-05-01 |  | 1990-05-01
4440462 | 1 | 2009-05-20 | Removed From Ground | Gas | 10270 | Steel-Impressed Current | Fiberglass Reinforced Plastic | Pressure |  | 1997-08-02 |  | 1997-08-02
4440462 | 2 | 2009-05-20 | Removed From Ground | Gas | 10270 | Steel-Impressed Current | Fiberglass Reinforced Plastic | Pressure |  | 1997-08-02 |  | 1997-08-02
4440462 | 3 | 2009-05-20 | Removed From Ground | Gas | 10270 | Steel-Impressed Current | Fiberglass Reinforced Plastic | Pressure |  | 1997-08-02 |  | 1997-08-02
4440462 | 5 | 2009-05-20 | Removed From Ground | Diesel | 10270 | Steel-Impressed Current | Fiberglass Reinforced Plastic | Pressure |  | 1997-08-02 |  | 1997-08-02
4440463 | 1 | 2007-01-02 | Removed From Ground | Gas | 10000 | Cathodically Protected Steel | Fiberglass Reinforced Plastic | Pressure |  | 1997-08-02 |  | 1997-08-02
4440463 | 2 | 2007-01-02 | Removed From Ground | Gas | 10000 | Cathodically Protected Steel | Fiberglass Reinforced Plastic | Pressure |  | 1997-08-02 |  | 1997-08-02
4440463 | 3 | 2007-01-02 | Removed From Ground | Gas | 10000 | Cathodically Protected Steel | Fiberglass Reinforced Plastic | Pressure |  | 1997-08-02 |  | 1997-08-02
4440463 | 4 | 2007-01-02 | Removed From Ground | Gas | 10000 | Cathodically Protected Steel | Fiberglass Reinforced Plastic | Pressure |  | 1997-08-02 |  | 1997-08-02
4440464 | 1 | 2003-10-24 | Currently In Use | Diesel | 10270 | Steel-Impressed Current | Fiberglass Reinforced Plastic | Pressure |  | 1990-05-01 |  | 1990-05-01
4440464 | 2 | 2003-10-24 | Currently In Use | Gas | 10270 | Steel-Impressed Current | Fiberglass Reinforced Plastic | Pressure |  | 1990-05-01 |  | 1990-05-01
4440464 | 3 | 2003-10-24 | Currently In Use | Gas | 10270 | Steel-Impressed Current | Fiberglass Reinforced Plastic | Pressure |  | 1990-05-01 |  | 1990-05-01
4440464 | 5 | 2003-10-24 | Currently In Use | Gas | 10270 | Steel-Impressed Current | Fiberglass Reinforced Plastic | Pressure |  | 1990-05-01 |  | 1990-05-01
4440465 | 1 | 2003-04-16 | Currently In Use | Gas | 10000 | Fiberglass | Fiberglass Reinforced Plastic | Pressure |  | 1993-12-21 |  | 1993-12-21
4440465 | 2 | 2003-04-16 | Currently In Use | Gas | 10000 | Fiberglass | Fiberglass Reinforced Plastic | Pressure |  | 1993-12-21 |  | 1993-12-21
4440465 | 3 | 2003-04-16 | Currently In Use | Gas | 10000 | Fiberglass | Fiberglass Reinforced Plastic | Pressure |  | 1993-12-21 |  | 1993-12-21
4440465 | 4 | 1993-11-08 | Removed From Ground | Gas | 10270 | Bare Steel | Galvanized Steel | Pressure
4440466 | 1 | 2003-11-20 | Currently In Use | Gas | 15060 | Steel-Impressed Current | Fiberglass Reinforced Plastic | Pressure |  | 1997-08-02 |  | 1997-08-02
4440466 | 2 | 2003-11-20 | Currently In Use | Gas | 10270 | Steel-Impressed Current | Fiberglass Reinforced Plastic | Pressure |  | 1997-08-02 |  | 1997-08-02
4440466 | 3 | 2003-11-20 | Currently In Use | Diesel | 15060 | Steel-Impressed Current | Fiberglass Reinforced Plastic | Pressure |  | 1997-08-02 |  | 1997-08-02
4440467 | 1 | 1993-06-09 | Removed From Ground | Gas | 15060 | Bare Steel | Galvanized Steel | Pressure
4440467 | 2 | 1993-06-09 | Removed From Ground | Gas | 10270 | Bare Steel | Galvanized Steel | Pressure
4440467 | 3 | 1993-06-09 | Removed From Ground | Gas | 15060 | Bare Steel | Galvanized Steel | Pressure
4440468 | 1 | 1991-01-07 | Removed From Ground | Gas | 15060 | Bare Steel | Galvanized Steel | Not Marked
4440468 | 10 | 2011-10-01 | Currently In Use | Gas | 12000 | Fiberglass Double Walled | Fiberglass/Double Walled | Pressure | N | 2011-12-01 | N | 2011-12-01
4440468 | 11 | 2011-10-01 | Currently In Use | Diesel | 12000 | Fiberglass Double Walled | Fiberglass/Double Walled | Pressure | N | 2011-12-01 | N | 2011-12-01
4440468 | 2 | 1991-01-07 | Removed From Ground | Gas | 10270 | Bare Steel | Galvanized Steel | Not Marked
4440468 | 4 | 1991-01-07 | Removed From Ground | Gas | 15060 | Bare Steel | Galvanized Steel | Not Marked
4440468 | 5 | 2011-08-10 | Removed From Ground | Diesel | 12000 | Fiberglass | Fiberglass Reinforced Plastic | Pressure |  | 1991-02-12 |  | 1991-02-12
4440468 | 6 | 2011-08-10 | Removed From Ground | Gas | 10000 | Fiberglass | Fiberglass Reinforced Plastic | Pressure |  | 1991-02-12 |  | 1991-02-12
4440468 | 7 | 2011-08-10 | Removed From Ground | Gas | 12000 | Fiberglass | Fiberglass Reinforced Plastic | Pressure |  | 1991-02-12 |  | 1991-02-12
4440468 | 8 | 2011-10-01 | Currently In Use | Gas | 20000 | Fiberglass Double Walled | Fiberglass/Double Walled | Pressure | N | 2012-04-01 | N | 2012-04-01
4440468 | 9 | 2011-10-01 | Currently In Use | Gas | 20000 | Fiberglass Double Walled | Fiberglass/Double Walled | Pressure | N | 2011-12-01 | N | 2011-12-01
4440469 | 1 | 1991-01-28 | Removed From Ground | Gas | 10000 | Bare Steel | Galvanized Steel | Not Marked
4440469 | 2 | 1991-01-28 | Removed From Ground | Gas | 8020 | Bare Steel | Galvanized Steel | Not Marked
4440469 | 3 | 1991-01-28 | Removed From Ground | Gas | 6047 | Bare Steel | Galvanized Steel | Not Marked
4440469 | 4 | 1991-01-28 | Removed From Ground | Gas | 6047 | Bare Steel | Galvanized Steel | Not Marked
4440469 | 5 | 2003-05-21 | Currently In Use | Gas | 10000 | Fiberglass | Fiberglass Reinforced Plastic | Pressure |  | 1991-02-28 |  | 1991-02-28
4440469 | 6 | 2003-05-21 | Currently In Use | Gas | 10000 | Fiberglass | Fiberglass Reinforced Plastic | Pressure |  | 1991-02-28 |  | 1991-02-28
4440469 | 7 | 2003-05-21 | Currently In Use | Gas | 10000 | Fiberglass | Fiberglass Reinforced Plastic | Pressure |  | 1991-02-28 |  | 1991-02-28
4440481 | 1 | 1998-10-08 | Removed From Ground | Diesel | 10000 | Not Marked/Unknown | Not Marked | Not Marked
4440481 | 2 | 1998-10-06 | Removed From Ground | Gas | 10000 | Not Marked/Unknown | Not Marked | Not Marked
4440481 | 3 | 1998-10-08 | Removed From Ground | Gas | 10000 | Not Marked/Unknown | Not Marked | Not Marked
4440481 | 4 | 1998-10-08 | Removed From Ground | Used Oil | 500 | Not Marked/Unknown | Not Marked | Not Marked | Y |  | Y
4440481 | A | 1998-10-08 | Removed From Ground | Gas | 10150 | Fiberglass | Unknown | Not Marked
4440482 | 1 | 1979-06-01 | Temporarily Out Of Use | Gas | 8084 | Fiberglass | Unknown | Not Marked
4440482 | 2 | 1979-06-01 | Temporarily Out Of Use | Gas | 8084 | Fiberglass | Unknown | Not Marked
4440482 | 3 | 1979-06-01 | Temporarily Out Of Use | Used Oil | 550 | Bare Steel | Bare Steel | Not Marked | Y |  | Y
4440482 | 4 | 1979-06-01 | Temporarily Out Of Use | Gas | 8084 | Fiberglass | Unknown | Not Marked
4440483 | 1 | 1991-10-04 | Removed From Ground | Gas | 5000 | Bare Steel | Unknown | Not Marked
4440483 | 2 | 1991-10-04 | Removed From Ground | Gas | 5000 | Bare Steel | Unknown | Not Marked
4440483 | 3 | 1991-10-04 | Removed From Ground | Used Oil | 500 | Bare Steel | Unknown | Not Marked | Y |  | Y
4440483 | 4 | 1991-10-04 | Removed From Ground | Other | 1000 | Bare Steel | Unknown | Not Marked
4440483 | 5 | 1998-09-08 | Closed In Ground | Gas | 12000 | Double Walled | Fiberglass Reinforced Plastic | Pressure
4440484 | 001 |  | Currently In Use | Gas | 12000 | Fiberglass | Unknown | Pressure
4440484 | 002 |  | Currently In Use | Gas | 12000 | Fiberglass | Unknown | Pressure
4440486 | 1 | 1999-03-09 | Removed From Ground | Diesel | 10000 | Fiberglass | Galvanized Steel | Pressure |  | 1994-10-01 |  | 1994-10-01
4440486 | 2 | 1999-02-16 | Removed From Ground | Gas | 10000 | Fiberglass | Galvanized Steel | Pressure |  | 1994-10-01 |  | 1994-10-01
4440486 | 3 | 1999-02-16 | Removed From Ground | Gas | 10000 | Fiberglass | Galvanized Steel | Pressure |  | 1994-10-01 |  | 1994-10-01
4440486 | 4 | 1999-04-01 | Currently In Use | Diesel | 15000 | Fiberglass | Fiberglass Reinforced Plastic | Suction: Valve At The Tank |  | 1999-04-01 |  | 1999-04-01
4440488 | 1 | 1985-04-21 | Currently In Use | Gas | 10000 | Fiberglass | Fiberglass Reinforced Plastic | Pressure |  | 1994-07-15 |  | 1994-07-15
4440488 | 2 | 1985-04-21 | Currently In Use | Gas | 10000 | Fiberglass | Fiberglass Reinforced Plastic | Pressure |  | 1994-07-15 |  | 1994-07-15
4440488 | 3 | 1985-04-21 | Currently In Use | Gas | 10000 | Fiberglass | Fiberglass Reinforced Plastic | Pressure |  | 1994-07-15 |  | 1994-07-15
4440488 | 4 | 1994-07-07 | Removed From Ground | Empty | 10000 | Fiberglass | Fiberglass Reinforced Plastic | Pressure
4440489 | 1 | 1993-09-25 | Removed From Ground | Gas | 10000 | Double Walled | Fiberglass Reinforced Plastic | Pressure
4440489 | 2 | 1993-09-25 | Removed From Ground | Gas | 10000 | Double Walled | Fiberglass Reinforced Plastic | Pressure
4440489 | 3 | 1993-09-25 | Removed From Ground | Gas | 10000 | Double Walled | Fiberglass Reinforced Plastic | Pressure
4440489 | 4 | 1993-10-08 | Currently In Use | Gas | 10000 | Fiberglass Double Walled | Fiberglass Reinforced Plastic | Pressure |  | 1993-10-02 |  | 1993-10-02
4440489 | 5 | 1993-10-08 | Currently In Use | Gas | 10000 | Fiberglass Double Walled | Fiberglass Reinforced Plastic | Pressure |  | 1993-10-02 |  | 1993-10-02
4440489 | 6 | 1993-10-08 | Currently In Use | Diesel | 10000 | Fiberglass Double Walled | Fiberglass Reinforced Plastic | Pressure |  | 1993-10-02 |  | 1993-10-02
4440490 | 1 | 1993-09-16 | Removed From Ground | Gas | 10000 | Double Walled | Fiberglass Reinforced Plastic | Pressure
4440490 | 2 | 1993-09-16 | Removed From Ground | Gas | 10000 | Double Walled | Fiberglass Reinforced Plastic | Pressure
4440490 | 3 | 1993-09-16 | Removed From Ground | Gas | 10000 | Double Walled | Fiberglass Reinforced Plastic | Pressure
4440490 | 4 | 2004-07-02 | Removed From Ground | Gas | 9684 | Double Walled | Fiberglass Reinforced Plastic | Pressure |  | 1993-09-16 |  | 1993-09-16
4440490 | 5 | 2004-07-02 | Removed From Ground | Gas | 9684 | Double Walled | Fiberglass Reinforced Plastic | Pressure |  | 1993-09-16 |  | 1993-09-16
4440490 | 6 | 2004-07-02 | Removed From Ground | Gas | 9684 | Double Walled | Fiberglass Reinforced Plastic | Pressure |  | 1993-09-16 |  | 1993-09-16
4440491 | 1 | 1992-04-08 | Currently In Use | Gas | 10000 | Fiberglass Double Walled | Fiberglass/Double Walled | Pressure |  | 1992-04-08 |  | 1992-04-08
4440491 | 2 | 1992-04-08 | Currently In Use | Gas | 10000 | Fiberglass Double Walled | Fiberglass/Double Walled | Pressure |  | 1992-04-08 |  | 1992-04-08
4440491 | 3 | 1992-04-08 | Currently In Use | Diesel | 10000 | Fiberglass Double Walled | Fiberglass/Double Walled | Pressure |  | 1992-04-08 |  | 1992-04-08
4440491 | T1 | 1992-03-04 | Removed From Ground | Gas | 10000 | Bare Steel | Galvanized Steel | Pressure
4440491 | T2 | 1992-03-04 | Removed From Ground | Gas | 10000 | Bare Steel | Galvanized Steel | Pressure
4440491 | T3 | 1992-03-04 | Removed From Ground | Gas | 10000 | Bare Steel | Galvanized Steel | Pressure
4440491 | T4 | 1992-03-04 | Removed From Ground | Other | 10000 | Bare Steel | Galvanized Steel | Pressure
4440492 | 1 | 1992-05-10 | Removed From Ground | Gas | 6000 | Double Walled | Fiberglass Reinforced Plastic | Pressure
4440492 | 2 | 1992-05-10 | Removed From Ground | Gas | 8000 | Double Walled | Fiberglass Reinforced Plastic | Pressure
4440492 | 3 | 1992-05-10 | Removed From Ground | Gas | 10000 | Double Walled | Fiberglass Reinforced Plastic | Pressure
4440492 | 4 | 1991-05-30 | Removed From Ground | Used Oil | 1000 | Bare Steel | Galvanized Steel | Pressure | Y |  | Y
4440492 | 5 | 1999-02-26 | Removed From Ground | Used Oil | 1000 | Double Walled | Fiberglass Reinforced Plastic | Gravity Fed | Y |  | Y
4440492 | 6 | 1992-06-05 | Currently In Use | Gas | 12000 | Fiberglass | Fiberglass Reinforced Plastic | Pressure |  | 1992-06-05 |  | 1992-06-05
4440492 | 7 | 1992-06-05 | Currently In Use | Gas | 12000 | Fiberglass | Fiberglass Reinforced Plastic | Pressure |  | 1992-06-05 |  | 1992-06-05
4440492 | 8 | 1992-06-05 | Currently In Use | Gas | 12000 | Fiberglass | Fiberglass Reinforced Plastic | Pressure |  | 1992-06-05 |  | 1992-06-05
4440493 | 1 | 1992-05-28 | Removed From Ground | Gas | 10000 | Bare Steel | Galvanized Steel | Not Marked
4440493 | 2 | 1992-05-28 | Removed From Ground | Gas | 8000 | Bare Steel | Galvanized Steel | Not Marked
4440493 | 3 | 1992-05-28 | Removed From Ground | Gas | 6000 | Bare Steel | Galvanized Steel | Not Marked
4440493 | 4 | 1992-05-28 | Removed From Ground | Used Oil | 1000 | Bare Steel | Galvanized Steel | Not Marked | Y |  | Y
4440493 | 5 | 2016-03-10 | Temporarily Out Of Use | Used Oil | 1000 | Fiberglass | Fiberglass Reinforced Plastic | Gravity Fed | Y | 2007-07-17 12:00 | Y | 1992-05-28 12:00
4440493 | 6 | 2016-03-10 | Temporarily Out Of Use | Gas | 12000 | Fiberglass | Fiberglass Reinforced Plastic | Pressure |  | 1992-05-28 |  | 1992-05-28
4440493 | 7 | 2016-03-10 | Temporarily Out Of Use | Gas | 12000 | Fiberglass | Fiberglass Reinforced Plastic | Pressure |  | 1992-05-28 |  | 1992-05-28
4440493 | 8 | 2016-03-10 | Temporarily Out Of Use | Gas | 12000 | Fiberglass | Fiberglass Reinforced Plastic | Pressure |  | 1992-05-28 |  | 1992-05-28
4440494 | 1 | 1992-06-16 | Removed From Ground | Gas | 6000 | Double Walled | Fiberglass Reinforced Plastic | Pressure
4440494 | 2 | 1992-06-16 | Removed From Ground | Gas | 8000 | Double Walled | Galvanized Steel | Pressure
4440494 | 3 | 1992-06-16 | Removed From Ground | Gas | 10000 | Double Walled | Fiberglass Reinforced Plastic | Pressure
4440494 | 4 | 2001-06-08 | Removed From Ground | Used Oil | 1000 | Double Walled | Not Marked | Gravity Fed | Y | 1992-06-16 | Y | 1992-06-16
4440494 | 5 | 1992-06-16 | Currently In Use | Gas | 12000 | Fiberglass | Fiberglass Reinforced Plastic | Pressure |  | 1992-06-16 |  | 1992-06-16
4440494 | 6 | 1992-06-16 | Currently In Use | Gas | 12000 | Fiberglass | Fiberglass Reinforced Plastic | Pressure |  | 1992-06-16 |  | 1992-06-16
4440494 | 7 | 1992-06-16 | Currently In Use | Gas | 12000 | Fiberglass | Fiberglass Reinforced Plastic | Pressure |  | 1992-06-16 |  | 1992-06-16
4440495 | 1 | 1992-07-01 | Removed From Ground | Gas | 6000 | Bare Steel | Galvanized Steel | Pressure
4440495 | 2 | 1992-07-01 | Removed From Ground | Gas | 8000 | Bare Steel | Galvanized Steel | Pressure
4440495 | 3 | 1992-07-01 | Removed From Ground | Gas | 10000 | Bare Steel | Galvanized Steel | Pressure
4440495 | 4 | 1992-07-01 | Removed From Ground | Used Oil | 1000 | Bare Steel | Galvanized Steel | Gravity Fed | Y |  | Y
4440495 | 5 | 2006-05-30 | Temporarily Out Of Use | Used Oil | 1000 | Excavation Liner | Fiberglass Reinforced Plastic | Gravity Fed | Y |  | Y
4440495 | 5 |  | Removed From Ground Date Unknown | Used Oil | 1000 | Excavation Liner | Fiberglass Reinforced Plastic | Gravity Fed | Y |  | Y
4440495 | 6 | 2006-05-30 | Temporarily Out Of Use | Gas | 12000 | Double Walled | Fiberglass Reinforced Plastic | Pressure |  | 1992-07-13 |  | 1992-07-13
4440495 | 6 |  | Removed From Ground Date Unknown | Gas | 12000 | Double Walled | Fiberglass Reinforced Plastic | Pressure |  | 1992-07-13 |  | 1992-07-13
4440495 | 7 | 2006-05-30 | Temporarily Out Of Use | Gas | 12000 | Double Walled | Fiberglass Reinforced Plastic | Pressure |  | 1992-07-13 |  | 1992-07-13
4440495 | 7 |  | Removed From Ground Date Unknown | Gas | 12000 | Double Walled | Fiberglass Reinforced Plastic | Pressure |  | 1992-07-13 |  | 1992-07-13
4440495 | 8 | 2006-05-30 | Temporarily Out Of Use | Gas | 12000 | Double Walled | Fiberglass Reinforced Plastic | Pressure |  | 1992-07-13 |  | 1992-07-13
4440495 | 8 |  | Removed From Ground Date Unknown | Gas | 12000 | Double Walled | Fiberglass Reinforced Plastic | Pressure |  | 1992-07-13 |  | 1992-07-13
4440496 | 1 | 1984-04-21 | Currently In Use | Gas | 10000 | Fiberglass | Fiberglass/Double Walled | Pressure | Y | 1993-05-08 12:00 |  | 1993-05-08 12:00
4440496 | 2 | 2004-01-15 | Currently In Use | Gas | 10000 | Fiberglass | Fiberglass/Double Walled | Pressure | Y | 1993-05-08 12:00 |  | 1993-05-08 12:00
4440496 | 3 | 1984-04-21 | Currently In Use | Gas | 10000 | Fiberglass | Fiberglass/Double Walled | Pressure | Y | 1993-05-08 12:00 |  | 1993-05-08 12:00
4440496 | 4 | 1987-01-01 | Removed From Ground | Used Oil | 1000 | Bare Steel | Galvanized Steel | Gravity Fed | Y |  | Y
4440498 | 1 | 1992-07-01 | Removed From Ground | Gas | 5000 | Double Walled | Fiberglass Reinforced Plastic | Pressure |  | 1992-07-20 |  | 1992-07-20
4440498 | 2 | 1992-07-01 | Removed From Ground | Gas | 6000 | Double Walled | Fiberglass Reinforced Plastic | Pressure |  | 1992-07-20 |  | 1992-07-20
4440498 | 3 | 1992-07-01 | Removed From Ground | Gas | 8000 | Double Walled | Fiberglass Reinforced Plastic | Pressure |  | 1992-07-20 |  | 1992-07-20
4440498 | 4 | 2008-03-26 | Temporarily Out Of Use | Used Oil | 1000 | Fiberglass Double Walled | Fiberglass Reinforced Plastic | Gravity Fed | Y | 1992-07-20 12:00 | Y | 1992-07-22 12:00
4440498 | 5 | 1992-07-01 | Removed From Ground | Gas | 5000 | Bare Steel | Galvanized Steel | Pressure
4440498 | 6 | 2010-12-27 | Currently In Use | Gas | 12000 | Fiberglass Double Walled | Fiberglass Reinforced Plastic | Pressure | Y | 1992-07-20 12:00 | Y | 1992-07-20 12:00
4440498 | 7 | 2010-12-27 | Currently In Use | Gas | 12000 | Fiberglass Double Walled | Fiberglass Reinforced Plastic | Pressure | Y | 1992-07-20 12:00 | Y | 1992-07-20 12:00
4440498 | 8 | 2010-12-27 | Currently In Use | Gas | 12000 | Fiberglass Double Walled | Fiberglass Reinforced Plastic | Pressure | Y | 1992-07-20 12:00 | Y | 1992-07-20 12:00
4440501 | 1 | 2003-09-30 | Currently In Use | Gas | 10000 | Fiberglass | Fiberglass/Double Walled | Pressure |  | 1993-08-19 |  | 1993-08-19
4440501 | 2 | 2003-09-30 | Currently In Use | Gas | 10000 | Fiberglass | Fiberglass/Double Walled | Pressure |  | 1993-08-19 |  | 1993-08-19
4440501 | 3 | 2003-09-30 | Currently In Use | Gas | 10000 | Fiberglass | Fiberglass/Double Walled | Pressure |  | 1993-08-19 |  | 1993-08-19
4440501 | 4 | 1986-01-01 | Removed From Ground | Used Oil | 1000 | Bare Steel | Galvanized Steel | Gravity Fed | Y |  | Y
4440503 | 1 | 1985-01-03 | Currently In Use | Gas | 10000 | Fiberglass | Fiberglass Reinforced Plastic | Pressure |  | 1993-09-03 |  | 1993-09-03
4440503 | 2 | 1985-01-03 | Currently In Use | Gas | 10000 | Fiberglass | Fiberglass Reinforced Plastic | Pressure |  | 1993-09-03 |  | 1993-09-03
4440503 | 3 | 1985-01-03 | Currently In Use | Diesel | 10000 | Fiberglass | Fiberglass Reinforced Plastic | Pressure |  | 1993-09-03 |  | 1993-09-03
4440503 | 4 | 1992-01-21 | Removed From Ground | Used Oil | 1000 | Fiberglass | Fiberglass Reinforced Plastic | Gravity Fed | Y |  | Y
4440504 | 1 | 1995-12-07 | Removed From Ground | Gas | 10000 | Fiberglass | Fiberglass Reinforced Plastic | Pressure |  | 1994-08-04 |  | 1994-08-04
4440504 | 2 | 1995-12-07 | Removed From Ground | Gas | 10000 | Fiberglass | Fiberglass Reinforced Plastic | Pressure |  | 1994-08-04 |  | 1994-08-04
4440504 | 3 | 1995-12-07 | Removed From Ground | Gas | 10000 | Fiberglass | Fiberglass Reinforced Plastic | Pressure |  | 1994-08-04 |  | 1994-08-04
4440504 | 4 | 1995-12-07 | Removed From Ground | Used Oil | 1000 | Fiberglass | Not Marked | Pressure | Y |  | Y
4440508 | 1 | 1998-10-05 | Removed From Ground | Diesel | 15000 | Bare Steel | Bare Steel | Suction: Valve At The Tank
4440508 | 2 | 1998-10-05 | Removed From Ground | Diesel | 15000 | Bare Steel | Bare Steel | Suction: Valve At The Tank
4440508 | 3 | 1998-10-05 | Removed From Ground | Diesel | 15000 | Bare Steel | Bare Steel | Suction: Valve At The Tank
4440508 | 4 |  | Permanently Out Of Use | Diesel | 15000 | Composite | Galvanized Steel | Not Marked
4440508 | 5 |  | Permanently Out Of Use | Diesel | 15000 | Composite | Galvanized Steel | Not Marked
4440508 | 6 |  | Permanently Out Of Use | Diesel | 15000 | Composite | Galvanized Steel | Not Marked
4440509 | 1 | 1998-06-01 | Removed From Ground | Other | 1000 | Bare Steel | Bare Steel | Gravity Fed | Y |  | Y
4440510 | 004 | 1991-01-01 | Removed From Ground | Gas | 5000 | Bare Steel | Unknown | Not Marked
4440510 | 1 | 1991-01-01 | Removed From Ground | Other | 10000 | Bare Steel | Unknown | Not Marked
4440510 | 2 | 1991-01-01 | Removed From Ground | Other | 10000 | Bare Steel | Unknown | Not Marked
4440510 | 3 | 1991-01-01 | Removed From Ground | Other | 5000 | Bare Steel | Unknown | Not Marked
4440510 | 4 | 1991-01-01 | Removed From Ground | Other | 5000 | Bare Steel | Unknown | Not Marked
4440510 | 5 | 1995-11-27 | Removed From Ground | Diesel | 12000 | Cathodically Protected Steel | Unknown | Not Marked
4440510 | 6 | 1995-11-27 | Removed From Ground | Diesel | 12000 | Cathodically Protected Steel | Unknown | Not Marked
4440510 | 7 | 1995-11-27 | Removed From Ground | Other | 6000 | Cathodically Protected Steel | Unknown | Not Marked
4440510 | 8 | 1995-11-27 | Removed From Ground | Used Oil | 1000 | Cathodically Protected Steel | Unknown | Not Marked | Y |  | Y
4440511 | 1 | 1994-02-18 | Removed From Ground | Gas | 6000 | Cathodically Protected Steel | Galvanized Steel | Pressure
4440511 | 2 | 1994-02-18 | Removed From Ground | Gas | 6000 | Cathodically Protected Steel | Galvanized Steel | Pressure
4440511 | 3 | 1994-02-18 | Removed From Ground | Gas | 6000 | Cathodically Protected Steel | Galvanized Steel | Pressure
4440511 | 4 | 1994-08-24 | Removed From Ground | Used Oil | 1000 | Cathodically Protected Steel | Galvanized Steel | Gravity Fed | Y |  | Y
4440512 | 1 | 1987-05-08 | Removed From Ground | Gas | 6000 | Cathodically Protected Steel | Galvanized Steel | Not Marked
4440512 | 2 | 1987-05-08 | Removed From Ground | Gas | 6000 | Cathodically Protected Steel | Galvanized Steel | Not Marked
4440512 | 3 | 1987-05-08 | Removed From Ground | Gas | 4000 | Cathodically Protected Steel | Galvanized Steel | Not Marked
4440512 | 4 | 1987-05-08 | Removed From Ground | Used Oil | 500 | Cathodically Protected Steel | Galvanized Steel | Not Marked | Y |  | Y
4440512 | 5 | 1987-05-08 | Removed From Ground | Kerosene | 500 | Cathodically Protected Steel | Galvanized Steel | Not Marked
4440512 | 6 | 1996-07-10 | Removed From Ground | Diesel | 6000 | Bare Steel | Galvanized Steel | Suction: Valve At The Tank
4440512 | 7 | 1996-07-10 | Removed From Ground | Gas | 6000 | Bare Steel | Galvanized Steel | Suction: Valve At The Tank
4440512 | 8 | 1996-07-10 | Removed From Ground | Gas | 6000 | Bare Steel | Galvanized Steel | Suction: Valve At The Tank
4440512 | 9 | 1996-07-18 | Removed From Ground | Used Oil | 500 | Bare Steel | Galvanized Steel | Not Marked | Y |  | Y
4440514 | 1 | 1996-11-26 | Removed From Ground | Gas | 3850 | Bare Steel | Bare Steel | Not Marked
4440514 | 2 | 1996-11-26 | Removed From Ground | Gas | 3850 | Bare Steel | Bare Steel | Not Marked
4440514 | 3 | 1996-11-26 | Removed From Ground | Gas | 3850 | Bare Steel | Bare Steel | Not Marked
4440514 | 4 | 1996-11-26 | Removed From Ground | Used Oil | 500 | Bare Steel | Bare Steel | Not Marked | Y |  | Y
4440516 | 1 | 1994-11-01 | Currently In Use | Gas | 6000 | Fiberglass | Fiberglass Reinforced Plastic | Not Marked |  | 1994-11-01 |  | 1994-11-01
4440516 | 2 | 1994-11-01 | Currently In Use | Gas | 6000 | Fiberglass | Fiberglass Reinforced Plastic | Not Marked |  | 1994-11-01 |  | 1994-11-01
4440516 | 3 | 1994-11-01 | Currently In Use | Gas | 6000 | Fiberglass | Fiberglass Reinforced Plastic | Not Marked |  | 1994-11-01 |  | 1994-11-01
4440516 | 4 | 1994-11-01 | Currently In Use | Diesel | 6000 | Fiberglass | Fiberglass Reinforced Plastic | Not Marked |  | 1994-11-01 |  | 1994-11-01
4440517 | 1A | 2001-08-31 | Currently In Use | Gas | 12000 | Composite | Double Walled Flex | Pressure |  | 2001-08-31 |  | 2001-08-31
4440517 | 1B | 2001-08-31 | Currently In Use | Gas | 8000 | Composite | Double Walled Flex | Pressure |  | 2001-08-31 |  | 2001-08-31
4440517 | 2 | 2001-08-31 | Currently In Use | Diesel | 4000 | Composite | Double Walled Flex | Pressure |  | 2001-08-31 |  | 2001-08-31
4440517 | 3 | 2001-08-31 | Currently In Use | Gas | 10000 | Composite | Double Walled Flex | Pressure |  | 2001-08-31 |  | 2001-08-31
4440522 | 1 | 1983-04-10 | Currently In Use | Gas | 10000 | Fiberglass | Fiberglass Reinforced Plastic | Pressure |  | 1995-09-01 |  | 1991-01-01
4440522 | 2 | 1983-04-10 | Currently In Use | Gas | 10000 | Fiberglass | Fiberglass Reinforced Plastic | Pressure |  | 1995-09-01 |  | 1991-01-01
4440522 | 3 | 1983-04-10 | Currently In Use | Gas | 10000 | Fiberglass | Fiberglass Reinforced Plastic | Pressure |  | 1995-09-01 |  | 1991-01-01
4440522 | 4 | 1983-04-10 | Currently In Use | Diesel | 10000 | Fiberglass | Fiberglass Reinforced Plastic | Pressure |  | 1995-09-01 |  | 1991-01-01
4440524 | 1 | 1983-04-10 | Currently In Use | Gas | 10000 | Fiberglass | Fiberglass Reinforced Plastic | Pressure |  | 1996-02-01 |  | 1991-01-01
4440524 | 2 | 1983-04-10 | Currently In Use | Gas | 10000 | Fiberglass | Fiberglass Reinforced Plastic | Pressure |  | 1996-02-01 |  | 1991-01-01
4440524 | 3 | 1983-04-10 | Currently In Use | Gas | 10000 | Fiberglass | Fiberglass Reinforced Plastic | Pressure |  | 1996-02-01 |  | 1991-01-01
4440524 | 4 | 1983-04-10 | Currently In Use | Diesel | 10000 | Fiberglass | Fiberglass Reinforced Plastic | Pressure |  | 1996-02-01 |  | 1991-01-01
4440525 | 1 | 1990-12-16 | Removed From Ground | Gas | 12000 | Fiberglass | Fiberglass Reinforced Plastic | Pressure
4440525 | 2 | 1990-12-16 | Removed From Ground | Gas | 10000 | Fiberglass | Fiberglass Reinforced Plastic | Pressure
4440525 | 3 | 1990-12-16 | Removed From Ground | Gas | 10000 | Fiberglass | Fiberglass Reinforced Plastic | Pressure
4440525 | 4 | 1990-12-16 | Removed From Ground | Diesel | 10000 | Fiberglass | Fiberglass Reinforced Plastic | Pressure
4440525 | 5 | 2000-09-01 | Currently In Use | Diesel | 10000 | Fiberglass | Fiberglass Reinforced Plastic | Pressure |  | 2000-12-01 |  | 2000-12-01
4440525 | 6 | 2000-09-01 | Currently In Use | Gas | 10000 | Fiberglass | Fiberglass Reinforced Plastic | Pressure |  | 2000-12-01 |  | 2000-12-01
4440525 | 7 | 2000-09-01 | Currently In Use | Gas | 10000 | Fiberglass | Fiberglass Reinforced Plastic | Pressure |  | 2000-12-01 |  | 2000-12-01
4440527 | 1 | 1983-04-08 | Currently In Use | Gas | 10000 | Fiberglass | Fiberglass Reinforced Plastic | Pressure |  | 1995-09-01 |  | 1991-01-01
4440527 | 2 | 1983-04-08 | Currently In Use | Gas | 10000 | Fiberglass | Fiberglass Reinforced Plastic | Pressure |  | 1995-09-01 |  | 1991-01-01
4440527 | 3 | 1983-04-08 | Currently In Use | Gas | 10000 | Fiberglass | Fiberglass Reinforced Plastic | Pressure |  | 1995-09-01 |  | 1991-01-01
4440527 | 4 | 1983-04-08 | Currently In Use | Diesel | 10000 | Fiberglass | Fiberglass Reinforced Plastic | Pressure |  | 1995-09-01 |  | 1991-01-01
4440528 | 1 | 1991-12-17 | Removed From Ground | Gas | 8000 | Composite | Fiberglass Reinforced Plastic | Pressure
4440528 | 2 | 1991-12-17 | Removed From Ground | Gas | 10000 | Fiberglass | Fiberglass Reinforced Plastic | Pressure
4440528 | 3 | 1991-12-17 | Removed From Ground | Gas | 10000 | Fiberglass | Fiberglass Reinforced Plastic | Pressure
4440528 | 4 | 1991-12-17 | Removed From Ground | Diesel | 10000 | Fiberglass | Fiberglass Reinforced Plastic | Not Marked
4440528 | 5 | 1995-09-08 | Currently In Use | Gas | 10000 | Fiberglass | Fiberglass Reinforced Plastic | Pressure |  | 1995-09-08 |  | 1995-09-08
4440528 | 6 | 1995-09-08 | Currently In Use | Gas | 10000 | Fiberglass | Fiberglass Reinforced Plastic | Pressure |  | 1995-09-08 |  | 1995-09-08
4440528 | 7 | 1995-09-08 | Currently In Use | Gas | 10000 | Fiberglass | Fiberglass Reinforced Plastic | Pressure |  | 1995-09-08 |  | 1995-09-08
4440528 | 8 | 2001-08-07 | Currently In Use | Diesel | 4000 | Fiberglass | Fiberglass Reinforced Plastic | Pressure | N | 2001-08-07 | N | 2001-08-07
4440529 | 1 | 2013-04-16 | Removed From Ground | Gas | 12000 | Fiberglass | Fiberglass Reinforced Plastic | Pressure |  | 1996-01-01 |  | 1996-01-01
4440529 | 2 | 2013-04-16 | Removed From Ground | Gas | 10000 | Fiberglass | Fiberglass Reinforced Plastic | Pressure |  | 1996-01-01 |  | 1996-01-01
4440529 | 3 | 2013-04-16 | Removed From Ground | Gas | 10000 | Fiberglass | Fiberglass Reinforced Plastic | Pressure |  | 1996-01-01 |  | 1996-01-01
4440529 | 4 | 2013-04-16 | Removed From Ground | Diesel | 10000 | Fiberglass | Fiberglass Reinforced Plastic | Pressure |  | 1996-01-01 |  | 1996-01-01
4440530 | 1 | 1999-05-27 | Removed From Ground | Diesel | 250 | Bare Steel | Galvanized Steel | Not Marked
4440530 | 2 | 1999-05-27 | Removed From Ground | Gas | 250 | Bare Steel | Galvanized Steel | Not Marked
4440530 | 3 | 1999-05-27 | Removed From Ground | Gas | 350 | Bare Steel | Galvanized Steel | Not Marked
4440531 | 1 | 1993-12-08 | Removed From Ground | Diesel | 6000 | Bare Steel | Bare Steel | Not Marked
4440531 | 2 | 1993-12-08 | Removed From Ground | Diesel | 4500 | Bare Steel | Bare Steel | Not Marked
4440531 | 3 | 1993-12-08 | Removed From Ground | Used Oil | 550 | Bare Steel | Galvanized Steel | Not Marked | Y |  | Y
4440532 | 1 | 2008-12-05 | Removed From Ground | Gas | 8000 | Lined Interior | Fiberglass Reinforced Plastic | Pressure |  | 1996-10-22 |  | 1996-10-22
4440532 | 2 | 2008-12-05 | Removed From Ground | Gas | 8000 | Lined Interior | Fiberglass Reinforced Plastic | Pressure |  | 1996-10-22 |  | 1996-10-22
4440532 | 3 | 2008-12-05 | Removed From Ground | Gas | 8000 | Lined Interior | Fiberglass Reinforced Plastic | Pressure |  | 1996-10-22 |  | 1996-10-22
4440532 | 4 | 1980-04-09 | Currently In Use | Diesel | 10000 | Lined Interior | Fiberglass Reinforced Plastic | Pressure |  | 1996-10-22 |  | 1996-10-22
4440532 | 6 | 2008-11-12 | Closed In Ground | Used Oil | 550 | Fiberglass | Fiberglass Reinforced Plastic | Not Marked | Y | 2005-02-16 12:00 | Y | 2005-02-16 12:00
4440532 | 7 | 2008-12-01 | Currently In Use | Gas | 10000 | Fiberglass Double Walled | Fiberglass Reinforced Plastic | Pressure | N | 2009-02-09 | N | 2009-02-09
4440532 | 8 | 2008-12-01 | Currently In Use | Gas | 15000 | Fiberglass Double Walled | Fiberglass Reinforced Plastic | Pressure | N | 2009-02-09 | N | 2009-02-09
4440533 | 1 | 2006-07-13 | Removed From Ground | Gas | 10000 | Fiberglass | Fiberglass Reinforced Plastic | Pressure |  | 1994-01-01 |  | 1991-01-01
4440533 | 2 | 2006-07-13 | Removed From Ground | Gas | 10000 | Fiberglass | Fiberglass Reinforced Plastic | Pressure |  | 1994-01-01 |  | 1991-01-01
4440533 | 3 | 2006-07-13 | Removed From Ground | Gas | 10000 | Fiberglass | Fiberglass Reinforced Plastic | Pressure |  | 1994-01-01 |  | 1991-01-01
4440533 | 4 | 2006-07-13 | Removed From Ground | Diesel | 10000 | Fiberglass | Fiberglass Reinforced Plastic | Pressure |  | 1994-01-01 |  | 1991-01-01
4440534 | 1 | 2003-05-01 | Removed From Ground | Gas | 10000 | Fiberglass | Fiberglass Reinforced Plastic | Pressure |  | 1994-01-01 |  | 1991-01-01
4440534 | 2 | 2003-05-01 | Removed From Ground | Gas | 10000 | Fiberglass | Fiberglass Reinforced Plastic | Pressure |  | 1994-01-01 |  | 1991-01-01
4440534 | 3 | 2003-05-01 | Removed From Ground | Gas | 10000 | Fiberglass | Fiberglass Reinforced Plastic | Pressure |  | 1994-01-01 |  | 1991-01-01
4440534 | 4 | 2003-05-01 | Removed From Ground | Diesel | 10000 | Fiberglass | Fiberglass Reinforced Plastic | Pressure |  | 1994-01-01 |  | 1991-01-01
4440535 | 1 | 2013-12-12 | Removed From Ground | Gas | 10000 | Fiberglass | Fiberglass Reinforced Plastic | Pressure |  | 1995-09-01 |  | 1992-01-01
4440535 | 2 | 2013-12-12 | Removed From Ground | Gas | 10000 | Fiberglass | Fiberglass Reinforced Plastic | Pressure |  | 1995-09-01 |  | 1992-01-01
4440535 | 3 | 2013-12-12 | Removed From Ground | Gas | 10000 | Fiberglass | Fiberglass Reinforced Plastic | Pressure |  | 1995-09-01 |  | 1992-01-01
4440535 | 4 | 2013-12-12 | Removed From Ground | Diesel | 10000 | Fiberglass | Fiberglass Reinforced Plastic | Pressure |  | 1995-09-01 |  | 1992-01-01
4440535 | 5 | 2013-05-01 | Currently In Use | Gas | 20000 | Fiberglass Double Walled | Fiberglass/Double Walled | Pressure | N | 2013-09-13 12:00 | N | 2013-11-06 12:00
4440535 | 6 | 2013-05-01 | Currently In Use | Gas | 20000 | Fiberglass Double Walled | Fiberglass/Double Walled | Pressure | N | 2013-09-01 12:00 | N | 2013-11-06 12:00
4440535 | 7A | 2013-05-01 | Temporarily Out Of Use | Other | 10000 | Fiberglass Double Walled | Fiberglass/Double Walled | Pressure | N | 2013-09-01 12:00 | N | 2013-11-06 12:00
4440535 | 7B | 2013-05-01 | Currently In Use | Gas | 9500 | Fiberglass Double Walled | Fiberglass/Double Walled | Pressure | N | 2013-09-01 12:00 | N | 2013-11-06 12:00
4440535 | 8 | 2013-05-01 | Currently In Use | Diesel | 12000 | Fiberglass Double Walled | Fiberglass/Double Walled | Pressure | N | 2013-09-01 12:00 | N | 2013-11-06 12:00
4440536 | 1 | 2008-04-16 | Removed From Ground | Gas | 12000 | Fiberglass | Fiberglass Reinforced Plastic | Pressure |  | 1994-01-01 |  | 1986-01-01
4440536 | 2 | 2008-04-16 | Removed From Ground | Gas | 10000 | Fiberglass | Fiberglass Reinforced Plastic | Pressure |  | 1994-01-01 |  | 1986-01-01
4440536 | 3 | 2008-04-16 | Removed From Ground | Gas | 10000 | Fiberglass | Fiberglass Reinforced Plastic | Pressure |  | 1994-01-01 |  | 1986-01-01
4440536 | 4 | 2008-04-16 | Removed From Ground | Diesel | 10000 | Fiberglass | Fiberglass Reinforced Plastic | Pressure |  | 1994-01-01 |  | 1986-01-01
4440538 | 1 | 2003-03-26 | Removed From Ground | Gas | 10000 | Fiberglass | Fiberglass Reinforced Plastic | Pressure |  | 1994-01-01 |  | 1984-01-01
4440538 | 2 | 2003-03-26 | Removed From Ground | Gas | 10000 | Fiberglass | Fiberglass Reinforced Plastic | Pressure |  | 1994-01-01 |  | 1984-01-01
4440538 | 3 | 2003-03-27 | Removed From Ground | Gas | 10000 | Fiberglass | Fiberglass Reinforced Plastic | Pressure |  | 1994-01-01 |  | 1984-01-01
4440538 | 4 | 2003-03-27 | Removed From Ground | Diesel | 10000 | Fiberglass | Fiberglass Reinforced Plastic | Pressure |  | 1994-01-01 |  | 1984-01-01
4440539 | 1 | 2014-10-23 | Temporarily Out Of Use | Diesel | 10000 | Steel-Impressed Current | Fiberglass Reinforced Plastic | Pressure |  | 1997-06-19 |  | 1997-06-19
4440539 | 2 | 2014-10-23 | Temporarily Out Of Use | Diesel | 10000 | Steel-Impressed Current | Fiberglass Reinforced Plastic | Pressure |  | 1997-06-19 |  | 1997-06-19
4440539 | 3 | 2014-10-23 | Temporarily Out Of Use | Diesel | 10000 | Steel-Impressed Current | Fiberglass Reinforced Plastic | Pressure |  | 1997-06-19 |  | 1997-06-19
4440543 | 1 | 1988-09-20 | Removed From Ground | Hazardous Substance | 500 | Bare Steel | Bare Steel | Not Marked
4440543 | 2 | 1988-09-20 | Removed From Ground | Hazardous Substance | 500 | Bare Steel | Bare Steel | Not Marked
4440547 | 1 |  | Removed From Ground Date Unknown | Other | 10000 | Bare Steel | Not Marked | Not Marked
4440547 | 2 |  | Removed From Ground Date Unknown | Other | 10000 | Bare Steel | Galvanized Steel | Not Marked
4440547 | 3 |  | Removed From Ground Date Unknown | Other | 10000 | Bare Steel | Galvanized Steel | Not Marked
4440547 | 4 |  | Removed From Ground Date Unknown | Other | 10000 | Bare Steel | Not Marked | Not Marked
4440548 | 1 |  | Removed From Ground Date Unknown | Other | 10000 | Bare Steel | Unknown | Not Marked
4440548 | 2 |  | Removed From Ground Date Unknown | Other | 10000 | Bare Steel | Galvanized Steel | Not Marked
4440548 | 3 |  | Removed From Ground Date Unknown | Other | 10000 | Bare Steel | Galvanized Steel | Not Marked
4440548 | 4 |  | Removed From Ground Date Unknown | Other | 10000 | Bare Steel | Unknown | Not Marked
4440550 | 1 | 2009-10-09 | Currently In Use | Gas | 10000 | Steel-Impressed Current | Fiberglass Reinforced Plastic | Pressure |  | 1999-06-24 |  | 1999-06-24
4440550 | 2 | 2009-10-09 | Currently In Use | Gas | 10000 | Steel-Impressed Current | Fiberglass Reinforced Plastic | Pressure |  | 1999-06-24 |  | 1999-06-24
4440550 | 3 | 2009-11-18 | Removed From Ground | Empty | 10000 | Steel-Impressed Current | Unknown | Not Marked | N |  | N
4440551 | 1 | 2005-05-26 | Currently In Use | Gas | 10000 | Steel-Impressed Current | Impressed Current | Pressure |  | 1998-06-01 12:00 |  | 1998-06-01 12:00
4440551 | 1 |  | Currently In Use | Gas | 10000 | Steel-Impressed Current | Impressed Current | Pressure |  | 1998-06-01 12:00 |  | 1998-06-01 12:00
4440551 | 2 | 2005-05-26 | Currently In Use | Gas | 10000 | Steel-Impressed Current | Impressed Current | Pressure |  | 1998-06-01 12:00 |  | 1998-06-01 12:00
4440551 | 2 |  | Currently In Use | Gas | 10000 | Steel-Impressed Current | Impressed Current | Pressure |  | 1998-06-01 12:00 |  | 1998-06-01 12:00
4440552 | 1 | 1980-04-22 | Currently In Use | Gas | 10000 | Steel-Impressed Current | Fiberglass Reinforced Plastic | Pressure |  | 1998-03-16 |  | 1998-03-16
4440552 | 2 | 1980-04-22 | Currently In Use | Gas | 10000 | Steel-Impressed Current | Fiberglass Reinforced Plastic | Pressure |  | 1998-03-16 |  | 1998-03-16
4440556 | 1 | 1998-03-25 | Removed From Ground | Diesel | 10000 | Bare Steel | Galvanized Steel | Not Marked
4440556 | 2 | 1998-03-25 | Removed From Ground | Diesel | 10000 | Bare Steel | Galvanized Steel | Not Marked
4440556 | 3 | 1998-03-25 | Removed From Ground | Gas | 10000 | Bare Steel | Galvanized Steel | Not Marked
4440556 | 4 | 1998-03-25 | Removed From Ground | Other | 12000 | Bare Steel | Galvanized Steel | Not Marked
4440556 | 5 | 1998-03-25 | Removed From Ground | Used Oil | 2000 | Bare Steel | Galvanized Steel | Not Marked
4440558 | 1 | 1991-10-01 | Closed In Ground | Gas | 4000 | Bare Steel | Galvanized Steel | Not Marked
4440558 | 2 | 1991-10-01 | Closed In Ground | Gas | 3000 | Bare Steel | Galvanized Steel | Not Marked
4440558 | 3 | 1991-10-01 | Closed In Ground | Gas | 4000 | Bare Steel | Galvanized Steel | Not Marked
4440558 | 4 | 1991-10-01 | Closed In Ground | Gas | 560 | Bare Steel | Galvanized Steel | Not Marked
4440559 | 1 | 1986-04-24 | Currently In Use | Gas | 10000 | STIP-3 | Fiberglass Reinforced Plastic | Pressure |  | 1995-02-01 |  | 1995-02-01
4440559 | 2 | 1986-04-24 | Currently In Use | Gas | 10000 | STIP-3 | Fiberglass Reinforced Plastic | Pressure |  | 1995-02-01 |  | 1995-02-01
4440559 | 3 | 1986-04-24 | Currently In Use | Gas | 10000 | STIP-3 | Fiberglass Reinforced Plastic | Pressure |  | 1995-02-01 |  | 1995-02-01
4440559 | 4 | 1991-01-01 | Currently In Use | Gas | 10000 | STIP-3 | Fiberglass Reinforced Plastic | Pressure |  | 1991-01-01 |  | 1991-01-01
4440560 | 1 | 1990-03-01 | Removed From Ground | Other | 4000 | Bare Steel | Bare Steel | Not Marked
4440560 | 10 | 2012-01-06 | Currently In Use | Diesel | 4000 | Composite | Fiberglass Reinforced Plastic | Pressure | N | 2001-08-02 | N | 2001-08-02
4440560 | 2 | 1990-03-01 | Removed From Ground | Other | 4000 | Bare Steel | Bare Steel | Not Marked
4440560 | 3 | 1990-03-01 | Removed From Ground | Other | 4000 | Bare Steel | Bare Steel | Not Marked
4440560 | 4 | 1990-03-01 | Removed From Ground | Other | 4000 | Bare Steel | Bare Steel | Not Marked
4440560 | 5 | 1990-03-01 | Removed From Ground | Other | 4000 | Bare Steel | Bare Steel | Not Marked
4440560 | 6 | 2012-01-06 | Currently In Use | Gas | 8000 | STIP-3 | Fiberglass Reinforced Plastic | Pressure |  | 1990-03-01 |  | 1990-03-01
4440560 | 7 | 2012-01-06 | Currently In Use | Gas | 8000 | STIP-3 | Fiberglass Reinforced Plastic | Pressure |  | 1990-03-01 |  | 1990-03-01
4440560 | 8 | 2012-01-06 | Currently In Use | Gas | 8000 | STIP-3 | Fiberglass Reinforced Plastic | Pressure |  | 1990-03-01 |  | 1990-03-01
4440560 | 9 | 2012-01-06 | Currently In Use | Diesel | 4000 | Composite | Fiberglass Reinforced Plastic | Pressure |  | 1990-03-01 |  | 1990-03-01
4440563 | 1 | 1998-11-01 | Removed From Ground | Empty | 1000 | Bare Steel | Galvanized Steel | Not Marked
4440566 | 1 | 1992-01-16 | Removed From Ground | Gas | 1000 | Bare Steel | Bare Steel | Suction: No Valve At The Tank
4440568 | 1 | 1994-11-12 | Removed From Ground | Gas | 4000 | Cathodically Protected Steel | Galvanized Steel | Pressure
4440568 | 2 | 1994-11-12 | Removed From Ground | Gas | 6000 | Cathodically Protected Steel | Galvanized Steel | Pressure
4440568 | 3 | 1994-11-12 | Removed From Ground | Gas | 6000 | Cathodically Protected Steel | Galvanized Steel | Pressure
4440568 | 4 | 1994-11-12 | Removed From Ground | Kerosene | 300 | Cathodically Protected Steel | Galvanized Steel | Pressure
4440568 | 5 | 1994-11-12 | Removed From Ground | Used Oil | 500 | Cathodically Protected Steel | Galvanized Steel | Pressure | Y |  | Y
4440568 | 6 | 1998-02-01 | Currently In Use | Gas | 10000 | Epoxy | Double Walled Flex | Pressure |  | 1998-02-01 |  | 1998-02-01
4440568 | 7 | 1998-02-01 | Currently In Use | Gas | 10000 | Epoxy | Double Walled Flex | Pressure |  | 1998-02-01 |  | 1998-02-01
4440568 | 8 | 2008-02-01 | Currently In Use | Gas | 10000 | Epoxy | Double Walled Flex | Pressure |  | 1998-02-01 |  | 1998-02-01
4440569 | 1 | 1992-12-11 | Removed From Ground | Gas | 12000 | Fiberglass | Fiberglass Reinforced Plastic | Pressure
4440569 | 2 | 1992-12-11 | Removed From Ground | Gas | 10000 | Fiberglass | Fiberglass Reinforced Plastic | Pressure
4440569 | 3 | 1992-12-11 | Removed From Ground | Diesel | 10000 | Fiberglass | Fiberglass Reinforced Plastic | Pressure
4440569 | 4 | 1992-12-11 | Removed From Ground | Gas | 8000 | Fiberglass | Fiberglass Reinforced Plastic | Pressure
4440571 | 1 | 1988-11-01 | Removed From Ground | Gas | 8000 | Fiberglass | Fiberglass Reinforced Plastic | Not Marked
4440571 | 10 | 2005-06-01 | Currently In Use | Gas | 20000 | Composite | Fiberglass/Double Walled | Pressure | N | 2005-06-01 | N | 2005-06-01
4440571 | 11 | 2005-06-01 | Currently In Use | Gas | 12000 | Composite | Fiberglass/Double Walled | Pressure | N | 2005-06-01 | N | 2005-06-01
4440571 | 12 | 2005-06-01 | Currently In Use | Diesel | 10000 | Composite | Fiberglass/Double Walled | Pressure | N | 2005-06-01 | N | 2005-06-01
4440571 | 2 | 1988-11-01 | Removed From Ground | Gas | 8000 | Fiberglass | Fiberglass Reinforced Plastic | Not Marked
4440571 | 3 | 1988-11-01 | Removed From Ground | Gas | 6000 | Fiberglass | Fiberglass Reinforced Plastic | Not Marked
4440571 | 4 | 1988-11-01 | Removed From Ground | Used Oil | 1000 | Fiberglass | Fiberglass Reinforced Plastic | Not Marked | Y |  | Y
4440571 | 6 | 2005-03-11 | Removed From Ground | Gas | 10000 | Fiberglass | Fiberglass Reinforced Plastic | Pressure |  | 1989-01-01 |  | 1989-01-01
4440571 | 7 | 2005-03-11 | Removed From Ground | Gas | 10000 | Fiberglass | Fiberglass Reinforced Plastic | Pressure |  | 1989-01-01 |  | 1989-01-01
4440571 | 8 | 1998-12-01 | Removed From Ground | Diesel | 1000 | Fiberglass | Fiberglass Reinforced Plastic | Pressure
4440571 | 9 | 2005-03-11 | Removed From Ground | Gas | 12000 | Fiberglass | Fiberglass Reinforced Plastic | Pressure |  | 1989-01-01 |  | 1989-01-01
4440572 | 1 |  | Removed From Ground Date Unknown | Diesel | 10000 | Bare Steel | Galvanized Steel | Not Marked
4440572 | 2 |  | Removed From Ground Date Unknown | Gas | 8000 | Bare Steel | Galvanized Steel | Not Marked
4440572 | 3 |  | Removed From Ground Date Unknown | Gas | 6000 | Bare Steel | Galvanized Steel | Not Marked
4440573 | 1 | 1992-04-29 | Removed From Ground | Gas | 5000 | Bare Steel | Galvanized Steel | Not Marked
4440573 | 2 | 1992-04-29 | Removed From Ground | Gas | 5000 | Bare Steel | Galvanized Steel | Not Marked
4440573 | 3 | 1992-04-29 | Removed From Ground | Gas | 5000 | Bare Steel | Galvanized Steel | Not Marked
4440573 | 4 | 1992-04-29 | Removed From Ground | Gas | 5000 | Bare Steel | Galvanized Steel | Not Marked
4440574 | 001 | 2004-07-22 | Removed From Ground Date Unknown | Gas | 1000 | Bare Steel | Galvanized Steel | Not Marked
4440574 | 002 | 2004-07-22 | Removed From Ground Date Unknown | Gas | 1000 | Bare Steel | Galvanized Steel | Not Marked
4440574 | 003 | 2004-07-22 | Removed From Ground Date Unknown | Gas | 550 | Bare Steel | Galvanized Steel | Not Marked
4440574 | 004 | 2004-07-22 | Removed From Ground Date Unknown | Gas | 4000 | Bare Steel | Galvanized Steel | Not Marked
4440574 | 005 | 2004-07-22 | Removed From Ground Date Unknown | Gas | 4000 | Bare Steel | Galvanized Steel | Not Marked
4440575 | 1 | 1987-04-01 | Removed From Ground | Used Oil | 500 | Marked Unknown | Unknown | Not Marked | Y |  | Y
4440576 | 1 | 1989-11-20 | Removed From Ground | Gas | 8000 | Bare Steel | Galvanized Steel | Not Marked
4440576 | 2 | 1989-11-20 | Removed From Ground | Gas | 8000 | Bare Steel | Galvanized Steel | Not Marked
4440576 | 3 | 1989-11-20 | Removed From Ground | Gas | 8000 | Bare Steel | Galvanized Steel | Not Marked
4440577 | 1 |  | Currently In Use | Gas | 6000 | Bare Steel | Galvanized Steel | Not Marked
4440577 | 1 |  | Removed From Ground Date Unknown | Gas | 6000 | Bare Steel | Galvanized Steel | Not Marked
4440577 | 2 |  | Currently In Use | Gas | 8000 | Bare Steel | Galvanized Steel | Not Marked
4440577 | 2 |  | Removed From Ground Date Unknown | Gas | 8000 | Bare Steel | Galvanized Steel | Not Marked
4440577 | 3 | 1989-12-01 | Removed From Ground | Gas | 12000 | Bare Steel | Galvanized Steel | Not Marked
4440579 | 1 | 1988-11-09 | Removed From Ground | Used Oil | 1000 | Bare Steel | Galvanized Steel | Not Marked | Y |  | Y
4440580 | 1 | 1990-10-15 | Removed From Ground | Diesel | 4000 | Bare Steel | Unknown | Not Marked
4440580 | 2 | 1988-06-13 | Removed From Ground | Gas |  | Bare Steel | Galvanized Steel | Not Marked
4440580 | 3 | 1990-04-10 | Removed From Ground | Gas |  | Bare Steel | Galvanized Steel | Not Marked
4440580 | 4 | 1990-10-09 | Removed From Ground | Gas | 8000 | Cathodically Protected Steel | Cathodically Protected | Not Marked
4440590 | 1 | 1996-01-24 | Removed From Ground | Other | 1000 | Bare Steel | Galvanized Steel | Not Marked
4440590 | 2 | 1996-01-24 | Removed From Ground | Used Oil | 1000 | Bare Steel | Galvanized Steel | Not Marked | Y |  | Y
4440591 | 1 | 1966-04-18 | Currently In Use | Diesel | 10134 | Steel-Impressed Current | Impressed Current | Suction: No Valve At The Tank |  | 1998-07-01 |  | 1998-07-01
4440592 | 1 | 1995-06-19 | Removed From Ground | Gas | 500 | Bare Steel | Bare Steel | Suction: No Valve At The Tank
4440592 | 2 | 1995-06-19 | Removed From Ground | Gas | 500 | Bare Steel | Bare Steel | Not Marked
4440592 | 3 | 2013-04-08 | Temporarily Out Of Use | Gas | 8000 | Fiberglass | Fiberglass Reinforced Plastic | Suction: Valve At The Tank |  | 1997-07-10 |  | 1997-07-10
4440599 | 1 | 2012-06-24 | Removed From Ground | Gas | 4000 | Steel-Impressed Current | Cathodically Protected | Suction: Valve At The Tank |  | 1998-07-02 |  | 1998-07-02
4440599 | 2 | 2002-07-24 | Closed In Ground | Gas | 4000 | Steel-Impressed Current | Cathodically Protected | Pressure |  | 1998-07-02 |  | 1998-07-02
4440599 | 3 | 2012-06-24 | Removed From Ground | Gas | 4000 | Steel-Impressed Current | Cathodically Protected | Pressure |  | 1998-07-02 |  | 1998-07-02
4440599 | 4 | 2012-06-24 | Removed From Ground | Gas | 4000 | Steel-Impressed Current | Cathodically Protected | Pressure |  | 1998-07-02 |  | 1998-07-02
4440599 | 5 | 1999-12-11 | Closed In Ground | Empty | 550 | Bare Steel | Galvanized Steel | Suction: Valve At The Tank
4440599 | 6 | 2001-06-02 | Closed In Ground | Used Oil | 550 | Bare Steel | Galvanized Steel | Not Marked | Y |  | Y
4440601 | 1 | 1990-04-28 | Removed From Ground | Gas | 4000 | Bare Steel | Galvanized Steel | Not Marked
4440601 | 2 | 1990-04-28 | Removed From Ground | Gas | 4000 | Bare Steel | Galvanized Steel | Not Marked
4440601 | 3 | 1992-04-28 | Removed From Ground | Gas | 4000 | Bare Steel | Galvanized Steel | Not Marked
4440601 | 4 | 1990-04-28 | Removed From Ground | Gas | 4000 | Bare Steel | Galvanized Steel | Not Marked
4440601 | 5 | 1990-04-28 | Removed From Ground | Gas | 4000 | Bare Steel | Galvanized Steel | Not Marked
4440601 | 6 | 1990-03-12 | Currently In Use | Gas | 8000 | Steel-Impressed Current | Fiberglass Reinforced Plastic | Pressure |  | 1990-12-01 |  | 1990-12-01
4440601 | 7 | 1990-03-12 | Currently In Use | Gas | 8000 | Steel-Impressed Current | Fiberglass Reinforced Plastic | Pressure |  | 1990-12-01 |  | 1990-12-01
4440601 | 8 | 1990-03-12 | Currently In Use | Gas | 8000 | Steel-Impressed Current | Fiberglass Reinforced Plastic | Pressure |  | 1990-12-01 |  | 1990-12-01
4440602 | 1 | 1988-05-20 | Removed From Ground | Gas | 4000 | Bare Steel | Galvanized Steel | Not Marked
4440602 | 2 | 1988-05-20 | Removed From Ground | Gas | 4000 | Bare Steel | Galvanized Steel | Not Marked
4440602 | 3 | 1988-05-20 | Removed From Ground | Gas | 2000 | Bare Steel | Galvanized Steel | Not Marked
4440606 | 1 | 1999-03-23 | Removed From Ground | Gas | 5000 | Bare Steel | Galvanized Steel | Suction: No Valve At The Tank
4440606 | 2 | 1999-03-22 | Removed From Ground | Diesel | 10000 | Bare Steel | Galvanized Steel | Suction: No Valve At The Tank
4440606 | 3 | 2016-09-07 | Removed From Ground | Diesel | 10000 | Composite | Fiberglass Reinforced Plastic | Suction: Valve At The Tank |  | 1999-03-29 |  | 1999-03-29
4440606 | 4 | 2016-09-07 | Removed From Ground | Gas | 5000 | Composite | Fiberglass Reinforced Plastic | Suction: Valve At The Tank |  | 1999-03-29 |  | 1999-03-29
4440608 | 1 | 1992-10-01 | Removed From Ground | Diesel | 20000 | Bare Steel | Bare Steel | Not Marked
4440612 | 1 | 1995-12-19 | Removed From Ground | Other | 10000 | Fiberglass | Not Marked | Not Marked
4440612 | 4 | 1989-12-21 | Removed From Ground | Diesel | 1000 | Bare Steel | Galvanized Steel | Not Marked
4440612 | 5 | 1989-12-21 | Removed From Ground | Diesel | 1000 | Bare Steel | Galvanized Steel | Not Marked
4440616 | 1 | 1991-09-16 | Removed From Ground | Diesel | 560 | Marked Unknown | Unknown | Not Marked
4440616 | 2 | 1991-09-16 | Removed From Ground | Gas | 560 | Marked Unknown | Unknown | Not Marked
4440616 | 3 | 1991-08-22 | Removed From Ground | Used Oil | 1000 | Marked Unknown | Unknown | Not Marked | Y |  | Y
4440616 | 4 | 1991-08-22 | Removed From Ground | Used Oil | 1000 | Marked Unknown | Unknown | Not Marked | Y |  | Y
4440616 | 5 | 1991-08-22 | Removed From Ground | Gas | 10000 | Bare Steel | Galvanized Steel | Not Marked
4440617 | 1 | 1999-03-01 | Removed From Ground | Gas | 3000 | Bare Steel | Galvanized Steel | Not Marked
4440621 | 1AST | 1992-01-01 | Removed From Ground | Diesel | 4000 | Bare Steel | Galvanized Steel | Not Marked
4440623 | 002 | 1988-01-01 | Removed From Ground | Other | 12000 | Marked Unknown | Unknown | Not Marked
4440623 | 1 | 1988-01-01 | Removed From Ground | Heating Oil | 8000 | Marked Unknown | Unknown | Not Marked
4440625 | 1 | 1995-09-22 | Removed From Ground | Diesel | 1000 | Bare Steel | Galvanized Steel | Not Marked
4440627 | 1 | 1992-12-17 | Removed From Ground | Used Oil | 550 | Bare Steel | Bare Steel | Not Marked | Y |  | Y
4440628 | 1 | 1997-12-01 | Removed From Ground | Used Oil | 550 | Bare Steel | Bare Steel | Gravity Fed | Y |  | Y
4440628 | 2 | 1988-01-01 | Removed From Ground | Gas | 10000 | Bare Steel | Not Marked | Not Marked
4440628 | 3 | 1988-01-01 | Removed From Ground | Gas | 10000 | Bare Steel | Not Marked | Not Marked
4440628 | 4 | 1988-01-01 | Removed From Ground | Gas | 10000 | Bare Steel | Not Marked | Not Marked
4440629 | 1 | 1995-07-06 | Removed From Ground | Used Oil | 500 | Bare Steel | Bare Steel | Not Marked | Y |  | Y
4440630 | 1 |  | Removed From Ground Date Unknown | Used Oil | 500 | Bare Steel | Bare Steel | Not Marked | Y |  | Y
4440631 | 1 | 1996-06-19 | Removed From Ground | Used Oil | 500 | Fiberglass | Bare Steel | Not Marked | Y |  | Y
4440632 | 1 | 1990-08-02 | Removed From Ground | Gas | 5000 | Bare Steel | Bare Steel | Not Marked
4440633 | 1 | 1999-09-02 | Removed From Ground | Gas | 4000 | Bare Steel | Galvanized Steel | Suction: Valve At The Tank
4440633 | 2 | 1999-09-02 | Removed From Ground | Gas | 4000 | Bare Steel | Galvanized Steel | Pressure
4440633 | 3 | 1999-09-02 | Removed From Ground | Gas | 3000 | Bare Steel | Galvanized Steel | Suction: Valve At The Tank
4440633 | 4 | 1999-09-02 | Removed From Ground | Gas | 3000 | Bare Steel | Galvanized Steel | Suction: Valve At The Tank
4440633 | 5 | 1999-09-02 | Removed From Ground | Used Oil | 560 | Bare Steel | Galvanized Steel | Not Marked | Y |  | Y
4440634 | 1 | 1998-12-08 | Removed From Ground | Gas | 6000 | Bare Steel | Galvanized Steel | Not Marked
4440634 | 2 | 1998-12-08 | Removed From Ground | Gas | 6000 | Bare Steel | Galvanized Steel | Not Marked
4440634 | 3 | 1998-12-08 | Removed From Ground | Gas | 6000 | Bare Steel | Galvanized Steel | Not Marked
4440635 | 1 |  | Removed From Ground Date Unknown | Other | 2000 | Bare Steel | Galvanized Steel | Not Marked
4440635 | 2 |  | Removed From Ground Date Unknown | Other | 1000 | Bare Steel | Galvanized Steel | Not Marked
4440636 | 1 | 2009-03-17 | Removed From Ground | Gas | 6000 | Cathodically Protected Steel | Cathodically Protected | Pressure |  | 1988-02-18 |  | 1988-02-18
4440636 | 2 | 2009-03-17 | Removed From Ground | Gas | 6000 | Cathodically Protected Steel | Cathodically Protected | Pressure |  | 1988-02-18 |  | 1988-02-18
4440636 | 3 | 2009-03-17 | Removed From Ground | Gas | 6000 | Cathodically Protected Steel | Galvanized Steel | Pressure |  | 1988-02-18 |  | 1988-02-18
4440636 | 4 | 2009-03-17 | Removed From Ground | Diesel | 2000 | Cathodically Protected Steel | Cathodically Protected | Pressure |  | 1988-02-18 |  | 1988-02-18
4440636 | 5 | 2009-04-15 | Removed From Ground | Used Oil | 550 | Cathodically Protected Steel | Cathodically Protected | Pressure | Y |  | Y
4440639 | 1 | 1999-08-01 | Closed In Ground | Other | 550 | Marked Unknown | Unknown | Not Marked | Y |  | Y
4440639 | 2 | 1999-08-01 | Closed In Ground | Used Oil | 550 | Marked Unknown | Unknown | Not Marked
4440639 | 3 | 1982-01-01 | Removed From Ground | Gas | 10000 | Marked Unknown | Unknown | Suction: Valve At The Tank
4440639 | 4 | 1982-01-01 | Removed From Ground | Other | 10000 | Bare Steel | Galvanized Steel | Suction: Valve At The Tank |  |  |  | 1993-09-03
4440639 | 5 | 1982-01-01 | Removed From Ground | Empty | 500 | Bare Steel | Galvanized Steel | Gravity Fed | Y |  | Y | 1993-09-03
4440643 | A | 1993-11-02 | Removed From Ground | Gas | 12000 | Bare Steel | Galvanized Steel | Not Marked
4440643 | B | 1993-11-02 | Removed From Ground | Gas | 12000 | Bare Steel | Galvanized Steel | Not Marked
4440643 | C | 1993-11-02 | Removed From Ground | Gas | 12000 | Bare Steel | Galvanized Steel | Not Marked
4440643 | D | 1992-03-09 | Removed From Ground | Diesel | 12000 | Bare Steel | Galvanized Steel | Not Marked
4440645 | 1 | 1988-11-01 | Removed From Ground | Diesel | 4000 | Marked Unknown | Unknown | Not Marked
4440646 | 1 | 1990-02-08 | Removed From Ground | Gas | 500 | Marked Unknown | Unknown | Not Marked
4440647 | 1 |  | Permanently Out Of Use | Diesel | 500 | Bare Steel | Bare Steel | Not Marked
4440647 | 2 |  | Permanently Out Of Use | Gas | 10000 | Bare Steel | Bare Steel | Not Marked
4440647 | 3 |  | Permanently Out Of Use | Gas | 10000 | Bare Steel | Bare Steel | Not Marked
4440647 | 4 |  | Permanently Out Of Use | Diesel | 10000 | Bare Steel | Bare Steel | Not Marked
4440647 | 5 |  | Permanently Out Of Use | Diesel | 10000 | Bare Steel | Bare Steel | Not Marked
4440647 | 6 |  | Permanently Out Of Use | Used Oil | 500 | Bare Steel | Bare Steel | Not Marked | Y |  | Y
4440649 | 001 | 2011-04-19 | Currently In Use | Gas | 10000 | Steel-Impressed Current | Bare Steel | Pressure |  | 1998-11-01 12:00 | Y | 1998-11-01 12:00
4440649 | 002 | 2011-04-19 | Currently In Use | Gas | 10000 | Steel-Impressed Current | Bare Steel | Pressure |  | 1998-11-01 12:00 | Y | 1998-11-01 12:00
4440649 | 003 | 2016-07-19 | Currently In Use | Diesel | 10000 | Steel-Impressed Current | Bare Steel | Pressure |  | 1998-11-01 12:00 | Y | 1998-11-01 12:00
4440650 | 1 |  | Temporarily Out Of Use | Gas | 10000 | Bare Steel | Galvanized Steel | Not Marked
4440650 | 2 |  | Temporarily Out Of Use | Gas | 6000 | Bare Steel | Galvanized Steel | Not Marked
4440650 | 3 |  | Temporarily Out Of Use | Gas | 4000 | Bare Steel | Galvanized Steel | Not Marked
4440650 | 4 |  | Temporarily Out Of Use | Gas | 4000 | Bare Steel | Galvanized Steel | Not Marked
4440650 | 5 |  | Temporarily Out Of Use | Diesel | 10000 | Bare Steel | Galvanized Steel | Not Marked
4440650 | 6 | 1998-11-01 | Currently In Use | Gas | 10000 | Composite | Double Walled Flex | Pressure |  | 1998-11-01 12:00 |  | 1998-11-01 12:00
4440650 | 7 | 1998-11-01 | Currently In Use | Gas | 10000 | Composite | Double Walled Flex | Pressure |  | 1998-11-01 12:00 |  | 1998-11-01 12:00
4440650 | 8 | 1998-11-01 | Currently In Use | Gas | 10000 | Composite | Double Walled Flex | Pressure |  | 1998-11-01 12:00 |  | 1998-11-01 12:00
4440650 | 9 | 1998-11-01 | Currently In Use | Diesel | 12000 | Composite Double Walled | Double Walled Flex | Pressure |  | 1998-11-01 12:00 |  | 1998-11-01 12:00
4440653 | 1 | 1987-01-01 | Removed From Ground | Empty | 3000 | Bare Steel | Unknown | Not Marked
4440654 | 1 |  | Removed From Ground Date Unknown | Diesel |  | Marked Unknown | Unknown | Not Marked
4440654 | 2 |  | Removed From Ground Date Unknown | Diesel |  | Marked Unknown | Unknown | Not Marked
4440654 | 3 |  | Removed From Ground Date Unknown | Used Oil |  | Marked Unknown | Unknown | Not Marked | Y |  | Y
4440655 | 1 | 2011-04-01 | Removed From Ground | Diesel | 1000 | Steel-Impressed Current | Impressed Current | Suction: No Valve At The Tank |  | 1997-08-05 |  | 1997-08-05
4440655 | 2 | 2011-04-01 | Removed From Ground | Diesel | 10000 | Steel-Impressed Current | Impressed Current | Suction: Valve At The Tank |  | 1997-08-05 |  | 1997-08-05
4440656 | 1 | 1989-01-01 | Temporarily Out Of Use | Diesel | 20000 | Fiberglass | Fiberglass Reinforced Plastic | Suction: Valve At The Tank |  | 1989-01-01 |  | 1989-01-01
4440657 | 1 | 2005-09-26 | Currently In Use | Gas | 12000 | Fiberglass | Fiberglass Reinforced Plastic | Pressure |  | 1998-02-01 |  | 1998-02-01
4440657 | 2 | 2005-09-26 | Currently In Use | Gas | 10000 | Fiberglass | Fiberglass Reinforced Plastic | Pressure |  | 1998-02-01 |  | 1998-02-01
4440657 | 3 | 2005-09-26 | Currently In Use | Diesel | 10000 | Fiberglass | Fiberglass Reinforced Plastic | Pressure |  | 1998-02-01 |  | 1998-02-01
4440659 | 1 | 2008-02-22 | Currently In Use | Gas | 6000 | Fiberglass | Fiberglass/Sec Containment | Pressure |  | 1986-06-01 12:00 |  | 1986-06-01 12:00
4440659 | 2 | 2008-02-22 | Currently In Use | Gas | 6000 | Fiberglass | Fiberglass/Sec Containment | Pressure |  | 1988-06-01 12:00 |  | 1988-06-01 12:00
4440659 | 3 | 2008-02-22 | Currently In Use | Gas | 8000 | Fiberglass | Fiberglass Reinforced Plastic | Pressure |  | 1988-06-01 12:00 |  | 1988-06-01 12:00
4440659 | 4 | 2008-02-22 | Currently In Use | Diesel | 1000 | Fiberglass | Fiberglass/Double Walled | Gravity Fed | Y | 1988-06-01 12:00 | Y | 1988-06-01 12:00
4440660 | 1 | 1989-10-24 | Removed From Ground | Gas | 12000 | Bare Steel | Galvanized Steel | Pressure
4440660 | 2 | 1989-10-24 | Removed From Ground | Gas | 12000 | Bare Steel | Galvanized Steel | Pressure
4440660 | 3 | 1989-10-24 | Removed From Ground | Gas | 12000 | Bare Steel | Galvanized Steel | Pressure
4440660 | 4 | 1989-10-24 | Removed From Ground | Gas | 10000 | Bare Steel | Galvanized Steel | Not Marked
4440660 | 5 | 1989-10-24 | Removed From Ground | Used Oil | 1000 | Bare Steel | Galvanized Steel | Not Marked | Y |  | Y
4440660 | 6 | 1989-10-24 | Removed From Ground | Used Oil | 550 | Bare Steel | Galvanized Steel | Not Marked | Y |  | Y
4440660 | 7 | 2003-02-14 | Currently In Use | Gas | 12000 | Fiberglass | Fiberglass Reinforced Plastic | Pressure |  | 1989-01-01 |  | 1989-01-01
4440660 | 8 | 2003-02-14 | Currently In Use | Gas | 12000 | Fiberglass | Fiberglass Reinforced Plastic | Pressure |  | 1989-01-01 |  | 1989-01-01
4440660 | 9 | 2003-02-14 | Currently In Use | Gas | 12000 | Fiberglass | Fiberglass Reinforced Plastic | Pressure |  | 1989-01-01 |  | 1989-01-01
4440662 | 1 | 1968-05-06 | Currently In Use | Gas | 10000 | Steel-Impressed Current | Fiberglass Reinforced Plastic | Pressure |  | 1995-08-20 |  | 1995-08-20
4440662 | 2 | 1968-05-06 | Currently In Use | Gas | 10000 | Steel-Impressed Current | Fiberglass Reinforced Plastic | Pressure |  | 1995-08-20 |  | 1995-08-20
4440662 | 3 | 1968-05-06 | Currently In Use | Diesel | 10000 | Steel-Impressed Current | Fiberglass Reinforced Plastic | Pressure |  | 1995-08-20 |  | 1995-08-20
4440670 | 1 | 1995-11-01 | Closed In Ground | Gas | 6000 | Bare Steel | Galvanized Steel | Suction: Valve At The Tank |  | 1992-07-01 |  | 1992-07-01
4440670 | 2 | 1995-11-01 | Closed In Ground | Gas | 6000 | Bare Steel | Galvanized Steel | Suction: Valve At The Tank |  | 1992-07-01 |  | 1992-07-01
4440670 | 3 | 1995-11-01 | Removed From Ground | Gas | 2000 | Bare Steel | Galvanized Steel | Suction: Valve At The Tank |  | 1992-07-01 |  | 1992-07-01
4440670 | 4 | 1995-11-01 | Removed From Ground | Diesel | 4000 | Cathodically Protected Steel | Galvanized Steel | Suction: Valve At The Tank |  | 1992-07-01 |  | 1992-07-01
4440670 | 5 | 2013-07-24 | Removed From Ground | Gas | 10000 | STIP-3 | Fiberglass Reinforced Plastic | Pressure |  | 1995-11-01 |  | 1995-11-01
4440670 | 6 | 2013-07-24 | Removed From Ground | Gas | 4000 | STIP-3 | Fiberglass Reinforced Plastic | Pressure |  | 1995-11-01 |  | 1995-11-01
4440671 | 1 | 1998-05-08 | Removed From Ground | Gas | 10000 | Composite | Galvanized Steel | Suction: Valve At The Tank
4440671 | 2 | 1998-05-01 | Currently In Use | Gas | 10000 | Fiberglass | Fiberglass/Double Walled | Pressure |  | 1998-05-01 |  | 1998-05-01
4440671 | 3 | 1998-05-01 | Currently In Use | Gas | 6000 | Fiberglass | Fiberglass/Double Walled | Pressure |  | 1998-05-01 |  | 1998-05-01
4440671 | 4 | 1998-05-01 | Currently In Use | Diesel | 1000 | Fiberglass Double Walled | Fiberglass Reinforced Plastic | Suction: No Valve At The Tank |  | 1998-05-01 |  | 1998-05-01
4440673 | 1 | 1998-12-01 | Removed From Ground | Gas | 1000 | Bare Steel | Unknown | Not Marked
4440673 | 2 | 1998-12-01 | Removed From Ground | Kerosene | 500 | Bare Steel | Unknown | Not Marked
4440675 | 1 | 1987-12-12 | Removed From Ground | Used Oil | 550 | Bare Steel | Galvanized Steel | Not Marked | Y |  | Y
4440675 | 2 | 1987-12-12 | Removed From Ground | Gas | 8000 | Bare Steel | Galvanized Steel | Not Marked
4440675 | 3 | 1987-12-12 | Removed From Ground | Gas | 6000 | Bare Steel | Galvanized Steel | Not Marked
4440675 | 4 | 1987-12-12 | Removed From Ground | Gas | 5000 | Bare Steel | Galvanized Steel | Not Marked
4440677 | 1 | 1991-08-08 | Removed From Ground | Other | 5000 | Marked Unknown | Unknown | Not Marked
4440679 | 1 | 1990-01-01 | Removed From Ground | Gas | 12000 | Bare Steel | Galvanized Steel | Not Marked
4440679 | 2 | 1990-01-01 | Removed From Ground | Gas | 12000 | Bare Steel | Galvanized Steel | Not Marked
4440679 | 3 | 1990-01-01 | Removed From Ground | Gas | 12000 | Bare Steel | Galvanized Steel | Not Marked
4440679 | 4 | 1990-01-01 | Removed From Ground | Gas | 12000 | Bare Steel | Galvanized Steel | Not Marked
4440679 | 5 | 2004-09-22 | Removed From Ground | Gas | 12000 | Tank Jacket | Fiberglass Reinforced Plastic | Pressure |  | 1990-01-01 |  | 1990-01-01
4440679 | 6 | 2004-09-22 | Removed From Ground | Gas | 12000 | Tank Jacket | Fiberglass Reinforced Plastic | Pressure |  | 1990-01-01 |  | 1990-01-01
4440679 | 7 | 2004-09-22 | Removed From Ground | Gas | 12000 | Tank Jacket | Fiberglass Reinforced Plastic | Pressure |  | 1990-01-01 |  | 1990-01-01
4440680 | 1 | 2010-05-25 | Removed From Ground | Gas | 12000 | Steel-Impressed Current | Fiberglass Reinforced Plastic | Pressure |  | 1988-01-01 |  | 1988-01-01
4440680 | 2 | 2010-05-25 | Removed From Ground | Gas | 12000 | Steel-Impressed Current | Fiberglass Reinforced Plastic | Pressure |  | 1988-01-01 |  | 1988-01-01
4440680 | 3 | 2010-05-25 | Removed From Ground | Gas | 12000 | Steel-Impressed Current | Fiberglass Reinforced Plastic | Pressure |  | 1988-01-01 |  | 1988-01-01
4440682 | 1 | 1980-05-04 | Currently In Use | Gas | 12000 | Steel-Impressed Current | Fiberglass Reinforced Plastic | Pressure |  | 1980-01-01 |  | 1980-01-01
4440682 | 2 | 1980-05-04 | Currently In Use | Gas | 12000 | Steel-Impressed Current | Fiberglass Reinforced Plastic | Pressure |  | 1980-01-01 |  | 1980-01-01
4440682 | 3 | 1980-05-04 | Currently In Use | Diesel | 12000 | Steel-Impressed Current | Fiberglass Reinforced Plastic | Pressure |  | 1980-01-01 |  | 1980-01-01
4440682 | 4 |  | Permanently Out Of Use | Gas | 12000 | Bare Steel | Galvanized Steel | Pressure |  | 1980-01-01 |  | 1980-01-01
4440683 | 1 | 2007-06-28 | Temporarily Out Of Use | Gas | 12000 | Steel-Impressed Current | Fiberglass Reinforced Plastic | Pressure |  | 1988-01-01 |  | 1988-01-01
4440683 | 2 | 2007-06-28 | Temporarily Out Of Use | Gas | 12000 | Steel-Impressed Current | Fiberglass Reinforced Plastic | Pressure |  | 1988-01-01 |  | 1988-01-01
4440683 | 3 | 2007-06-28 | Temporarily Out Of Use | Gas | 12000 | Steel-Impressed Current | Fiberglass Reinforced Plastic | Pressure |  | 1988-01-01 |  | 1988-01-01
4440684 | 1 | 1982-05-04 | Currently In Use | Gas | 11300 | Fiberglass | Fiberglass Reinforced Plastic | Pressure |  | 1982-01-01 |  | 1982-01-01
4440684 | 2 | 1982-05-04 | Currently In Use | Gas | 11300 | Fiberglass | Fiberglass Reinforced Plastic | Pressure |  | 1982-01-01 |  | 1982-01-01
4440684 | 3 | 1982-05-04 | Currently In Use | Gas | 11300 | Fiberglass | Fiberglass Reinforced Plastic | Pressure |  | 1982-01-01 |  | 1982-01-01
4440684 | 4 | 1995-10-17 | Removed From Ground | Gas | 11300 | Fiberglass | Fiberglass Reinforced Plastic | Pressure |  | 1982-01-01 |  | 1982-01-01
4440687 | 1 | 1997-06-06 | Closed In Ground | Gas | 10000 | Marked Unknown | Unknown | Not Marked
4440688 | 1 | 1989-12-23 | Removed From Ground | Gas | 10000 | Bare Steel | Galvanized Steel | Not Marked
4440688 | 2 | 1989-12-23 | Removed From Ground | Used Oil | 500 | Bare Steel | Galvanized Steel | Not Marked | Y |  | Y
4440688 | 3 | 1989-12-23 | Removed From Ground | Gas | 10000 | Bare Steel | Galvanized Steel | Not Marked
4440688 | 4 | 1989-12-23 | Removed From Ground | Diesel | 10000 | Bare Steel | Galvanized Steel | Not Marked
4440688 | 5 | 1989-12-23 | Removed From Ground | Diesel | 10000 | Bare Steel | Galvanized Steel | Not Marked
4440688 | 6 | 1989-12-23 | Removed From Ground | Used Oil | 500 | Not Marked/Unknown | Not Marked | Not Marked | Y |  | Y
4440689 | 1 | 1999-05-01 | Removed From Ground | Gas | 8127 | Bare Steel | Galvanized Steel | Not Marked
4440689 | 2 | 1999-05-01 | Removed From Ground | Gas | 8127 | Bare Steel | Galvanized Steel | Not Marked
4440689 | 3 | 1999-05-01 | Removed From Ground | Diesel | 8127 | Bare Steel | Galvanized Steel | Not Marked
4440689 | 4 | 1999-05-01 | Removed From Ground | Gas | 6110 | Bare Steel | Galvanized Steel | Not Marked
4440689 | 5 | 2000-04-01 | Currently In Use | Gas | 12000 | Composite Double Walled | Fiberglass/Double Walled | Pressure |  | 2000-09-01 12:00 |  | 2000-09-01 12:00
4440689 | 6 | 2000-04-01 | Currently In Use | Diesel | 12000 | Composite Double Walled | Fiberglass/Double Walled | Pressure |  | 2000-09-01 12:00 |  | 2000-09-01 12:00
4440689 | 7 | 2000-04-01 | Currently In Use | Gas | 12000 | Composite Double Walled | Fiberglass/Double Walled | Pressure |  | 2000-09-01 12:00 |  | 2000-09-01 12:00
4440689 | 8 | 2016-06-24 | Currently In Use | E85 | 12000 | Not Marked/Unknown | Not Marked | Not Marked | N | 2016-07-01 12:00 | N | 2016-07-01 12:00
4440689 | 9 | 2016-06-24 | Currently In Use | B20 | 3000 | Not Marked/Unknown | Not Marked | Not Marked | N | 2016-07-01 12:00 | N | 2016-07-01 12:00
4440690 | 1 | 1993-12-10 | Removed From Ground | Gas | 8127 | Bare Steel | Galvanized Steel | Pressure
4440690 | 2 | 1993-12-10 | Removed From Ground | Gas | 8127 | Bare Steel | Galvanized Steel | Pressure
4440690 | 3 | 1993-12-10 | Removed From Ground | Diesel | 4010 | Bare Steel | Galvanized Steel | Not Marked
4440691 | 1 | 1962-05-08 | Currently In Use | Diesel | 8100 | STIP-3 | Fiberglass Reinforced Plastic | Pressure |  | 1998-01-13 |  | 1998-01-13
4440691 | 2 | 1974-05-08 | Currently In Use | Gas | 10000 | STIP-3 | Fiberglass Reinforced Plastic | Pressure |  | 1998-01-13 |  | 1998-01-13
4440691 | 3 | 1962-05-08 | Currently In Use | Gas | 8100 | STIP-3 | Fiberglass Reinforced Plastic | Pressure |  | 1998-01-13 |  | 1998-01-13
4440693 | 1 | 1987-11-01 | Removed From Ground | Gas | 10000 | Bare Steel | Unknown | Not Marked
4440693 | 2 | 1987-11-01 | Removed From Ground | Diesel | 10000 | Bare Steel | Unknown | Not Marked
4440693 | 3 | 1987-11-01 | Removed From Ground | Diesel | 10000 | Bare Steel | Unknown | Not Marked
4440693 | 4 | 1987-11-01 | Removed From Ground | Other | 560 | Bare Steel | Unknown | Not Marked
4440693 | 5 | 1987-11-01 | Removed From Ground | Used Oil | 560 | Bare Steel | Unknown | Not Marked | Y |  | Y
4440694 | 1 | 1993-07-13 | Removed From Ground | Gas | 6000 | Bare Steel | Galvanized Steel | Not Marked
4440694 | 2 | 1993-07-13 | Removed From Ground | Gas | 6000 | Bare Steel | Galvanized Steel | Not Marked
4440694 | 3 | 1993-07-13 | Removed From Ground | Gas | 6000 | Bare Steel | Galvanized Steel | Not Marked
4440696 | 1 | 1987-09-01 | Removed From Ground | Gas | 1000 | Bare Steel | Bare Steel | Not Marked
4440696 | 2 | 1987-09-01 | Removed From Ground | Diesel | 1000 | Bare Steel | Bare Steel | Not Marked
4440696 | 3 | 1987-09-01 | Removed From Ground | Diesel | 1000 | Cathodically Protected Steel | Bare Steel | Not Marked
4440697 | 1 | 1992-08-07 | Removed From Ground | Used Oil | 500 | Bare Steel | Bare Steel | Gravity Fed | Y |  | Y
4440698 | 1 | 1996-08-06 | Removed From Ground | Used Oil | 550 | Bare Steel | Bare Steel | Gravity Fed | Y |  | Y
4440699 | 1 | 2001-12-01 | Removed From Ground | Gas | 10000 | Bare Steel | Bare Steel | Not Marked
4440699 | 2 | 2001-12-01 | Removed From Ground | Gas | 4000 | Bare Steel | Bare Steel | Not Marked
4440699 | 3 | 2001-12-01 | Removed From Ground | Gas | 10000 | Bare Steel | Bare Steel | Not Marked
4440700 | 1 | 1972-04-22 | Currently In Use | Gas | 10000 | Steel-Impressed Current | Impressed Current | Pressure |  | 1998-01-21 |  | 1998-01-21
4440700 | 2 | 1972-04-22 | Currently In Use | Gas | 3000 | Steel-Impressed Current | Impressed Current | Pressure |  | 1998-01-21 |  | 1998-01-21
4440700 | 3 | 1972-04-22 | Currently In Use | Gas | 10000 | Steel-Impressed Current | Impressed Current | Pressure |  | 1998-01-21 |  | 1998-01-21
4440701 | 1 | 1992-04-17 | Removed From Ground | Gas | 12000 | Fiberglass | Galvanized Steel | Not Marked
4440701 | 2 | 1992-04-17 | Removed From Ground | Gas | 10000 | Bare Steel | Galvanized Steel | Not Marked
4440701 | 3 | 1992-04-17 | Removed From Ground | Gas | 10000 | Bare Steel | Galvanized Steel | Not Marked
4440704 | 1 | 1990-12-03 | Removed From Ground | Gas | 1000 | Bare Steel | Bare Steel | Not Marked
4440704 | 2 | 1996-12-01 | Removed From Ground | Gas | 500 | Cathodically Protected Steel | Fiberglass Reinforced Plastic | Not Marked |  | 1991-01-01 |  | 1991-01-01
4440704 | 3 | 1993-01-20 | Removed From Ground | Heating Oil | 20000 | Not Marked/Unknown | Not Marked | Not Marked
4440704 | 4 | 1993-01-20 | Removed From Ground | Heating Oil | 20000 | Not Marked/Unknown | Not Marked | Not Marked
4440705 | 1 | 1999-12-09 | Removed From Ground | Diesel | 12000 | Bare Steel | Galvanized Steel | Not Marked
4440705 | 2 | 1999-12-09 | Removed From Ground | Diesel | 12000 | Bare Steel | Galvanized Steel | Not Marked
4440705 | 3 |  | Permanently Out Of Use | Used Oil | 1500 | Bare Steel | Galvanized Steel | Not Marked | Y |  | Y
4440705 | 4 |  | Permanently Out Of Use | Other | 4000 | Bare Steel | Galvanized Steel | Not Marked
4440707 | 1 | 1997-05-12 | Removed From Ground | Gas | 4000 | Bare Steel | Fiberglass Reinforced Plastic | Pressure |  | 1990-02-14 |  | 1990-02-14
4440707 | 2 | 1997-05-12 | Removed From Ground | Gas | 4000 | Bare Steel | Fiberglass Reinforced Plastic | Pressure |  | 1990-02-14 |  | 1990-02-14
4440707 | 3 | 1997-05-12 | Removed From Ground | Gas | 4000 | Bare Steel | Fiberglass Reinforced Plastic | Pressure |  | 1990-02-14 |  | 1990-02-14
4440707 | 4 | 1997-05-12 | Removed From Ground | Gas | 4000 | Bare Steel | Fiberglass Reinforced Plastic | Pressure |  | 1990-02-14 |  | 1990-02-14
4440707 | 5 | 2003-08-18 | Temporarily Out Of Use | Gas | 6000 | Composite | Double Walled Flex | Pressure | Y | 1997-07-01 12:00 | Y | 1997-07-01 12:00
4440707 | 6 | 2003-08-18 | Temporarily Out Of Use | Gas | 6000 | Composite | Double Walled Flex | Pressure | Y | 1997-07-01 12:00 | Y | 1997-07-01 12:00
4440709 | 1 |  | Removed From Ground Date Unknown | Gas | 6000 | Bare Steel | Galvanized Steel | Not Marked
4440709 | 2 |  | Removed From Ground Date Unknown | Gas | 6000 | Bare Steel | Galvanized Steel | Not Marked
4440709 | 3 |  | Removed From Ground Date Unknown | Gas | 4000 | Bare Steel | Galvanized Steel | Not Marked
4440709 | 4 |  | Removed From Ground Date Unknown | Used Oil | 550 | Not Marked/Unknown | Not Marked | Not Marked | Y |  | Y
4440709 | 5 |  | Removed From Ground Date Unknown | Used Oil | 550 | Not Marked/Unknown | Not Marked | Not Marked | Y |  | Y
4440710 | 1 | 1995-04-11 | Removed From Ground | Gas | 6000 | Bare Steel | Galvanized Steel | Pressure
4440710 | 2 | 1995-04-11 | Removed From Ground | Gas | 6000 | Bare Steel | Galvanized Steel | Pressure
4440710 | 3 | 1995-04-11 | Removed From Ground | Gas | 4000 | Bare Steel | Galvanized Steel | Pressure
4440710 | 4 | 2003-12-01 | Currently In Use | Gas | 20000 | Fiberglass Double Walled | Fiberglass/Double Walled | Pressure | N | 2003-12-01 | N | 2003-12-01
4440710 | 5 | 2003-12-01 | Currently In Use | Gas | 20000 | Fiberglass Double Walled | Fiberglass/Double Walled | Pressure | N | 2003-12-01 | N | 2003-12-01
4440710 | 6 | 2003-12-01 | Currently In Use | Gas | 12000 | Fiberglass Double Walled | Fiberglass/Double Walled | Pressure | N | 2003-12-01 | N | 2003-12-01
4440711 | 1 | 1993-05-10 | Removed From Ground | Gas | 3000 | Bare Steel | Galvanized Steel | Suction: No Valve At The Tank
4440711 | 2 | 1993-05-10 | Removed From Ground | Gas | 12000 | Bare Steel | Galvanized Steel | Suction: No Valve At The Tank
4440712 | 1 | 1990-05-28 | Removed From Ground | Diesel | 4000 | Bare Steel | Galvanized Steel | Not Marked
4440712 | 2 | 1990-05-28 | Removed From Ground | Diesel | 4000 | Bare Steel | Galvanized Steel | Not Marked
4440712 | 3 | 1990-05-28 | Removed From Ground | Diesel | 4000 | Bare Steel | Galvanized Steel | Not Marked
4440712 | 4 | 1990-05-28 | Removed From Ground | Diesel | 4000 | Bare Steel | Galvanized Steel | Not Marked
4440712 | 5 | 1990-05-28 | Removed From Ground | Diesel | 4000 | Bare Steel | Galvanized Steel | Not Marked
4440712 | 6 | 1990-05-28 | Removed From Ground | Used Oil | 1000 | Bare Steel | Galvanized Steel | Not Marked | Y |  | Y
4440712 | 7 | 1990-05-28 | Removed From Ground | Used Oil | 2000 | Bare Steel | Galvanized Steel | Not Marked | Y |  | Y
4440712 | 8 | 1990-05-28 | Removed From Ground | Used Oil | 2000 | Bare Steel | Galvanized Steel | Not Marked | Y |  | Y
4440713 | 1 | 1996-01-09 | Removed From Ground | Gas | 12000 | Bare Steel | Galvanized Steel | Pressure
4440713 | 2 | 1996-01-09 | Removed From Ground | Gas | 12000 | Bare Steel | Galvanized Steel | Pressure
4440713 | 3 | 1996-01-09 | Removed From Ground | Gas | 12000 | Bare Steel | Galvanized Steel | Pressure
4440713 | 4 | 1996-01-15 | Currently In Use | Gas | 12000 | Composite | Double Walled Flex | Pressure |  | 1996-01-15 |  | 1996-01-15
4440713 | 5 | 1996-01-15 | Currently In Use | Gas | 10000 | Composite | Double Walled Flex | Pressure |  | 1996-01-15 |  | 1996-01-15
4440713 | 6 | 2006-06-06 | Removed From Ground | Used Oil | 500 | Bare Steel | Bare Steel |  | N |  | N
4440715 | 1 |  | Temporarily Out Of Use | Other | 500 | Bare Steel | Galvanized Steel | Suction: Valve At The Tank |  |  |  | 1993-09-08
4440715 | 2 |  | Temporarily Out Of Use | Used Oil | 500 | Bare Steel | Galvanized Steel | Gravity Fed | Y |  | Y | 1993-09-08
4440716 | 1 | 1999-08-01 | Closed In Ground | Other | 500 | Bare Steel | Galvanized Steel | Suction: Valve At The Tank |  |  |  | 1993-09-08
4440716 | 2 | 1999-08-01 | Closed In Ground | Empty | 500 | Bare Steel | Galvanized Steel | Gravity Fed | Y |  | Y | 1993-09-08
4440717 | 001 | 2000-07-01 | Removed From Ground | Gas | 3000 | Steel-Impressed Current | Cathodically Protected | Not Marked |  | 1998-11-01 |  | 1998-11-01
4440717 | 002 | 2000-07-01 | Removed From Ground | Gas | 3000 | Steel-Impressed Current | Cathodically Protected | Not Marked |  | 1998-11-01 |  | 1998-11-01
4440717 | 003 | 2000-07-01 | Removed From Ground | Gas | 2000 | Steel-Impressed Current | Cathodically Protected | Not Marked |  | 1998-11-01 |  | 1998-11-01
4440718 | 1 | 1997-09-16 | Removed From Ground | Used Oil | 1 | Bare Steel | Unknown | Not Marked | Y |  | Y
4440718 | 2 | 1997-09-15 | Removed From Ground | Other | 1000 | Bare Steel | Unknown | Not Marked
4440718 | 3 | 1997-09-15 | Removed From Ground | Gas | 3000 | Bare Steel | Unknown | Not Marked
4440718 | 4 | 1997-09-17 | Removed From Ground | Other | 2000 | Bare Steel | Unknown | Not Marked
4440718 | 5 | 1997-09-15 | Removed From Ground | Used Oil | 1000 | Bare Steel | Bare Steel | Not Marked | Y |  | Y
4440719 | 1 | 2011-05-10 | Currently In Use | Gasohol | 4000 | Steel-Impressed Current | Fiberglass Reinforced Plastic | Pressure |  | 1999-01-26 12:00 | Y | 1999-01-26 12:00
4440719 | 2 | 2011-05-10 | Currently In Use | Gasohol | 10000 | Steel-Impressed Current | Fiberglass Reinforced Plastic | Pressure |  | 1999-01-26 12:00 | Y | 1999-01-26 12:00
4440719 | 3 | 2011-05-10 | Currently In Use | Gasohol | 10000 | Steel-Impressed Current | Fiberglass Reinforced Plastic | Pressure |  | 1999-01-26 12:00 | Y | 1999-01-26 12:00
4440719 | 4 | 2010-10-06 | Temporarily Out Of Use | Used Oil | 500 | Steel-Impressed Current | Fiberglass Reinforced Plastic | Gravity Fed | Y | 1999-01-26 12:00 | Y | 1999-01-26 12:00
4440721 | 001 | 2003-05-02 | Removed From Ground | Hazardous Substance | 3000 | Cathodically Protected Steel | Cathodically Protected | Suction: Valve At The Tank |  | 1999-02-12 |  | 1999-02-12
4440721 | 1 | 2003-05-02 | Removed From Ground | Other | 3000 | Bare Steel | Galvanized Steel | Suction: Valve At The Tank
4440722 | 1 | 1990-09-25 | Removed From Ground | Gas | 6000 | Bare Steel | Bare Steel | Not Marked
4440722 | 2 | 1990-09-25 | Removed From Ground | Gas | 12000 | Bare Steel | Bare Steel | Not Marked
4440722 | 3 | 1990-09-25 | Removed From Ground | Diesel | 12000 | Bare Steel | Bare Steel | Not Marked
4440722 | 4 | 1990-08-10 | Removed From Ground | Used Oil | 2000 | Bare Steel | Bare Steel | Not Marked | Y |  | Y
4440722 | 5 | 1998-10-01 | Removed From Ground | Other | 2000 | Bare Steel | Galvanized Steel | Not Marked
4440722 | 6 | 1998-10-01 | Removed From Ground | Other | 2000 | Bare Steel | Galvanized Steel | Not Marked
4440722 | 7 | 1998-10-23 | Removed From Ground | Used Oil | 560 | Fiberglass | Bare Steel | Not Marked | Y |  | Y
4440722 | 8 | 1998-10-23 | Removed From Ground | Used Oil | 400 | Bare Steel | Bare Steel | Not Marked | Y |  | Y
4440722 | 9 | 1991-01-01 | Currently In Use | Diesel | 20000 | Fiberglass | Fiberglass Reinforced Plastic | Not Marked |  | 1991-06-15 |  | 1991-06-15
4440723 | 1 | 1999-08-02 | Removed From Ground | Gas | 4000 | Bare Steel | Galvanized Steel | Not Marked
4440723 | 2 | 1999-08-02 | Removed From Ground | Diesel | 3000 | Bare Steel | Galvanized Steel | Not Marked
4440724 | 1 | 1995-04-21 | Removed From Ground | Used Oil | 500 | Bare Steel | Galvanized Steel | Not Marked | Y |  | Y
4440725 | 1 | 1992-03-13 | Removed From Ground | Diesel | 10000 | Bare Steel | Galvanized Steel | Not Marked
4440725 | 2 | 1992-03-13 | Removed From Ground | Gas | 10000 | Bare Steel | Galvanized Steel | Not Marked
4440730 | 1 | 1990-03-23 | Removed From Ground | Gas | 4000 | Bare Steel | Galvanized Steel | Not Marked
4440730 | 2 | 1990-03-23 | Removed From Ground | Gas | 4000 | Bare Steel | Galvanized Steel | Not Marked
4440730 | 3 | 1990-03-23 | Removed From Ground | Gas | 4000 | Bare Steel | Galvanized Steel | Not Marked
4440730 | 4 | 1990-03-23 | Removed From Ground | Gas | 4000 | Bare Steel | Galvanized Steel | Not Marked
4440731 | 1 | 1990-06-08 | Removed From Ground | Gas | 10000 | Marked Unknown | Unknown | Not Marked
4440731 | 2 | 1990-06-08 | Removed From Ground | Used Oil | 250 | Bare Steel | Unknown | Not Marked | Y |  | Y
4440732 | 001 | 1987-01-01 | Removed From Ground | Gas | 3008 | Bare Steel | Unknown | Not Marked
4440733 | 2 | 1997-09-25 | Removed From Ground | Diesel | 10000 | Bare Steel | Galvanized Steel | Not Marked
4440733 | 3 | 1997-09-25 | Removed From Ground | Used Oil | 10000 | Bare Steel | Galvanized Steel | Not Marked | Y |  | Y
4440733 | 4 | 1997-09-25 | Removed From Ground | Used Oil | 500 | Bare Steel | Galvanized Steel | Not Marked | Y |  | Y
4440735 | 1 | 1988-01-01 | Removed From Ground | Diesel | 8000 | Bare Steel | Galvanized Steel | Pressure
4440735 | 2 | 1988-01-01 | Removed From Ground | Diesel | 8000 | Bare Steel | Galvanized Steel | Pressure
4440735 | 3 | 1987-06-01 | Removed From Ground | Other | 2000 | Bare Steel | Galvanized Steel | Suction: No Valve At The Tank
4440735 | 4 | 1987-06-01 | Removed From Ground | Empty | 10000 | Bare Steel | Galvanized Steel | Pressure
4440735 | 5 | 1988-01-01 | Removed From Ground | Used Oil | 1000 | Bare Steel | Galvanized Steel | Pressure | Y |  | Y
4440735 | 6 | 1998-10-01 | Removed From Ground | Diesel | 20000 | Cathodically Protected Steel | Cathodically Protected | Pressure
4440735 | 7 | 1998-10-01 | Removed From Ground | Gas | 12000 | Cathodically Protected Steel | Cathodically Protected | Pressure
4440735 | 8 | 1998-10-01 | Removed From Ground | Other | 2000 | Cathodically Protected Steel | Cathodically Protected | Suction: No Valve At The Tank
4440735 | 9 | 1998-10-01 | Removed From Ground | Used Oil | 2000 | Cathodically Protected Steel | Cathodically Protected | Pressure | Y |  | Y
4440737 | 1 | 1985-03-13 | Currently In Use | Diesel | 12000 | Steel-Impressed Current | Impressed Current | Pressure |  | 2004-03-01 |  | 1998-01-01
4440737 | 2 | 1985-03-13 | Currently In Use | Diesel | 8000 | Steel-Impressed Current | Impressed Current | Pressure |  | 2004-03-01 |  | 1982-01-01
4440737 | 3 | 1985-03-13 | Currently In Use | Diesel | 8000 | Steel-Impressed Current | Impressed Current | Pressure |  | 2004-03-13 |  | 1998-01-01
4440737 | 4 | 1985-03-13 | Currently In Use | Gas | 8000 | Steel-Impressed Current | Impressed Current | Pressure |  | 2004-03-01 |  | 1998-01-01
4440737 | 5 | 1985-03-13 | Currently In Use | Diesel | 5000 | Steel-Impressed Current | Impressed Current | Pressure |  | 2004-03-01 |  | 1998-01-01
4440738 | 1 | 1997-07-09 | Removed From Ground | Gas | 4000 | Bare Steel | Galvanized Steel | Suction: Valve At The Tank
4440738 | 2 | 1997-07-09 | Removed From Ground | Gas | 4000 | Bare Steel | Galvanized Steel | Suction: Valve At The Tank
4440738 | 3 | 1997-07-09 | Removed From Ground | Diesel | 4000 | Bare Steel | Galvanized Steel | Suction: Valve At The Tank
4440738 | 4 | 1997-07-09 | Removed From Ground | Kerosene | 500 | Bare Steel | Galvanized Steel | Suction: Valve At The Tank
4440738 | 5 | 1997-07-09 | Removed From Ground | Used Oil | 500 | Bare Steel | Galvanized Steel | Not Marked | Y |  | Y
4440739 | 1 | 1996-09-30 | Removed From Ground | Gas | 4000 | Bare Steel | Galvanized Steel | Not Marked
4440739 | 2 | 1996-09-30 | Removed From Ground | Gas | 4000 | Bare Steel | Galvanized Steel | Not Marked
4440739 | 3 | 1996-09-30 | Removed From Ground | Used Oil | 500 | Bare Steel | Galvanized Steel | Not Marked | Y |  | Y
4440740 | 1 | 1994-07-01 | Removed From Ground | Gas | 4000 | Bare Steel | Galvanized Steel | Not Marked
4440740 | 2 | 1994-07-01 | Removed From Ground | Gas | 4000 | Bare Steel | Galvanized Steel | Not Marked
4440740 | 3 | 1994-07-01 | Removed From Ground | Gas | 4000 | Bare Steel | Galvanized Steel | Not Marked
4440740 | 4 | 1994-07-01 | Removed From Ground | Gas | 4000 | Bare Steel | Galvanized Steel | Not Marked
4440740 | 5 | 1994-07-01 | Removed From Ground | Used Oil | 550 | Bare Steel | Galvanized Steel | Not Marked | Y |  | Y
4440741 | 1 | 1992-07-08 | Removed From Ground | Gas | 4000 | Bare Steel | Galvanized Steel | Not Marked
4440741 | 2 | 1992-07-08 | Removed From Ground | Gas | 4000 | Bare Steel | Galvanized Steel | Not Marked
4440741 | 3 | 1992-07-08 | Removed From Ground | Used Oil | 550 | Bare Steel | Galvanized Steel | Not Marked | Y |  | Y
4440742 | 1 | 1998-01-25 | Removed From Ground | Gas | 4000 | Bare Steel | Galvanized Steel | Not Marked
4440742 | 2 | 1998-01-25 | Removed From Ground | Gas | 4000 | Bare Steel | Galvanized Steel | Suction: Valve At The Tank
4440742 | 3 | 1998-01-25 | Removed From Ground | Gas | 4000 | Bare Steel | Galvanized Steel | Suction: Valve At The Tank
4440742 | 4 | 1998-01-25 | Removed From Ground | Kerosene | 550 | Bare Steel | Galvanized Steel | Not Marked
4440742 | 5 | 1998-01-25 | Removed From Ground | Used Oil | 550 | Bare Steel | Galvanized Steel | Not Marked | Y |  | Y
4440743 | 1 | 1993-03-06 | Removed From Ground | Gas | 3000 | Bare Steel | Galvanized Steel | Suction: No Valve At The Tank
4440743 | 2 | 1993-03-06 | Removed From Ground | Gas | 3000 | Bare Steel | Bare Steel | Suction: No Valve At The Tank
4440743 | 3 | 1993-03-06 | Removed From Ground | Used Oil | 550 | Bare Steel | Bare Steel | Gravity Fed | Y |  | Y
4440744 | 1 | 1988-01-01 | Removed From Ground | Gas | 3000 | Bare Steel | Galvanized Steel | Not Marked
4440744 | 2 | 1988-01-01 | Removed From Ground | Gas | 3000 | Bare Steel | Galvanized Steel | Not Marked
4440744 | 3 | 1988-01-01 | Removed From Ground | Gas | 1000 | Bare Steel | Galvanized Steel | Not Marked
4440745 | 001 | 2015-02-04 | Removed From Ground | Heating Oil | 6000 | Bare Steel | Galvanized Steel | Not Marked
4440745 | 002 | 2015-02-04 | Removed From Ground | Other | 6000 | Bare Steel | Galvanized Steel | Not Marked
4440745 | 003 | 2015-02-04 | Removed From Ground | Used Oil | 550 | Bare Steel | Galvanized Steel | Not Marked | Y |  | Y
4440746 | 001 | 1995-10-10 | Removed From Ground | Gas | 1000 | Bare Steel | Galvanized Steel | Not Marked
4440746 | 2 | 1995-10-10 | Removed From Ground | Gas | 1000 | Bare Steel | Galvanized Steel | Not Marked
4440747 | 1 | 1988-10-01 | Removed From Ground | Diesel | 2000 | Bare Steel | Galvanized Steel | Not Marked
4440747 | 2 | 1988-10-01 | Removed From Ground | Diesel | 2000 | Bare Steel | Galvanized Steel | Not Marked
4440748 | 1 | 1988-01-01 | Removed From Ground | Gas | 1000 | Bare Steel | Galvanized Steel | Not Marked
4440749 | 1 | 2001-06-18 | Removed From Ground | Gas | 1000 | Bare Steel | Unknown | Not Marked
4440750 | D-1 | 1986-12-01 | Removed From Ground | Diesel | 8000 | Bare Steel | Unknown | Not Marked
4440750 | G-1 | 1986-12-01 | Removed From Ground | Gas | 8000 | Bare Steel | Unknown | Not Marked
4440751 | 1 | 1998-10-01 | Removed From Ground | Other | 5000 | Cathodically Protected Steel | Galvanized Steel | Gravity Fed
4440751 | 2 | 1998-10-01 | Removed From Ground | Other | 3000 | Cathodically Protected Steel | Galvanized Steel | Gravity Fed
4440751 | 3 | 1998-10-01 | Removed From Ground | Other | 3000 | Cathodically Protected Steel | Bare Steel | Gravity Fed
4440751 | 4 | 1998-10-01 | Removed From Ground | Other | 3000 | Cathodically Protected Steel | Galvanized Steel | Gravity Fed
4440751 | 5 | 1998-10-01 | Removed From Ground | Other | 3000 | Cathodically Protected Steel | Galvanized Steel | Gravity Fed
4440751 | 6 | 1998-10-01 | Removed From Ground | Other | 3000 | Cathodically Protected Steel | Galvanized Steel | Gravity Fed
4440751 | 7 | 1998-10-01 | Removed From Ground | Other | 3000 | Cathodically Protected Steel | Galvanized Steel | Gravity Fed
4440751 | 8 | 1998-10-01 | Removed From Ground | Other | 3000 | Cathodically Protected Steel | Galvanized Steel | Gravity Fed
4440752 | 1 | 1994-01-21 | Removed From Ground | Diesel | 4000 | Bare Steel | Galvanized Steel | Not Marked
4440752 | 2 | 1994-01-21 | Removed From Ground | Gas | 4000 | Bare Steel | Galvanized Steel | Not Marked
4440752 | 3 | 1994-01-21 | Removed From Ground | Gas | 4000 | Bare Steel | Galvanized Steel | Not Marked
4440752 | 4 | 1994-01-21 | Removed From Ground | Gas | 4000 | Bare Steel | Galvanized Steel | Not Marked
4440753 | 1 | 1996-07-23 | Removed From Ground | Gas | 10000 | Bare Steel | Unknown | Not Marked
4440757 | 1 | 1987-05-15 | Removed From Ground | Gas | 8000 | Cathodically Protected Steel | Bare Steel | Not Marked
4440757 | 2 | 1987-07-15 | Removed From Ground | Gas | 8000 | Bare Steel | Bare Steel | Not Marked
4440757 | 3 | 1987-05-15 | Removed From Ground | Gas | 8000 | Bare Steel | Bare Steel | Not Marked
4440757 | 4 | 1987-05-15 | Removed From Ground | Gas | 10000 | Bare Steel | Bare Steel | Not Marked
4440757 | 5 | 1987-05-15 | Removed From Ground | Used Oil | 560 | Bare Steel | Bare Steel | Not Marked | Y |  | Y
4440757 | 6 | 2004-01-12 | Removed From Ground | Gas | 10000 | Unknown | Fiberglass Reinforced Plastic | Pressure |  | 1987-05-01 |  | 1987-05-01
4440757 | 7 | 2004-01-13 | Removed From Ground | Gas | 12000 | Unknown | Fiberglass Reinforced Plastic | Pressure |  | 1987-05-01 |  | 1987-05-01
4440757 | 8 | 2004-01-12 | Removed From Ground | Gas | 12000 | Unknown | Fiberglass Reinforced Plastic | Pressure |  | 1987-05-01 |  | 1987-05-01
4440758 | 1 | 1987-09-15 | Removed From Ground | Gas | 3000 | Bare Steel | Bare Steel | Not Marked
4440758 | 2 | 1990-09-15 | Removed From Ground | Gas | 2000 | Bare Steel | Bare Steel | Not Marked
4440758 | 3 | 1987-09-15 | Removed From Ground | Gas | 4000 | Bare Steel | Bare Steel | Not Marked
4440758 | 4 | 1987-09-15 | Removed From Ground | Gas | 3000 | Bare Steel | Bare Steel | Not Marked
4440758 | 5 | 1987-09-15 | Removed From Ground | Gas | 8000 | Bare Steel | Bare Steel | Not Marked
4440758 | 6 | 1987-09-15 | Removed From Ground | Used Oil | 560 | Bare Steel | Bare Steel | Not Marked | Y |  | Y
4440758 | 7 | 2006-02-08 | Removed From Ground | Gas | 10000 | Fiberglass | Fiberglass Reinforced Plastic | Pressure |  | 1987-08-01 |  | 1987-08-01
4440758 | 8 | 2006-02-08 | Removed From Ground | Gas | 12000 | Fiberglass | Fiberglass Reinforced Plastic | Pressure |  | 1987-08-01 |  | 1987-08-01
4440758 | 9 | 2006-02-08 | Removed From Ground | Gas | 12000 | Fiberglass | Fiberglass Reinforced Plastic | Pressure |  | 1987-08-01 |  | 1987-08-01
4440760 | 1 | 1987-02-15 | Removed From Ground | Gas | 8000 | Bare Steel | Bare Steel | Not Marked
4440760 | 2 | 1987-02-15 | Removed From Ground | Gas | 8000 | Bare Steel | Bare Steel | Not Marked
4440760 | 3 | 1987-02-15 | Removed From Ground | Gas | 8000 | Bare Steel | Bare Steel | Not Marked
4440760 | 4 | 1987-02-15 | Removed From Ground | Gas | 8000 | Cathodically Protected Steel | Bare Steel | Not Marked
4440760 | 5 | 1987-02-15 | Removed From Ground | Used Oil | 560 | Bare Steel | Bare Steel | Not Marked | Y |  | Y
4440760 | 6 | 1987-02-15 | Removed From Ground | Used Oil | 560 | Bare Steel | Bare Steel | Not Marked | Y |  | Y
4440760 | 7 | 2007-08-10 | Currently In Use | Diesel | 8000 | STIP-3 | Fiberglass Reinforced Plastic | Pressure |  | 1987-02-01 |  | 1987-02-01
4440760 | 8 | 2007-08-10 | Currently In Use | Gasohol | 12000 | STIP-3 | Fiberglass Reinforced Plastic | Pressure |  | 1987-02-01 |  | 1987-02-01
4440760 | 9 | 2007-08-10 | Currently In Use | Gasohol | 12000 | STIP-3 | Fiberglass Reinforced Plastic | Pressure |  | 1987-02-01 |  | 1987-02-01
4440762 | 1 | 1992-01-01 | Removed From Ground | Gas | 12000 | Fiberglass | Fiberglass Reinforced Plastic | Not Marked
4440762 | 2 | 1992-01-01 | Removed From Ground | Gas | 12000 | Fiberglass | Fiberglass Reinforced Plastic | Not Marked
4440762 | 3 | 1992-01-01 | Removed From Ground | Gas | 12000 | Fiberglass | Fiberglass Reinforced Plastic | Not Marked
4440763 | 1 | 1992-11-09 | Removed From Ground | Gas | 6000 | Bare Steel | Galvanized Steel | Not Marked
4440763 | 2 | 1992-11-09 | Removed From Ground | Gas | 6000 | Bare Steel | Galvanized Steel | Not Marked
4440763 | 3 | 1992-11-09 | Removed From Ground | Gas | 12000 | Bare Steel | Galvanized Steel | Not Marked
4440763 | 4 | 1992-11-09 | Removed From Ground | Gas | 12000 | Bare Steel | Galvanized Steel | Not Marked
4440764 | 1 | 1989-08-01 | Removed From Ground | Used Oil | 550 | Bare Steel | Galvanized Steel | Not Marked | Y |  | Y
4440764 | 2 | 1989-08-01 | Removed From Ground | Gas | 10000 | Bare Steel | Galvanized Steel | Not Marked
4440764 | 3 | 1989-08-01 | Removed From Ground | Gas | 10000 | Bare Steel | Galvanized Steel | Not Marked
4440765 | 1 | 1988-03-15 | Removed From Ground | Gas | 4000 | Bare Steel | Galvanized Steel | Not Marked
4440765 | 2 | 1988-03-15 | Removed From Ground | Gas | 4000 | Bare Steel | Galvanized Steel | Not Marked
4440765 | 3 | 1988-03-15 | Removed From Ground | Gas | 4000 | Bare Steel | Galvanized Steel | Not Marked
4440765 | 4 | 1988-03-15 | Removed From Ground | Gas | 4000 | Bare Steel | Galvanized Steel | Not Marked
4440765 | 5 | 1988-03-15 | Removed From Ground | Gas | 10000 | Bare Steel | Galvanized Steel | Not Marked
4440765 | 6 | 1990-04-26 | Currently In Use | Gas | 12000 | Fiberglass | Double Walled Flex | Pressure |  | 1997-01-01 |  | 1997-01-01
4440765 | 7 | 1990-04-26 | Currently In Use | Gas | 12000 | Fiberglass | Double Walled Flex | Pressure |  | 1997-01-01 |  | 1997-01-01
4440765 | 8 | 1990-04-26 | Currently In Use | Gas | 12000 | Fiberglass | Double Walled Flex | Pressure |  | 1997-01-01 |  | 1997-01-01
4440765 | 9 | 1988-03-23 | Currently In Use | Diesel | 6000 | Fiberglass | Double Walled Flex | Pressure |  | 1997-01-01 |  | 1997-01-01
4440767 | 1 | 1989-08-01 | Removed From Ground | Other | 10000 | Bare Steel | Galvanized Steel | Not Marked
4440767 | 2 | 1989-08-01 | Removed From Ground | Other | 10000 | Bare Steel | Galvanized Steel | Not Marked
4440767 | 3 | 1989-08-01 | Removed From Ground | Other | 10000 | Bare Steel | Galvanized Steel | Not Marked
4440767 | 4 | 1989-08-01 | Removed From Ground | Other | 550 | Bare Steel | Galvanized Steel | Not Marked
4440768 | 1 | 1988-01-01 | Removed From Ground | Gas | 6000 | Bare Steel | Galvanized Steel | Not Marked
4440768 | 10 | 1994-04-29 | Removed From Ground | Gas | 12000 | Fiberglass | Fiberglass Reinforced Plastic | Pressure
4440768 | 11 | 1994-04-29 | Removed From Ground | Gas | 12000 | Fiberglass | Fiberglass Reinforced Plastic | Pressure
4440768 | 12 | 1994-04-29 | Removed From Ground | Gas | 12000 | Fiberglass | Fiberglass Reinforced Plastic | Pressure
4440768 | 2 | 1988-01-01 | Removed From Ground | Gas | 6000 | Bare Steel | Galvanized Steel | Not Marked
4440768 | 3 | 1988-01-01 | Removed From Ground | Gas | 6000 | Bare Steel | Galvanized Steel | Not Marked
4440768 | 4 | 1988-01-01 | Removed From Ground | Gas | 6000 | Bare Steel | Galvanized Steel | Not Marked
4440768 | 5 | 1990-09-01 | Removed From Ground | Used Oil | 1000 | Bare Steel | Galvanized Steel | Not Marked | Y |  | Y
4440768 | 6 | 1990-09-04 | Removed From Ground | Used Oil | 550 | Bare Steel | Galvanized Steel | Not Marked | Y |  | Y
4440768 | 7 | 1990-09-04 | Removed From Ground | Used Oil | 550 | Bare Steel | Galvanized Steel | Not Marked | Y |  | Y
4440768 | 8 | 1994-04-29 | Removed From Ground | Used Oil | 550 | Fiberglass | Fiberglass Reinforced Plastic | Gravity Fed | Y |  | Y
4440768 | 9 | 1988-01-01 | Removed From Ground | Gas | 6000 | Bare Steel | Galvanized Steel | Not Marked
4440769 | 1 | 1988-02-15 | Removed From Ground | Gas | 4000 | Bare Steel | Galvanized Steel | Not Marked
4440769 | 10 | 1993-10-04 | Removed From Ground | Gas | 12000 | Fiberglass | Fiberglass Reinforced Plastic | Not Marked
4440769 | 11 | 1993-10-04 | Removed From Ground | Gas | 12000 | Fiberglass | Fiberglass Reinforced Plastic | Not Marked
4440769 | 12 | 1993-10-04 | Removed From Ground | Gas | 12000 | Fiberglass | Fiberglass Reinforced Plastic | Not Marked
4440769 | 13 | 2009-01-28 | Temporarily Out Of Use | Gas | 8000 | STIP-3 | Fiberglass Reinforced Plastic | Pressure |  | 2008-09-14 12:00 |  | 2007-10-10 12:00
4440769 | 14 | 2009-01-28 | Temporarily Out Of Use | Gas | 8000 | STIP-3 | Fiberglass Reinforced Plastic | Pressure |  | 2008-09-14 12:00 |  | 2007-10-10 12:00
4440769 | 2 | 1988-02-15 | Removed From Ground | Gas | 4000 | Bare Steel | Galvanized Steel | Not Marked
4440769 | 3 | 1988-02-15 | Removed From Ground | Gas | 4000 | Bare Steel | Galvanized Steel | Not Marked
4440769 | 4 | 1988-02-15 | Removed From Ground | Gas | 4000 | Bare Steel | Galvanized Steel | Not Marked
4440769 | 5 | 1990-08-15 | Removed From Ground | Used Oil | 550 | Bare Steel | Galvanized Steel | Not Marked | Y |  | Y
4440769 | 6 | 1990-08-15 | Removed From Ground | Diesel | 550 | Bare Steel | Galvanized Steel | Not Marked
4440769 | 7 | 1990-08-15 | Removed From Ground | Kerosene | 550 | Bare Steel | Galvanized Steel | Not Marked
4440769 | 8 | 1988-02-15 | Removed From Ground | Gas | 8000 | Bare Steel | Galvanized Steel | Not Marked
4440770 | 1 | 1993-02-08 | Removed From Ground | Diesel | 10000 | Bare Steel | Galvanized Steel | Suction: No Valve At The Tank
4440772 | 1 | 1983-04-16 | Currently In Use | Gas | 10000 | Fiberglass | Fiberglass Reinforced Plastic | Pressure |  | 1988-05-01 |  | 1988-05-01
4440772 | 2 | 1983-04-16 | Temporarily Out Of Use | Gas | 10000 | Fiberglass | Fiberglass Reinforced Plastic | Pressure |  | 1988-05-01 |  | 1988-05-01
4440772 | 3 | 1983-04-16 | Currently In Use | Gas | 10000 | Fiberglass | Fiberglass Reinforced Plastic | Pressure |  | 1988-05-01 |  | 1988-05-01
4440772 | 4 | 1983-04-18 | Currently In Use | Diesel | 10000 | Fiberglass | Fiberglass Reinforced Plastic | Pressure |  | 1988-04-01 |  | 1988-04-01
4440773 | 1 | 1998-05-04 | Removed From Ground | Gas | 8000 | Bare Steel | Galvanized Steel | Pressure
4440773 | 2 | 1998-05-04 | Removed From Ground | Gas | 8000 | Bare Steel | Galvanized Steel | Pressure
4440773 | 3 | 1998-05-04 | Removed From Ground | Gas | 8000 | Bare Steel | Galvanized Steel | Pressure
4440773 | 4 | 1998-05-04 | Removed From Ground | Other | 500 | Not Marked/Unknown | Not Marked | Not Marked
4440774 | 1 | 1989-02-01 | Currently In Use | Gas | 10000 | Fiberglass | Fiberglass Reinforced Plastic | Pressure |  | 1989-02-01 |  | 1989-02-01
4440774 | 2 | 1989-02-01 | Currently In Use | Gas | 10000 | Fiberglass | Fiberglass Reinforced Plastic | Pressure |  | 1989-02-01 |  | 1989-02-01
4440774 | 3 | 1989-02-01 | Currently In Use | Gas | 10000 | Fiberglass | Fiberglass Reinforced Plastic | Pressure |  | 1989-02-01 |  | 1989-02-01
4440774 | 4 | 1989-02-01 | Currently In Use | Kerosene | 4000 | Fiberglass | Fiberglass Reinforced Plastic | Suction: No Valve At The Tank |  | 1989-02-01 |  | 1989-02-01
4440776 | 1 | 1982-01-01 | Closed In Ground | Gas |  | Bare Steel | Unknown | Not Marked
4440776 | 1 |  | Permanently Out Of Use | Gas |  | Bare Steel | Unknown | Not Marked
4440776 | 2 | 1982-01-01 | Closed In Ground | Gas |  | Bare Steel | Unknown | Not Marked
4440776 | 2 |  | Permanently Out Of Use | Gas |  | Bare Steel | Unknown | Not Marked
4440776 | 3 | 1983-01-01 | Closed In Ground | Gas |  | Bare Steel | Unknown | Not Marked
4440776 | 3 |  | Permanently Out Of Use | Gas |  | Bare Steel | Unknown | Not Marked
4440776 | 4 | 1983-01-01 | Closed In Ground | Empty |  | Bare Steel | Unknown | Not Marked
4440776 | 4 |  | Permanently Out Of Use | Empty |  | Bare Steel | Unknown | Not Marked
4440776 | 5 |  | Permanently Out Of Use | Used Oil | 200 | Bare Steel | Unknown | Not Marked | Y |  | Y
4440777 | 1 | 1988-09-01 | Removed From Ground | Hazardous Substance | 6000 | Bare Steel | Galvanized Steel | Not Marked
4440777 | 2 | 1988-09-01 | Removed From Ground | Hazardous Substance | 6000 | Bare Steel | Galvanized Steel | Not Marked
4440777 | 3 | 1988-09-01 | Removed From Ground | Hazardous Substance | 10000 | Bare Steel | Galvanized Steel | Not Marked
4440777 | 4 | 1988-09-01 | Removed From Ground | Hazardous Substance | 6000 | Bare Steel | Galvanized Steel | Not Marked
4440777 | 5 | 1988-09-01 | Removed From Ground | Hazardous Substance | 6000 | Bare Steel | Galvanized Steel | Not Marked
4440777 | 6 | 1988-09-01 | Removed From Ground | Hazardous Substance | 6000 | Bare Steel | Galvanized Steel | Not Marked
4440777 | 7 | 1988-09-01 | Removed From Ground | Hazardous Substance | 6000 | Bare Steel | Galvanized Steel | Not Marked
4440778 | 1 | 1990-12-01 | Removed From Ground | Diesel | 10000 | Bare Steel | Unknown | Not Marked
4440780 | 1 | 1992-12-03 | Removed From Ground | Gas | 6000 | Bare Steel | Galvanized Steel | Not Marked
4440780 | 2 | 1992-12-03 | Removed From Ground | Gas | 6000 | Bare Steel | Galvanized Steel | Not Marked
4440780 | 3 | 1992-12-03 | Removed From Ground | Gas | 6000 | Bare Steel | Galvanized Steel | Not Marked
4440780 | 4 | 1992-12-03 | Removed From Ground | Gas | 6000 | Bare Steel | Galvanized Steel | Not Marked
4440780 | 5 | 1992-12-03 | Removed From Ground | Heating Oil | 550 | Marked Unknown | Unknown | Not Marked
4440781 | 1 | 1999-01-01 | Removed From Ground | Gas | 8000 | Bare Steel | Galvanized Steel | Pressure
4440781 | 2 | 1999-01-01 | Removed From Ground | Gas | 8000 | Bare Steel | Galvanized Steel | Pressure
4440781 | 3 | 1999-01-01 | Removed From Ground | Gas | 8000 | Bare Steel | Galvanized Steel | Pressure
4440781 | 4 | 1999-01-01 | Removed From Ground | Diesel | 10000 | Fiberglass | Fiberglass Reinforced Plastic | Pressure
4440782 | 1 | 1979-04-09 | Currently In Use | Gas | 10000 | Fiberglass | Fiberglass/Double Walled | Pressure |  | 2010-10-22 |  | 2010-10-22
4440782 | 2 | 1979-04-09 | Currently In Use | Gas | 10000 | Fiberglass | Fiberglass/Double Walled | Pressure |  | 2010-10-22 |  | 2010-10-22
4440782 | 3 | 1979-04-09 | Currently In Use | Gas | 10000 | Fiberglass | Fiberglass/Double Walled | Pressure |  | 2010-10-22 |  | 2010-10-22
4440782 | 4 | 1979-04-09 | Currently In Use | Diesel | 10000 | Fiberglass | Fiberglass/Double Walled | Pressure |  | 2010-10-22 |  | 2010-10-22
4440783 | 1 | 1989-11-01 | Removed From Ground | Gas | 6000 | Bare Steel | Galvanized Steel | Not Marked
4440783 | 2 | 1989-11-01 | Removed From Ground | Gas | 6000 | Bare Steel | Galvanized Steel | Not Marked
4440783 | 3 | 1989-11-01 | Removed From Ground | Gas | 6000 | Bare Steel | Galvanized Steel | Not Marked
4440783 | 4 | 1989-11-01 | Removed From Ground | Diesel | 6000 | Bare Steel | Galvanized Steel | Not Marked
4440783 | 5 | 1989-11-01 | Currently In Use | Gas | 10000 | Fiberglass Double Walled | Fiberglass/Double Walled | Pressure |  | 1989-11-01 |  | 1989-11-01
4440783 | 6 | 1989-11-01 | Currently In Use | Gas | 10000 | Fiberglass Double Walled | Fiberglass/Double Walled | Pressure |  | 1989-11-01 |  | 1989-11-01
4440783 | 7 | 1989-11-01 | Currently In Use | Gas | 10000 | Fiberglass Double Walled | Fiberglass/Double Walled | Pressure |  | 1989-11-01 |  | 1989-11-01
4440783 | 8 | 1989-11-01 | Currently In Use | Diesel | 10000 | Fiberglass Double Walled | Fiberglass/Double Walled | Pressure |  | 1989-11-01 |  | 1989-11-01
4440784 | 1 | 2010-09-03 | Temporarily Out Of Use | Gas | 6000 | Steel-Impressed Current | Fiberglass Reinforced Plastic | Pressure |  | 1999-01-25 |  | 1999-01-25
4440784 | 2 | 2010-09-03 | Temporarily Out Of Use | Gas | 6000 | Steel-Impressed Current | Fiberglass Reinforced Plastic | Pressure |  | 1999-01-25 |  | 1999-01-25
4440784 | 3 | 2010-09-03 | Temporarily Out Of Use | Gas | 6000 | Steel-Impressed Current | Fiberglass Reinforced Plastic | Pressure |  | 1999-01-25 |  | 1999-01-25
4440784 | 4 | 2010-07-30 | Temporarily Out Of Use | Diesel | 6000 | Steel-Impressed Current | Fiberglass Reinforced Plastic | Pressure |  | 1999-01-25 |  | 1999-01-25
4440786 | 1 | 1994-02-11 | Removed From Ground | Used Oil | 1000 | Bare Steel | Galvanized Steel | Gravity Fed | Y |  | Y
4440786 | 2 | 1994-02-11 | Removed From Ground | Other | 552 | Bare Steel | Galvanized Steel | Suction: No Valve At The Tank
4440786 | 3 | 1994-02-11 | Removed From Ground | Used Oil | 1000 | Bare Steel | Galvanized Steel | Gravity Fed | Y |  | Y
4440787 | 1 | 1978-05-01 | Currently In Use | Gas | 10000 | STIP-3 | Fiberglass Reinforced Plastic | Pressure |  | 1978-07-01 |  | 1978-07-01
4440787 | 2 | 1978-05-01 | Currently In Use | Gas | 10000 | STIP-3 | Fiberglass Reinforced Plastic | Pressure |  | 1978-05-01 |  | 1978-05-01
4440787 | 3 | 1978-05-01 | Currently In Use | Gas | 10000 | STIP-3 | Fiberglass Reinforced Plastic | Pressure |  | 1978-05-01 |  | 1978-05-01
4440788 | 1 | 2003-10-09 | Removed From Ground | Gas | 10000 | Steel-Impressed Current | Galvanized Steel | Pressure |  | 1978-04-30 |  | 1978-04-30
4440788 | 2 | 2003-10-09 | Removed From Ground | Gas | 10000 | Steel-Impressed Current | Galvanized Steel | Pressure |  | 1978-04-30 |  | 1978-04-30
4440788 | 3 | 2003-10-09 | Removed From Ground | Gas | 10000 | Steel-Impressed Current | Galvanized Steel | Pressure |  | 1978-04-30 |  | 1978-04-30
4440788 | 4 | 2003-10-19 | Currently In Use | Gas |  | Composite | Fiberglass/Double Walled | Pressure | N | 2003-10-01 12:00 | Y | 2003-10-20 12:00
4440788 | 5 | 2003-10-19 | Currently In Use | Gas |  | Composite | Fiberglass/Double Walled | Pressure | N | 2003-10-01 12:00 | Y | 2003-10-20 12:00
4440789 | 1 | 1987-03-25 | Removed From Ground | Gas | 6000 | Bare Steel | Galvanized Steel | Not Marked
4440789 | 2 | 1987-03-28 | Removed From Ground | Gas | 12000 | Bare Steel | Galvanized Steel | Not Marked
4440789 | 3 | 1987-03-25 | Removed From Ground | Gas | 10000 | Bare Steel | Galvanized Steel | Not Marked
4440789 | 4 | 1987-03-25 | Removed From Ground | Gas | 6000 | Bare Steel | Galvanized Steel | Not Marked
4440789 | 5 | 1987-03-25 | Removed From Ground | Used Oil | 500 | Bare Steel | Galvanized Steel | Not Marked | Y |  | Y
4440789 | 6 | 2002-02-12 | Removed From Ground | Gas | 10000 | Steel-Galvanic | Galvanized Steel | Pressure |  | 1987-03-25 |  | 1987-03-25
4440789 | 6 |  | Temporarily Out Of Use | Gas | 10000 | Steel-Galvanic | Galvanized Steel | Pressure |  | 1987-03-25 |  | 1987-03-25
4440789 | 7 | 2002-02-12 | Removed From Ground | Gas | 10000 | Steel-Galvanic | Galvanized Steel | Pressure |  | 1987-03-25 |  | 1987-03-25
4440789 | 7 |  | Temporarily Out Of Use | Gas | 10000 | Steel-Galvanic | Galvanized Steel | Pressure |  | 1987-03-25 |  | 1987-03-25
4440789 | 8 | 2002-02-12 | Removed From Ground | Gas | 10000 | Steel-Galvanic | Galvanized Steel | Pressure |  | 1987-03-25 |  | 1987-03-25
4440789 | 8 |  | Temporarily Out Of Use | Gas | 10000 | Steel-Galvanic | Galvanized Steel | Pressure |  | 1987-03-25 |  | 1987-03-25
4440789 | 9 | 2002-02-12 | Removed From Ground | Gas | 10000 | Steel-Galvanic | Galvanized Steel | Pressure |  | 1987-03-25 |  | 1987-03-25
4440789 | 9 |  | Temporarily Out Of Use | Gas | 10000 | Steel-Galvanic | Galvanized Steel | Pressure |  | 1987-03-25 |  | 1987-03-25
4440790 | 1 | 1985-04-30 | Currently In Use | Diesel | 10000 | Steel-Impressed Current | Impressed Current | Pressure |  | 1985-04-30 |  | 1985-04-30
4440790 | 2 | 1985-04-30 | Currently In Use | Gas | 10000 | Steel-Impressed Current | Impressed Current | Pressure |  | 1985-04-30 |  | 1985-04-30
4440790 | 3 | 1985-04-30 | Currently In Use | Gas | 10000 | Steel-Impressed Current | Impressed Current | Pressure |  | 1985-04-30 |  | 1985-04-30
4440791 | 1 | 2000-01-01 | Removed From Ground | Gas | 10000 | Steel-Galvanic | Cathodically Protected | Not Marked |  | 1980-04-30 |  | 1980-04-30
4440791 | 2 | 2000-01-01 | Removed From Ground | Gas | 10000 | Steel-Galvanic | Cathodically Protected | Not Marked |  | 1980-04-30 |  | 1980-04-30
4440791 | 3 | 2000-01-01 | Removed From Ground | Gas | 10000 | Steel-Galvanic | Cathodically Protected | Not Marked |  | 1980-04-30 |  | 1980-04-30
4440791 | 4 | 2000-01-01 | Removed From Ground | Diesel | 10000 | Steel-Galvanic | Cathodically Protected | Not Marked |  | 1980-04-30 |  | 1980-04-30
4440791 | 5 | 2000-02-16 | Currently In Use | Gas | 10000 | Fiberglass | Fiberglass Reinforced Plastic | Pressure |  | 2000-04-01 |  | 2000-04-01
4440791 | 6 | 2000-02-16 | Currently In Use | Gas | 10000 | Fiberglass | Fiberglass Reinforced Plastic | Pressure |  | 2000-04-01 |  | 2000-04-01
4440791 | 7 | 2000-02-16 | Currently In Use | Gas | 10000 | Fiberglass | Fiberglass Reinforced Plastic | Pressure |  | 2000-04-01 |  | 2000-04-01
4440792 | 1 | 2001-09-04 | Currently In Use | Gas | 10000 | Fiberglass | Fiberglass/Double Walled | Pressure |  | 1990-12-01 |  | 1990-12-01
4440792 | 2 | 2001-09-04 | Currently In Use | Gas | 10000 | Fiberglass | Fiberglass/Double Walled | Pressure |  | 1990-12-01 |  | 1990-12-01
4440792 | 3 | 2001-09-04 | Currently In Use | Gas | 10000 | Fiberglass | Fiberglass/Double Walled | Pressure |  | 1990-12-01 |  | 1990-12-01
4440792 | 4 | 2001-09-04 | Currently In Use | Diesel | 10000 | Fiberglass | Fiberglass/Double Walled | Pressure |  | 1990-12-01 |  | 1990-12-01
4440793 | 1 | 2008-11-03 | Removed From Ground | Gas | 10000 | Steel-Galvanic | Fiberglass Reinforced Plastic | Pressure |  | 1985-04-30 |  | 1985-04-30
4440793 | 2 | 2008-11-03 | Removed From Ground | Gas | 10000 | Steel-Galvanic | Fiberglass Reinforced Plastic | Pressure |  | 1985-04-13 |  | 1985-04-13
4440793 | 3 | 2008-11-03 | Removed From Ground | Gas | 10000 | Steel-Galvanic | Fiberglass Reinforced Plastic | Pressure |  | 1985-04-30 |  | 1985-04-30
4440793 | 4 | 2008-11-03 | Removed From Ground | Used Oil | 500 | Steel-Galvanic | Fiberglass Reinforced Plastic | Pressure | Y | 1985-04-30 12:00 | Y | 1980-04-05 12:00
4440794 | 1 | 2003-04-04 | Currently In Use | Diesel | 10000 | Steel-Impressed Current | Fiberglass Reinforced Plastic | Pressure |  | 1981-04-30 |  | 1981-04-30
4440794 | 2 | 2003-04-04 | Currently In Use | Gas | 10000 | Steel-Impressed Current | Fiberglass Reinforced Plastic | Pressure |  | 1981-04-30 |  | 1981-04-30
4440794 | 3 | 2003-04-04 | Currently In Use | Gas | 10000 | Steel-Impressed Current | Fiberglass Reinforced Plastic | Pressure |  | 1981-04-30 |  | 1981-04-30
4440795 | 1 | 2014-06-14 | Temporarily Out Of Use | Diesel | 10000 | STIP-3 | Impressed Current | Pressure |  | 1982-04-30 |  | 1982-04-30
4440795 | 2 | 2014-03-12 | Currently In Use | Gas | 10000 | STIP-3 | Impressed Current | Pressure |  | 1982-04-30 |  | 1982-04-30
4440795 | 3 | 2014-03-12 | Currently In Use | Gas | 10000 | STIP-3 | Impressed Current | Pressure |  | 1982-04-30 |  | 1982-04-30
4440795 | 4 | 2014-03-12 | Currently In Use | Diesel | 10000 | STIP-3 | Impressed Current | Pressure |  | 1982-04-30 |  | 1982-04-30
4440797 | 1 | 1998-06-01 | Removed From Ground | Gas | 10000 | Cathodically Protected Steel | Galvanized Steel | Pressure |  | 1985-04-30 |  | 1985-04-30
4440797 | 10 | 2008-12-10 | Currently In Use | Gas | 6000 | Composite Double Walled | Fiberglass Reinforced Plastic | Pressure | N | 2008-12-01 | N | 2008-12-01
4440797 | 11 | 2008-12-10 | Currently In Use | Diesel | 6000 | Composite Double Walled | Fiberglass Reinforced Plastic | Pressure | N | 2008-12-01 | N | 2008-12-01
4440797 | 2 | 1998-06-01 | Removed From Ground | Gas | 10000 | Cathodically Protected Steel | Galvanized Steel | Pressure |  | 1985-04-30 |  | 1985-04-30
4440797 | 3 | 1998-06-01 | Removed From Ground | Gas | 10000 | Cathodically Protected Steel | Galvanized Steel | Pressure |  | 1985-04-30 |  | 1985-04-30
4440797 | 4 | 1995-07-10 | Removed From Ground | Other | 500 | Cathodically Protected Steel | Galvanized Steel | Pressure |  | 1967-05-01 |  | 1967-05-01
4440797 | 5 | 1995-07-10 | Removed From Ground | Other | 550 | Cathodically Protected Steel | Galvanized Steel | Pressure |  | 1967-05-01 |  | 1967-05-01
4440797 | 6 | 2003-07-01 | Removed From Ground | Gas | 10027 | Steel-Galvanic | Fiberglass Reinforced Plastic | Pressure |  | 1998-07-01 |  | 1998-07-01
4440797 | 7 | 2003-07-01 | Removed From Ground | Gas | 10027 | Steel-Galvanic | Fiberglass Reinforced Plastic | Pressure |  | 1998-07-01 |  | 1998-07-01
4440797 | 8 | 2003-07-01 | Removed From Ground | Gas | 10027 | Steel-Galvanic | Fiberglass Reinforced Plastic | Pressure |  | 1998-07-01 |  | 1998-07-01
4440797 | 9 | 2008-12-10 | Currently In Use | Gas | 12000 | Composite Double Walled | Fiberglass Reinforced Plastic | Pressure | N | 2008-12-01 | N | 2008-12-01
4440798 | 1 | 1990-05-01 | Removed From Ground | Gas | 4000 | Bare Steel | Galvanized Steel | Not Marked
4440798 | 2 | 1990-05-01 | Removed From Ground | Gas | 4000 | Bare Steel | Galvanized Steel | Not Marked
4440798 | 3 | 1990-05-01 | Removed From Ground | Gas | 4000 | Bare Steel | Galvanized Steel | Not Marked
4440798 | 4 | 1990-05-01 | Removed From Ground | Gas | 4000 | Bare Steel | Galvanized Steel | Not Marked
4440799 | 1 | 1992-09-01 | Removed From Ground | Gas | 10000 | Cathodically Protected Steel | Galvanized Steel | Pressure |  | 1970-04-30 |  | 1970-04-30
4440799 | 10 | 1992-09-30 | Currently In Use | Gas | 10000 | STIP-3 | Fiberglass Reinforced Plastic | Pressure |  | 1998-03-31 |  | 1998-03-31
4440799 | 11 | 1992-09-30 | Currently In Use | Diesel | 10000 | STIP-3 | Fiberglass Reinforced Plastic | Pressure |  | 1998-03-31 |  | 1998-03-31
4440799 | 2 | 1992-09-01 | Removed From Ground | Gas | 10000 | Cathodically Protected Steel | Galvanized Steel | Pressure |  | 1970-04-30 |  | 1970-04-30
4440799 | 3 | 1992-09-01 | Removed From Ground | Gas | 10000 | Cathodically Protected Steel | Galvanized Steel | Pressure |  | 1970-04-30 |  | 1970-04-30
4440799 | 4 | 1992-09-01 | Removed From Ground | Gas | 10000 | Cathodically Protected Steel | Galvanized Steel | Pressure |  | 1970-04-30 |  | 1970-04-30
4440799 | 5 | 1992-09-01 | Removed From Ground | Gas | 4000 | Cathodically Protected Steel | Galvanized Steel | Pressure |  | 1970-04-30 |  | 1970-04-30
4440799 | 6 | 1997-05-13 | Removed From Ground | Heating Oil | 500 | Bare Steel | Galvanized Steel | Pressure |  | 1970-04-30 |  | 1970-04-30
4440799 | 7 | 1997-05-13 | Removed From Ground | Used Oil | 550 | Not Marked/Unknown | Not Marked | Not Marked | Y |  | Y
4440799 | 8 | 1992-09-30 | Currently In Use | Gas | 10000 | STIP-3 | Fiberglass Reinforced Plastic | Pressure |  | 1998-03-31 |  | 1998-03-31
4440799 | 9 | 1992-09-30 | Currently In Use | Gas | 10000 | STIP-3 | Fiberglass Reinforced Plastic | Pressure |  | 1998-03-31 |  | 1998-03-31
4440800 | 1 | 2001-01-25 | Removed From Ground | Gas | 10000 | Steel-Galvanic | Cathodically Protected | Pressure |  | 1983-05-01 |  | 1983-05-01
4440800 | 2 | 2001-01-25 | Removed From Ground | Gas | 10000 | Steel-Galvanic | Cathodically Protected | Pressure |  | 1983-05-01 |  | 1983-05-01
4440800 | 3 | 2001-01-25 | Removed From Ground | Gas | 10000 | Steel-Galvanic | Cathodically Protected | Pressure |  | 1983-05-01 |  | 1983-05-01
4440800 | 4 | 2001-01-25 | Removed From Ground | Gas | 10000 | Steel-Galvanic | Cathodically Protected | Pressure |  | 1983-05-01 |  | 1983-05-01
4440802 | 1 | 1986-02-01 | Currently In Use | Gas | 10000 | Steel-Galvanic | Fiberglass Reinforced Plastic | Pressure |  | 1986-02-01 |  | 1986-02-01
4440802 | 2 | 1986-02-01 | Currently In Use | Gas | 10000 | Steel-Galvanic | Fiberglass Reinforced Plastic | Pressure |  | 1986-02-01 |  | 1986-02-01
4440802 | 3 | 1986-02-01 | Currently In Use | Gas | 10000 | Steel-Galvanic | Fiberglass Reinforced Plastic | Pressure |  | 1986-02-01 |  | 1986-02-01
4440802 | 4 | 2002-02-09 | Removed From Ground | Used Oil | 550 | Cathodically Protected Steel | Galvanized Steel | Gravity Fed | Y |  | Y | 1986-02-01
4440803 | 1 | 1999-12-06 | Removed From Ground | Other | 6000 | Bare Steel | Galvanized Steel | Not Marked
4440803 | 2 | 1999-12-06 | Removed From Ground | Other | 8000 | Bare Steel | Galvanized Steel | Not Marked
4440803 | 3 | 1999-12-06 | Removed From Ground | Other | 8000 | Bare Steel | Galvanized Steel | Not Marked
4440803 | 4 |  | Permanently Out Of Use | Other | 500 | Bare Steel | Galvanized Steel | Not Marked | Y |  | Y
4440803 | 5 |  | Removed From Ground Date Unknown | Gas | 12000 | Cathodically Protected Steel | Fiberglass Reinforced Plastic | Pressure |  | 1992-08-06 |  | 1992-08-06
4440803 | 6 |  | Removed From Ground Date Unknown | Gas | 12000 | Cathodically Protected Steel | Fiberglass Reinforced Plastic | Pressure |  | 1992-08-06 |  | 1992-08-06
4440803 | 7 |  | Removed From Ground | Gas | 12000 | Cathodically Protected Steel | Fiberglass Reinforced Plastic | Pressure |  | 1992-08-06 |  | 1992-08-06
4440803 | 8 | 1996-04-10 | Removed From Ground | Used Oil | 550 | Cathodically Protected Steel | Fiberglass Reinforced Plastic | Pressure | Y |  | Y | 1992-08-06
4440805 | 1 | 1991-09-03 | Removed From Ground | Gas | 10000 | Cathodically Protected Steel | Galvanized Steel | Pressure |  | 1970-04-30 |  | 1970-04-30
4440805 | 10 | 2000-11-13 | Currently In Use | Gas | 12000 | Fiberglass Double Walled | Double Walled Flex | Pressure |  | 2000-11-13 |  | 2000-11-13
4440805 | 11 | 2000-11-13 | Currently In Use | Gas | 12000 | Fiberglass Double Walled | Double Walled Flex | Pressure |  | 2000-11-13 |  | 2000-11-13
4440805 | 2 | 1991-09-03 | Removed From Ground | Gas | 8000 | Bare Steel | Galvanized Steel | Not Marked
4440805 | 3 | 1991-09-03 | Removed From Ground | Gas | 8000 | Bare Steel | Galvanized Steel | Not Marked
4440805 | 4 | 1991-09-03 | Removed From Ground | Gas | 6000 | Bare Steel | Galvanized Steel | Not Marked
4440805 | 5 | 1991-09-03 | Removed From Ground | Used Oil | 1000 | Bare Steel | Galvanized Steel | Not Marked | Y |  | Y
4440805 | 6 | 2000-08-29 | Removed From Ground | Gas | 12000 | Cathodically Protected Steel | Cathodically Protected | Pressure |  | 1991-10-01 |  | 1991-10-01
4440805 | 7 | 2000-08-29 | Removed From Ground | Gas | 12000 | Cathodically Protected Steel | Cathodically Protected | Pressure |  | 1991-10-01 |  | 1991-10-01
4440805 | 8 | 2000-08-29 | Removed From Ground | Gas | 12000 | Cathodically Protected Steel | Cathodically Protected | Pressure |  | 1991-10-01 |  | 1991-10-01
4440805 | 9 | 2000-11-13 | Currently In Use | Gas | 12000 | Fiberglass Double Walled | Double Walled Flex | Pressure |  | 2000-11-13 |  | 2000-11-13
4440807 | 1 | 2009-04-15 | Removed From Ground | Gas | 10000 | STIP-3 | Fiberglass Reinforced Plastic | Pressure |  | 1988-12-01 |  | 1988-12-01
4440807 | 2 | 2009-04-15 | Removed From Ground | Gas | 10000 | STIP-3 | Fiberglass Reinforced Plastic | Pressure |  | 1988-12-01 |  | 1988-12-01
4440807 | 3 | 2009-04-15 | Removed From Ground | Gas | 10000 | STIP-3 | Fiberglass Reinforced Plastic | Pressure |  | 1988-12-01 |  | 1988-12-01
4440807 | 4 | 2009-04-15 | Removed From Ground | Gas | 10000 | STIP-3 | Fiberglass Reinforced Plastic | Pressure |  | 1988-12-01 |  | 1988-12-01
4440808 | 1 | 1987-08-01 | Removed From Ground | Gas | 4000 | Bare Steel | Galvanized Steel | Not Marked
4440808 | 10 | 2007-03-20 | Removed From Ground | Not Marked/Tank Removed | 500 | Unknown |  |  | N |  | N
4440808 | 2 | 1987-08-01 | Removed From Ground | Gas | 4000 | Bare Steel | Galvanized Steel | Not Marked
4440808 | 3 | 1987-08-01 | Removed From Ground | Gas | 4000 | Bare Steel | Galvanized Steel | Not Marked
4440808 | 4 | 1987-08-01 | Removed From Ground | Gas | 4000 | Bare Steel | Galvanized Steel | Not Marked
4440808 | 5 | 1987-08-01 | Removed From Ground | Used Oil | 500 | Bare Steel | Galvanized Steel | Not Marked | Y |  | Y
4440808 | 6 | 2007-03-20 | Removed From Ground | Gas | 10000 | Cathodically Protected Steel | Cathodically Protected | Pressure |  | 1987-08-26 |  | 1987-08-26
4440808 | 7 | 2007-03-20 | Removed From Ground | Gas | 10000 | Cathodically Protected Steel | Cathodically Protected | Pressure |  | 1987-08-26 |  | 1987-08-26
4440808 | 8 | 2007-03-20 | Removed From Ground | Gas | 10000 | Cathodically Protected Steel | Cathodically Protected | Pressure |  | 1987-08-26 |  | 1987-08-26
4440808 | 9 | 2007-03-20 | Removed From Ground | Gas | 10000 | Cathodically Protected Steel | Cathodically Protected | Pressure |  | 1987-08-26 |  | 1987-08-26
4440809 | 1 | 1987-11-01 | Removed From Ground | Gas | 6000 | Bare Steel | Galvanized Steel | Not Marked
4440809 | 2 | 1987-11-01 | Removed From Ground | Gas | 6000 | Bare Steel | Galvanized Steel | Not Marked
4440809 | 3 | 1987-11-01 | Removed From Ground | Gas | 8000 | Bare Steel | Galvanized Steel | Not Marked
4440809 | 4 | 1987-11-01 | Removed From Ground | Gas | 8000 | Bare Steel | Galvanized Steel | Not Marked
4440809 | 5 | 1987-11-01 | Removed From Ground | Gas | 8000 | Bare Steel | Galvanized Steel | Not Marked
4440809 | 6 | 2005-12-22 | Removed From Ground | Gas | 10000 | Cathodically Protected Steel | Cathodically Protected | Pressure |  | 1987-11-12 |  | 1987-11-12
4440809 | 7 | 2005-12-22 | Removed From Ground | Gas | 10000 | Cathodically Protected Steel | Cathodically Protected | Pressure |  | 1987-11-12 |  | 1987-11-12
4440809 | 8 | 2005-12-22 | Removed From Ground | Gas | 10000 | Cathodically Protected Steel | Cathodically Protected | Pressure |  | 1987-11-12 |  | 1987-11-12
4440809 | 9 | 2005-12-22 | Removed From Ground | Gas | 10000 | Cathodically Protected Steel | Cathodically Protected | Pressure |  | 1987-11-12 |  | 1987-11-12
4440811 | 1 | 1999-02-17 | Removed From Ground | Gas | 5000 | Bare Steel | Galvanized Steel | Not Marked
4440811 | 2 | 1999-02-17 | Removed From Ground | Gas | 5000 | Bare Steel | Galvanized Steel | Not Marked
4440811 | 3 | 1999-02-17 | Removed From Ground | Gas | 5000 | Bare Steel | Galvanized Steel | Not Marked
4440811 | 4 | 1999-02-17 | Removed From Ground | Gas | 5000 | Bare Steel | Galvanized Steel | Not Marked
4440812 | 1 | 1968-04-18 | Currently In Use | Gas | 5000 | Steel-Impressed Current | Fiberglass Reinforced Plastic | Pressure |  | 1989-01-01 |  | 1989-01-01
4440812 | 2 | 1968-04-18 | Currently In Use | Gas | 5000 | Steel-Impressed Current | Fiberglass Reinforced Plastic | Pressure |  | 1989-01-01 |  | 1989-01-01
4440812 | 3 | 1968-04-18 | Currently In Use | Gas | 5000 | Steel-Impressed Current | Fiberglass Reinforced Plastic | Pressure |  | 1989-01-01 |  | 1989-01-01
4440812 | 4 | 1968-04-18 | Currently In Use | Diesel | 5000 | Steel-Impressed Current | Fiberglass Reinforced Plastic | Pressure |  | 1989-01-01 |  | 1989-01-01
4440812 | 5 | 1987-10-06 | Currently In Use | Kerosene | 2000 | Steel-Impressed Current | Fiberglass Reinforced Plastic | Pressure |  | 1989-01-01 |  | 1989-01-01
4440813 | 1 | 1968-04-18 | Temporarily Out Of Use | Used Oil | 5000 | Bare Steel | Galvanized Steel | Not Marked
4440813 | 1 |  | Removed From Ground Date Unknown | Used Oil | 5000 | Bare Steel | Galvanized Steel | Not Marked
4440813 | 2 | 1968-04-18 | Temporarily Out Of Use | Used Oil | 5000 | Bare Steel | Galvanized Steel | Not Marked
4440813 | 2 |  | Removed From Ground Date Unknown | Used Oil | 5000 | Bare Steel | Galvanized Steel | Not Marked
4440813 | 3 | 1968-04-18 | Temporarily Out Of Use | Used Oil | 5000 | Bare Steel | Galvanized Steel | Not Marked
4440813 | 3 |  | Removed From Ground Date Unknown | Used Oil | 5000 | Bare Steel | Galvanized Steel | Not Marked
4440813 | 4 | 1968-04-18 | Temporarily Out Of Use | Used Oil | 5000 | Bare Steel | Galvanized Steel | Not Marked
4440813 | 4 |  | Removed From Ground Date Unknown | Used Oil | 5000 | Bare Steel | Galvanized Steel | Not Marked
4440813 | 5 | 1968-04-18 | Temporarily Out Of Use | Used Oil | 600 | Bare Steel | Unknown | Not Marked
4440813 | 5 |  | Removed From Ground Date Unknown | Used Oil | 600 | Bare Steel | Unknown | Not Marked
4440813 | 6 | 2010-06-23 | Currently In Use | Gas | 20000 | Composite Double Walled | Fiberglass/Double Walled | Pressure | N | 2010-07-12 | N | 2010-07-12
4440813 | 7 | 2010-06-23 | Currently In Use | Gas | 8000 | Composite Double Walled | Fiberglass/Double Walled | Pressure | N | 2010-07-12 | N | 2010-07-12
4440813 | 8 | 2010-06-23 | Currently In Use | Diesel | 7000 | Composite Double Walled | Fiberglass/Double Walled | Pressure | N | 2010-07-12 | N | 2010-07-12
4440814 | 1 | 1990-11-01 | Removed From Ground | Gas | 5000 | Bare Steel | Galvanized Steel | Pressure
4440814 | 2 | 1990-11-01 | Removed From Ground | Gas | 5000 | Bare Steel | Galvanized Steel | Pressure
4440814 | 3 | 1990-11-01 | Removed From Ground | Gas | 5000 | Bare Steel | Galvanized Steel | Pressure
4440814 | 4 | 1990-11-01 | Removed From Ground | Gas | 5000 | Bare Steel | Galvanized Steel | Pressure
4440814 | 5 | 1990-11-01 | Removed From Ground | Used Oil | 600 | Bare Steel | Unknown | Pressure | Y |  | Y
4440814 | 6 | 1990-11-13 | Currently In Use | Gas | 8000 | Fiberglass | Fiberglass Reinforced Plastic | Pressure |  | 1990-11-26 |  | 1990-11-26
4440814 | 7 | 1990-11-13 | Currently In Use | Gas | 8000 | Fiberglass | Fiberglass Reinforced Plastic | Pressure |  | 1990-11-26 |  | 1990-11-26
4440814 | 8 | 1990-11-13 | Currently In Use | Gas | 8000 | Fiberglass | Fiberglass Reinforced Plastic | Pressure |  | 1990-11-26 |  | 1990-11-26
4440815 | 1 | 1990-07-12 | Removed From Ground | Gas | 5000 | Bare Steel | Galvanized Steel | Not Marked
4440815 | 2 | 1990-07-12 | Removed From Ground | Gas | 10000 | Bare Steel | Galvanized Steel | Not Marked
4440815 | 3 | 1990-07-12 | Removed From Ground | Gas | 10000 | Bare Steel | Galvanized Steel | Not Marked
4440815 | 4 | 1990-07-12 | Removed From Ground | Used Oil | 550 | Bare Steel | Galvanized Steel | Not Marked | Y |  | Y
4440816 | 1 | 1991-07-30 | Removed From Ground | Gas | 10000 | Bare Steel | Galvanized Steel | Not Marked
4440816 | 2 | 1991-07-30 | Removed From Ground | Gas | 10000 | Bare Steel | Galvanized Steel | Not Marked
4440816 | 3 | 1991-07-30 | Removed From Ground | Gas | 10000 | Bare Steel | Galvanized Steel | Not Marked
4440816 | 4 | 1991-07-30 | Removed From Ground | Used Oil | 550 | Bare Steel | Galvanized Steel | Not Marked | Y |  | Y
4440817 | 1 | 1987-12-01 | Removed From Ground | Gas | 10000 | Bare Steel | Galvanized Steel | Not Marked
4440817 | 2 | 1987-12-01 | Removed From Ground | Gas | 10000 | Fiberglass | Fiberglass Reinforced Plastic | Not Marked
4440817 | 3 | 1987-12-01 | Removed From Ground | Gas | 10000 | Fiberglass | Fiberglass Reinforced Plastic | Not Marked
4440817 | 4 | 1987-12-01 | Removed From Ground | Used Oil | 550 | Bare Steel | Galvanized Steel | Not Marked | Y |  | Y
4440820 | 1 | 1986-01-01 | Currently In Use | Gas | 8775 | Fiberglass | Fiberglass Reinforced Plastic | Pressure |  | 1993-05-27 |  | 1993-05-27
4440820 | 2 | 1986-01-01 | Currently In Use | Gas | 10000 | Fiberglass | Fiberglass Reinforced Plastic | Pressure |  | 1993-05-27 |  | 1993-05-27
4440820 | 3 | 1986-01-01 | Currently In Use | Gas | 10000 | Fiberglass | Fiberglass Reinforced Plastic | Pressure |  | 1993-05-27 |  | 1993-05-27
4440822 | 1 | 1980-01-01 | Currently In Use | Gas | 8775 | Fiberglass | Fiberglass Reinforced Plastic | Pressure |  | 1993-06-24 |  | 1993-06-24
4440822 | 2 | 1980-01-01 | Currently In Use | Gas | 8775 | Fiberglass | Fiberglass Reinforced Plastic | Pressure |  | 1993-06-24 |  | 1993-06-24
4440822 | 3 | 1980-01-01 | Currently In Use | Gas | 8775 | Fiberglass | Fiberglass Reinforced Plastic | Pressure |  | 1993-06-24 |  | 1993-06-24
4440822 | 4 | 1980-03-19 | Currently In Use | E85 | 8775 | Fiberglass | Fiberglass Reinforced Plastic | Pressure |  | 1993-06-24 |  | 1993-06-24
4440823 | 1 | 1994-11-16 | Removed From Ground | Gas | 10000 | Fiberglass | Fiberglass Reinforced Plastic | Pressure
4440823 | 2 | 1994-11-16 | Removed From Ground | Gas | 10000 | Fiberglass | Fiberglass Reinforced Plastic | Pressure
4440823 | 3 | 1994-11-16 | Removed From Ground | Gas | 10000 | Fiberglass | Fiberglass Reinforced Plastic | Pressure
4440823 | 4 | 1994-11-16 | Removed From Ground | Used Oil | 1000 | Fiberglass | Fiberglass Reinforced Plastic | Gravity Fed | Y |  | Y
4440823 | 5 | 2001-07-10 | Currently In Use | Gas | 10000 | Composite | Fiberglass/Double Walled | Pressure | N | 2001-08-15 | N | 2001-08-15
4440823 | 6A | 2001-07-10 | Currently In Use | Gas | 8000 | Composite | Fiberglass/Double Walled | Pressure | N | 2001-08-15 | N | 2001-08-15
4440823 | 6B | 2001-07-10 | Currently In Use | Diesel | 4000 | Composite | Fiberglass/Double Walled | Pressure | N | 2001-08-15 | N | 2001-08-15
4440824 | 1 | 1991-09-03 | Removed From Ground | Gas | 4000 | Bare Steel | Galvanized Steel | Not Marked
4440824 | 2 | 1991-09-03 | Removed From Ground | Gas | 4000 | Bare Steel | Galvanized Steel | Not Marked
4440824 | 3 | 1991-09-03 | Removed From Ground | Gas | 10000 | Bare Steel | Galvanized Steel | Not Marked
4440824 | 4 | 1991-09-03 | Removed From Ground | Gas | 10000 | Bare Steel | Galvanized Steel | Not Marked
4440824 | 5 | 1991-09-03 | Removed From Ground | Used Oil | 550 | Bare Steel | Galvanized Steel | Not Marked | Y |  | Y
4440825 | 1 | 2015-07-08 | Removed From Ground | Gas | 10000 | Steel-Impressed Current | Fiberglass Reinforced Plastic | Pressure |  | 1982-08-23 |  | 1998-12-24
4440825 | 2 | 2015-07-08 | Removed From Ground | Gas | 10000 | Steel-Impressed Current | Fiberglass Reinforced Plastic | Pressure |  | 1998-12-24 |  | 1998-12-24
4440825 | 3 | 2015-07-08 | Removed From Ground | Gas | 5000 | Steel-Impressed Current | Fiberglass Reinforced Plastic | Pressure |  | 1998-12-24 |  | 1998-12-24
4440825 | 5 | 1999-03-17 | Closed In Ground | Gas | 2000 | Bare Steel | Galvanized Steel | Not Marked
4440825 | 6 | 1999-03-17 | Closed In Ground | Gas | 2000 | Bare Steel | Galvanized Steel | Not Marked
4440826 | 1 | 1986-06-01 | Removed From Ground | Gas | 3000 | Bare Steel | Galvanized Steel | Not Marked
4440826 | 10 | 2002-05-02 | Currently In Use | Diesel | 6000 | Composite | Fiberglass/Double Walled | Pressure | N | 1993-08-06 | N | 1993-08-06
4440826 | 2 | 1986-06-01 | Removed From Ground | Gas | 3000 | Bare Steel | Galvanized Steel | Not Marked
4440826 | 3 | 1986-06-01 | Removed From Ground | Gas | 3000 | Bare Steel | Galvanized Steel | Not Marked
4440826 | 4 | 1986-06-01 | Removed From Ground | Gas | 10000 | Bare Steel | Galvanized Steel | Not Marked
4440826 | 5 | 1986-06-01 | Removed From Ground | Gas | 5000 | Bare Steel | Galvanized Steel | Not Marked
4440826 | 6 | 1986-06-01 | Removed From Ground | Used Oil | 550 | Bare Steel | Galvanized Steel | Not Marked | Y |  | Y
4440826 | 7 | 1986-01-01 | Currently In Use | Gas | 10000 | Fiberglass | Fiberglass Reinforced Plastic | Pressure |  | 1993-08-06 |  | 1993-08-06
4440826 | 8 | 1986-01-01 | Currently In Use | Gas | 10000 | Fiberglass | Fiberglass Reinforced Plastic | Pressure |  | 1993-08-06 |  | 1993-08-06
4440826 | 9 | 1986-01-01 | Currently In Use | Gas | 10000 | Fiberglass | Fiberglass Reinforced Plastic | Pressure |  | 1993-08-06 |  | 1993-08-06
4440827 | 002 | 1990-08-01 | Removed From Ground | Gas | 10000 | Bare Steel | Fiberglass Reinforced Plastic | Not Marked
4440827 | 1 | 1990-08-22 | Removed From Ground | Gas | 3000 | Bare Steel | Fiberglass Reinforced Plastic | Not Marked
4440827 | 2 | 1990-08-22 | Removed From Ground | Gas | 10000 | Bare Steel | Fiberglass Reinforced Plastic | Not Marked
4440827 | 3 | 1990-08-22 | Removed From Ground | Gas | 3000 | Bare Steel | Fiberglass Reinforced Plastic | Not Marked
4440827 | 4 | 1990-08-22 | Removed From Ground | Gas | 3000 | Bare Steel | Fiberglass Reinforced Plastic | Not Marked
4440827 | 5 | 1990-08-22 | Removed From Ground | Used Oil | 550 | Bare Steel | Galvanized Steel | Not Marked | Y |  | Y
4440828 | 1 | 1988-10-01 | Removed From Ground | Gas | 5000 | Bare Steel | Galvanized Steel | Not Marked
4440828 | 2 | 1988-10-01 | Removed From Ground | Gas | 10000 | Bare Steel | Galvanized Steel | Not Marked
4440828 | 3 |  | Permanently Out Of Use | Gas | 10000 | Bare Steel | Galvanized Steel | Not Marked
4440828 | 4 | 1988-01-01 | Removed From Ground | Used Oil | 550 | Bare Steel | Galvanized Steel | Not Marked | Y |  | Y
4440829 | 1 | 1984-01-01 | Currently In Use | Diesel | 8775 | Fiberglass | Fiberglass Reinforced Plastic | Pressure | Y | 1993-06-24 12:00 | Y | 1993-06-24 12:00
4440829 | 2 | 1984-01-01 | Currently In Use | Gas | 8775 | Fiberglass | Fiberglass Reinforced Plastic | Pressure | Y | 1993-06-24 12:00 | Y | 1993-06-24 12:00
4440829 | 3 | 1984-01-01 | Currently In Use | Gas | 8775 | Fiberglass | Fiberglass Reinforced Plastic | Pressure | Y | 1993-06-24 12:00 | Y | 1993-06-24 12:00
4440829 | 4 | 1984-01-01 | Currently In Use | Used Oil | 1000 | Fiberglass | Fiberglass Reinforced Plastic | Gravity Fed | Y | 1993-06-24 12:00 | Y | 1993-06-24 12:00
4440830 | 1 | 1984-03-19 | Currently In Use | Gas | 8775 | Fiberglass | Fiberglass Reinforced Plastic | Pressure |  | 1994-06-20 |  | 1994-06-20
4440830 | 2 | 1984-03-19 | Currently In Use | Gas | 8775 | Fiberglass | Fiberglass Reinforced Plastic | Pressure |  | 1994-06-20 |  | 1994-06-20
4440830 | 3 | 1984-03-19 | Currently In Use | Gas | 8775 | Fiberglass | Fiberglass Reinforced Plastic | Pressure |  | 1994-06-20 |  | 1994-06-20
4440830 | 4 | 1994-11-08 | Removed From Ground | Used Oil | 1000 | Fiberglass | Fiberglass Reinforced Plastic | Pressure | Y |  | Y
4440831 | 1 | 1975-03-20 | Currently In Use | Gas | 10000 | Steel-Impressed Current | Cathodically Protected | Pressure |  | 1998-12-23 |  | 1998-12-23
4440831 | 1 |  | Removed From Ground Date Unknown | Gas | 10000 | Steel-Impressed Current | Cathodically Protected | Pressure |  | 1998-12-23 |  | 1998-12-23
4440831 | 2 | 1979-03-20 | Currently In Use | Gas | 6000 | Fiberglass | Fiberglass Reinforced Plastic | Pressure |  | 1998-12-23 |  | 1998-12-23
4440831 | 2 |  | Removed From Ground Date Unknown | Gas | 6000 | Fiberglass | Fiberglass Reinforced Plastic | Pressure |  | 1998-12-23 |  | 1998-12-23
4440831 | 3 | 1979-03-20 | Currently In Use | Gas | 10000 | Fiberglass | Fiberglass Reinforced Plastic | Pressure |  | 1998-12-23 |  | 1998-12-23
4440831 | 3 |  | Removed From Ground Date Unknown | Gas | 10000 | Fiberglass | Fiberglass Reinforced Plastic | Pressure |  | 1998-12-23 |  | 1998-12-23
4440831 | 4 | 1987-12-01 | Removed From Ground | Used Oil | 250 | Cathodically Protected Steel | Galvanized Steel | Not Marked | Y |  | Y
4440831 | 5 | 1987-12-01 | Currently In Use | Used Oil | 250 | Cathodically Protected Steel | Not Marked | Not Marked | Y |  | Y
4440831 | 5 |  | Removed From Ground Date Unknown | Used Oil | 250 | Cathodically Protected Steel | Not Marked | Not Marked | Y |  | Y
4440833 | 1 | 1998-09-02 | Removed From Ground | Gas | 10000 | Fiberglass | Fiberglass Reinforced Plastic | Pressure |  | 1993-06-19 |  | 1993-06-19
4440833 | 2 | 1998-09-02 | Removed From Ground | Gas | 10000 | Fiberglass | Fiberglass Reinforced Plastic | Pressure |  | 1993-06-19 |  | 1993-06-19
4440833 | 3 | 1998-09-02 | Removed From Ground | Gas | 10000 | Fiberglass | Fiberglass Reinforced Plastic | Pressure |  | 1993-06-19 |  | 1993-06-19
4440833 | 4 | 2000-09-01 | Currently In Use | Gas | 12000 | Epoxy | Double Walled Flex | Pressure |  | 2000-09-01 |  | 2000-09-01
4440833 | 5 | 2000-09-01 | Currently In Use | Gas | 12000 | Epoxy | Double Walled Flex | Pressure |  | 2000-09-01 |  | 2000-09-01
4440834 | 1 | 1975-01-01 | Removed From Ground | Used Oil | 1000 | Bare Steel | Galvanized Steel | Not Marked | Y |  | Y
4440835 | 1 | 1987-10-14 | Removed From Ground | Gas | 3000 | Bare Steel | Galvanized Steel | Not Marked
4440835 | 1A | 1990-04-11 | Removed From Ground | Diesel | 10000 | Fiberglass | Fiberglass Reinforced Plastic | Not Marked
4440835 | 2 | 1987-10-14 | Removed From Ground | Gas | 3000 | Bare Steel | Galvanized Steel | Not Marked
4440835 | 2A | 1990-04-11 | Removed From Ground | Gas | 10000 | Fiberglass | Fiberglass Reinforced Plastic | Not Marked
4440835 | 3 | 1987-10-14 | Removed From Ground | Gas | 10000 | Bare Steel | Galvanized Steel | Not Marked
4440835 | 3A | 1990-04-11 | Removed From Ground | Diesel | 10000 | Fiberglass | Fiberglass Reinforced Plastic | Not Marked
4440835 | 4 | 1987-10-14 | Removed From Ground | Gas | 10000 | Bare Steel | Galvanized Steel | Not Marked
4440835 | 4A | 1990-04-11 | Removed From Ground | Used Oil | 1000 | Fiberglass | Fiberglass Reinforced Plastic | Not Marked | Y |  | Y
4440835 | 5 | 1987-10-14 | Removed From Ground | Used Oil | 550 | Bare Steel | Galvanized Steel | Not Marked | Y |  | Y
4440836 | 1 | 1988-04-01 | Removed From Ground | Gas | 5000 | Cathodically Protected Steel | Galvanized Steel | Not Marked
4440836 | 2 | 1988-04-01 | Removed From Ground | Gas | 10000 | Cathodically Protected Steel | Galvanized Steel | Not Marked
4440836 | 3 | 1988-04-01 | Removed From Ground | Gas | 10000 | Cathodically Protected Steel | Galvanized Steel | Not Marked
4440836 | 4 | 1988-04-01 | Removed From Ground | Used Oil | 550 | Cathodically Protected Steel | Galvanized Steel | Not Marked | Y |  | Y
4440836 | 5 | 2009-01-29 | Currently In Use | Gas | 10000 | Fiberglass | Fiberglass Reinforced Plastic | Pressure |  | 1989-06-01 |  | 1989-06-01
4440836 | 6 | 2016-02-09 | Temporarily Out Of Use | Diesel | 10000 | Fiberglass | Fiberglass Reinforced Plastic | Pressure |  | 1989-06-01 |  | 1989-06-01
4440836 | 7 | 2009-01-29 | Currently In Use | Gas | 10000 | Fiberglass | Fiberglass Reinforced Plastic | Pressure |  | 1989-06-01 |  | 1989-06-01
4440837 | 1 | 1984-03-19 | Currently In Use | Gas | 8775 | Fiberglass | Fiberglass Reinforced Plastic | Pressure |  | 1994-09-17 |  | 1994-09-17
4440837 | 2 | 1984-03-19 | Currently In Use | Gas | 8775 | Fiberglass | Fiberglass Reinforced Plastic | Pressure |  | 1994-09-17 |  | 1994-09-17
4440837 | 3 | 1984-03-19 | Currently In Use | Gas | 8775 | Fiberglass | Fiberglass Reinforced Plastic | Pressure |  | 1994-09-17 |  | 1994-09-17
4440837 | 4 | 1984-03-19 | Currently In Use | Used Oil | 1000 | Fiberglass | Fiberglass Reinforced Plastic | Gravity Fed | Y | 1997-06-07 12:00 | Y | 1994-09-17 12:00
4440837 | 5 | 1984-08-01 | Removed From Ground | Gas | 5000 | Bare Steel | Not Marked | Not Marked
4440837 | 6 | 1984-08-01 | Removed From Ground | Gas | 10000 | Bare Steel | Not Marked | Not Marked
4440837 | 7 | 1984-08-01 | Removed From Ground | Gas | 10000 | Bare Steel | Not Marked | Not Marked
4440837 | 8 | 1984-08-01 | Removed From Ground | Gas | 560 | Bare Steel | Not Marked | Not Marked
4440838 | 1 | 1993-12-17 | Removed From Ground | Other | 1500 | Bare Steel | Galvanized Steel | Not Marked
4440838 | 2 | 1993-12-17 | Removed From Ground | Used Oil | 250 | Bare Steel | Galvanized Steel | Not Marked | Y |  | Y
4440838 | 3 | 1993-12-23 | Removed From Ground | Used Oil | 1000 | Bare Steel | Fiberglass Reinforced Plastic | Not Marked | Y |  | Y
4440838 | 4 | 1993-12-23 | Removed From Ground | Other | 2000 | Bare Steel | Fiberglass Reinforced Plastic | Not Marked
4440838 | 5 | 1993-12-17 | Removed From Ground | Used Oil | 500 | Bare Steel | Galvanized Steel | Not Marked | Y |  | Y
4442261 | 1 |  | Removed From Ground Date Unknown | Gas | 500 | Bare Steel | Galvanized Steel | Suction: Valve At The Tank
4442261 | 2 | 1993-03-01 | Removed From Ground | Diesel | 1000 | Bare Steel | Galvanized Steel | Not Marked
4442261 | L295166 | 1993-03-24 | Currently In Use | Diesel | 1030 | Tank Jacket | Fiberglass Reinforced Plastic | Suction: No Valve At The Tank |  | 1993-04-29 |  | 1993-04-29
4444025 | H011712 | 1992-06-12 | Removed From Ground | Diesel | 1000 | Bare Steel | Galvanized Steel | Suction: Valve At The Tank
4444025 | H011719 | 1992-06-12 | Removed From Ground | Gas | 1000 | Bare Steel | Galvanized Steel | Suction: Valve At The Tank
4444025 | L295152 | 1992-09-04 | Currently In Use | Diesel | 1031 | Tank Jacket | Fiberglass Reinforced Plastic | Suction: No Valve At The Tank |  | 1992-09-04 |  | 1992-09-04
4444025 | L295154 | 1992-09-04 | Currently In Use | Gas | 1031 | Tank Jacket | Fiberglass Reinforced Plastic | Suction: No Valve At The Tank |  | 1992-09-04 |  | 1992-09-04
4446200 | 1 | 1998-06-23 | Removed From Ground | Gas | 6000 | Bare Steel | Galvanized Steel | Not Marked
4446200 | 2 | 1998-06-23 | Removed From Ground | Gas | 6000 | Bare Steel | Galvanized Steel | Not Marked
4600007 | 1 | 1991-04-03 | Removed From Ground | Diesel | 7500 | Bare Steel | Bare Steel | Not Marked
4600007 | 2 | 1991-04-03 | Removed From Ground | Diesel | 7500 | Bare Steel | Bare Steel | Not Marked
4600007 | 3 | 1991-04-03 | Removed From Ground | Diesel | 1 | Bare Steel | Bare Steel | Not Marked
4600007 | 4 | 1991-04-03 | Removed From Ground | Gas | 7500 | Bare Steel | Bare Steel | Not Marked
4600007 | 5 | 1991-04-03 | Removed From Ground | Other | 7500 | Bare Steel | Bare Steel | Not Marked
4600007 | 6 | 1991-04-03 | Removed From Ground | Other | 2005 | Bare Steel | Bare Steel | Not Marked
4600007 | 7 | 1991-05-28 | Closed In Ground | Used Oil | 1 | Not Marked/Unknown | Not Marked | Not Marked | Y |  | Y
4600007 | 8 | 2016-06-22 | Removed From Ground | Diesel | 20000 | Steel-Galvanic | Fiberglass Reinforced Plastic | Pressure |  | 1991-03-01 |  | 1991-03-01
4600007 | 9 | 2016-06-22 | Removed From Ground | Gas | 5200 | Steel-Galvanic | Fiberglass Reinforced Plastic | Pressure |  | 1991-03-01 |  | 1991-03-01
5031001 | 1 | 2003-12-05 | Removed From Ground | Diesel | 1000 | Marked Unknown | Unknown | Not Marked
5031001 | 2 | 2003-12-05 | Removed From Ground | Gas | 2000 | Marked Unknown | Unknown | Not Marked
5031001 | 3 | 2003-12-05 | Removed From Ground | Kerosene | 250 | Unknown | Unknown | Not Marked | N |  | N
5044001 | 1 | 1999-02-01 | Removed From Ground | Gas | 2000 | Not Marked/Unknown | Not Marked | Not Marked
7000004 | 1 | 1971-03-14 | Currently In Use | Gas | 3000 | Cathodically Protected Steel | Cathodically Protected | Suction: No Valve At The Tank |  | 1998-11-25 |  | 1998-11-25
7000004 | 2 | 1971-03-14 | Currently In Use | Gas | 3000 | Cathodically Protected Steel | Cathodically Protected | Suction: No Valve At The Tank |  | 1998-11-25 |  | 1998-11-25
7000004 | 3 | 1971-03-14 | Currently In Use | Gas | 3000 | Cathodically Protected Steel | Cathodically Protected | Suction: No Valve At The Tank |  | 1998-12-01 |  | 1998-12-01
7000004 | 4 | 1971-03-14 | Currently In Use | Diesel | 3000 | Cathodically Protected Steel | Cathodically Protected | Suction: No Valve At The Tank |  | 1998-12-16 |  | 1998-12-16
7000004 | 5 | 1987-01-01 | Removed From Ground | Kerosene | 2000 | Bare Steel | Galvanized Steel | Suction: Valve At The Tank
7000009 | 1 |  | Removed From Ground Date Unknown | Gas | 10000 | Cathodically Protected Steel | Galvanized Steel | Pressure
7000009 | 2 |  | Removed From Ground Date Unknown | Diesel | 20000 | Cathodically Protected Steel | Galvanized Steel | Pressure
7000009 | 3 |  | Removed From Ground Date Unknown | Other | 1000 | Cathodically Protected Steel | Galvanized Steel | Suction: Valve At The Tank
7000009 | 4 |  | Removed From Ground Date Unknown | Used Oil | 500 | Cathodically Protected Steel | Galvanized Steel | Gravity Fed | Y |  | Y
7000016 | 1 | 1992-07-29 | Removed From Ground | Diesel | 20000 | Bare Steel | Bare Steel | Suction: Valve At The Tank
7000016 | 2 |  | Currently In Use | Heating Oil | 20000 | Bare Steel | Bare Steel | Suction: No Valve At The Tank
7000016 | 3 | 1988-12-01 | Closed In Ground | Diesel | 1000 | Bare Steel | Bare Steel | Suction: Valve At The Tank
7000017 | 1 | 2002-09-24 | Removed From Ground | Gas | 2000 | Cathodically Protected Steel | Cathodically Protected | Suction: No Valve At The Tank
7000017 | 2 | 2002-09-24 | Removed From Ground | Gas | 2000 | Cathodically Protected Steel | Cathodically Protected | Suction: No Valve At The Tank
7000018 | 1 | 1998-05-01 | Removed From Ground | Gas | 4000 | Bare Steel | Galvanized Steel | Suction: Valve At The Tank
7000018 | 2 | 1998-05-01 | Removed From Ground | Gas | 4000 | Bare Steel | Galvanized Steel | Suction: Valve At The Tank
7000018 | 3 | 1998-05-01 | Removed From Ground | Gas | 4000 | Bare Steel | Galvanized Steel | Not Marked
7000018 | 4 | 1998-05-01 | Removed From Ground | Gas | 4000 | Bare Steel | Galvanized Steel | Suction: Valve At The Tank
7000018 | 5 | 1998-06-01 | Currently In Use | Gas | 8000 | Composite | Fiberglass Reinforced Plastic | Pressure |  | 1998-06-01 |  | 1998-06-01
7000018 | 6 | 1998-06-01 | Currently In Use | Gas | 12000 | Composite | Fiberglass Reinforced Plastic | Pressure |  | 1998-06-01 |  | 1998-06-01
7000019 | 1 | 1980-05-06 | Currently In Use | Gas | 8000 | Steel-Impressed Current | Cathodically Protected | Not Marked |  | 1998-08-01 |  | 1998-08-01
7000019 | 2 | 1980-05-06 | Currently In Use | Gas | 4000 | Steel-Impressed Current | Cathodically Protected | Not Marked |  | 1998-08-01 |  | 1998-08-01
7000019 | 3 | 1980-05-06 | Currently In Use | Gas | 4000 | Steel-Impressed Current | Cathodically Protected | Not Marked |  | 1998-08-01 |  | 1998-08-01
7000020 | 1 | 2006-01-09 | Removed From Ground | Diesel | 10000 | STIP-3 | Fiberglass Reinforced Plastic | Not Marked |  | 1999-01-20 |  | 1999-01-20
7000027 | 1 | 1992-12-08 | Removed From Ground | Gas | 3000 | Bare Steel | Bare Steel | Pressure
7000027 | 2 | 1992-12-08 | Removed From Ground | Gas | 5000 | Bare Steel | Bare Steel | Pressure
7000027 | 3 | 1992-12-08 | Removed From Ground | Gas | 5000 | Bare Steel | Bare Steel | Pressure
7000027 | 4 | 1992-12-08 | Removed From Ground | Used Oil | 550 | Bare Steel | Bare Steel | Pressure | Y |  | Y
7000028 | 1 | 2005-07-19 | Removed From Ground | Gas | 6000 | Steel-Impressed Current | Cathodically Protected | Pressure |  | 1989-06-01 |  | 1989-06-01
7000028 | 2 | 2005-07-19 | Removed From Ground | Gas | 6000 | Steel-Impressed Current | Cathodically Protected | Pressure |  | 1989-06-01 |  | 1989-06-01
7000028 | 3 | 2005-07-19 | Removed From Ground | Gas | 6000 | Steel-Impressed Current | Cathodically Protected | Pressure |  | 1989-06-01 |  | 1989-06-01
7000028 | 4 | 2005-07-19 | Removed From Ground | Not Marked/Tank Removed | 2000 | Unknown |  |  | N |  | N
7000028 | 5 | 2005-07-19 | Removed From Ground | Not Marked/Tank Removed | 1000 | Unknown |  |  | N |  | N
7000033 | 1 | 1999-12-08 | Removed From Ground | Gas | 1000 | Bare Steel | Galvanized Steel | Suction: Valve At The Tank
7000033 | 2 | 1999-12-08 | Removed From Ground | Diesel | 550 | Bare Steel | Galvanized Steel | Suction: Valve At The Tank
7000037 | 1 |  | Currently In Use | Diesel | 1000 | Bare Steel | Unknown | Not Marked
7000038 | 1 | 1994-02-01 | Removed From Ground | Gas | 8100 | Bare Steel | Galvanized Steel | Not Marked
7000038 | 2 | 1994-02-01 | Removed From Ground | Gas | 10000 | Bare Steel | Galvanized Steel | Not Marked
7000038 | 3 | 1994-02-01 | Removed From Ground | Gas | 8100 | Bare Steel | Galvanized Steel | Not Marked
7000038 | 4 | 1994-02-01 | Removed From Ground | Diesel | 6000 | Bare Steel | Galvanized Steel | Not Marked
7000038 | 5 | 1994-02-01 | Currently In Use | Gas | 10000 | Steel-Impressed Current | Fiberglass Reinforced Plastic | Pressure |  | 1994-02-01 |  | 1994-02-01
7000038 | 6 | 1994-02-01 | Currently In Use | Gas | 10000 | Steel-Impressed Current | Fiberglass Reinforced Plastic | Pressure |  | 1994-02-01 |  | 1994-02-01
7000038 | 7 | 1994-02-01 | Currently In Use | Gas | 10000 | Steel-Impressed Current | Fiberglass Reinforced Plastic | Pressure |  | 1994-02-01 |  | 1994-02-01
7000038 | 8 | 1994-02-01 | Currently In Use | Diesel | 6000 | Steel-Impressed Current | Fiberglass Reinforced Plastic | Pressure |  | 1994-02-01 |  | 1994-02-01
7000039 | 1 | 1992-12-01 | Removed From Ground | Other | 15000 | Bare Steel | Bare Steel | Not Marked
7000039 | 10 |  | Closed In Ground Date Unknown | Gas | 10000 | Bare Steel | Unknown | Not Marked
7000039 | 14 | 1993-12-01 | Removed From Ground | Hazardous Substance | 20000 | Cathodically Protected Steel | Bare Steel | Not Marked
7000039 | 15 | 1992-12-01 | Removed From Ground | Hazardous Substance | 15000 | Bare Steel | Bare Steel | Not Marked
7000039 | 16 | 1992-12-01 | Removed From Ground | Hazardous Substance | 15000 | Bare Steel | Bare Steel | Not Marked
7000039 | 17 |  | Closed In Ground Date Unknown | Empty | 10000 | Bare Steel | Unknown | Not Marked
7000039 | 18 | 2009-01-28 | Removed From Ground | Gas | 20000 | Cathodically Protected Steel | Fiberglass/Double Walled | Pressure |  | 1992-02-01 |  | 1992-02-01
7000039 | 19 | 2009-01-28 | Removed From Ground | Gas | 20000 | Cathodically Protected Steel | Fiberglass Reinforced Plastic | Pressure |  | 1992-02-01 |  | 1992-02-01
7000039 | 2 | 1990-12-01 | Removed From Ground | Gas | 15000 | Bare Steel | Unknown | Not Marked
7000039 | 20 | 1990-12-01 | Removed From Ground | Other | 15000 | Not Marked/Unknown | Not Marked | Not Marked
7000039 | 21 | 1993-12-01 | Removed From Ground | Other | 20000 | Cathodically Protected Steel | Double Walled | Pressure
7000039 | 22 | 1993-12-01 | Removed From Ground | Other | 20000 | Cathodically Protected Steel | Double Walled | Pressure
7000039 | 23 | 1993-12-01 | Removed From Ground | Other | 20000 | Cathodically Protected Steel | Double Walled | Pressure
7000039 | 24 | 2009-01-13 | Removed From Ground | Other | 20000 | Unknown |  |  | N |  | N
7000039 | 24 |  | Currently In Use | Other | 20000 | Unknown |  |  | N |  | N
7000039 | 25 | 2009-01-13 | Removed From Ground | Other | 20000 | Unknown | Unknown |  | N |  | N
7000039 | 25 |  | Currently In Use | Other | 20000 | Unknown | Unknown |  | N |  | N
7000039 | 3 | 1992-03-15 | Removed From Ground | Gas | 20000 | Bare Steel | Bare Steel | Not Marked
7000039 | 4 | 1992-03-15 | Removed From Ground | Gas | 20000 | Bare Steel | Bare Steel | Not Marked
7000039 | 41CENTRAL | 2014-02-17 | Removed From Ground | Not Marked/Tank Removed | 3500 | Unknown | Unknown |  | N |  | N
7000039 | 41NORTH | 2014-02-17 | Removed From Ground | Not Marked/Tank Removed | 3500 | Unknown | Unknown |  | N |  | N
7000039 | 41SOUTH | 2014-02-17 | Removed From Ground | Not Marked/Tank Removed | 3500 | Unknown | Unknown |  | N |  | N
7000039 | 5 |  | Closed In Ground Date Unknown | Gas | 10000 | Bare Steel | Unknown | Not Marked
7000039 | 6 |  | Closed In Ground Date Unknown | Gas | 6000 | Bare Steel | Unknown | Not Marked
7000039 | 7 |  | Closed In Ground Date Unknown | Gas | 6000 | Bare Steel | Unknown | Not Marked
7000039 | 8 |  | Closed In Ground Date Unknown | Gas | 6000 | Bare Steel | Unknown | Not Marked
7000039 | 9 |  | Closed In Ground Date Unknown | Gas | 6000 | Bare Steel | Unknown | Not Marked
7000039 | U-30 | 2009-03-01 | Removed From Ground | Gas | 12000 | Unknown | Unknown |  | N |  | N
7000039 | U-31 | 2009-03-01 | Removed From Ground | Gas | 12000 | Unknown | Unknown |  | N |  | N
7000039 | U-32 | 2009-03-01 | Removed From Ground | Gas | 10000 | Unknown | Unknown |  | N |  | N
7000039 | U-33 | 2009-03-01 | Removed From Ground | Gas | 5000 | Unknown | Unknown |  | N |  | N
7000065 | 1 | 1995-10-07 | Removed From Ground | Empty | 550 | Bare Steel | Bare Steel | Gravity Fed
7000085 | 1 | 1990-05-01 | Removed From Ground | Gas | 500 | Bare Steel | Galvanized Steel | Not Marked
7000085 | 2 |  | Removed From Ground Date Unknown | Empty | 560 | Bare Steel | Galvanized Steel | Not Marked
7000085 | 3 | 1990-05-01 | Removed From Ground | Empty | 560 | Bare Steel | Galvanized Steel | Not Marked
7000085 | 4 | 1990-05-01 | Removed From Ground | Gas | 2000 | Bare Steel | Bare Steel | Not Marked
7000085 | 5 | 2005-04-06 | Removed From Ground | Gas | 2000 | Steel-Galvanic | Cathodically Protected | Suction: No Valve At The Tank |  | 1990-01-01 |  | 1990-01-01
7000085 | 6 | 2005-04-06 | Removed From Ground | Kerosene | 1000 | Steel-Galvanic | Cathodically Protected | Suction: No Valve At The Tank |  | 1990-01-01 |  | 1990-01-01
7000087 | 1 | 2013-02-08 | Removed From Ground | Gas | 2000 | Bare Steel | Galvanized Steel | Not Marked
7000087 | 1 |  | Permanently Out Of Use | Gas | 2000 | Bare Steel | Galvanized Steel | Not Marked
7000087 | 2 | 2013-02-08 | Removed From Ground | Gas | 1000 | Bare Steel | Galvanized Steel | Not Marked
7000087 | 2 |  | Permanently Out Of Use | Gas | 1000 | Bare Steel | Galvanized Steel | Not Marked
7000087 | 3 | 2013-02-08 | Removed From Ground | Gas | 2000 | Bare Steel | Galvanized Steel | Not Marked
7000087 | 3 |  | Permanently Out Of Use | Gas | 2000 | Bare Steel | Galvanized Steel | Not Marked
7000087 | 4 | 2013-02-08 | Removed From Ground | Kerosene | 500 | Bare Steel | Galvanized Steel | Not Marked
7000087 | 4 |  | Permanently Out Of Use | Kerosene | 500 | Bare Steel | Galvanized Steel | Not Marked
7000087 | 5 | 2013-02-08 | Removed From Ground | Diesel | 500 | Bare Steel | Galvanized Steel | Not Marked
7000087 | 5 |  | Permanently Out Of Use | Diesel | 500 | Bare Steel | Galvanized Steel | Not Marked
7000088 | 1 |  | Permanently Out Of Use | Gas | 500 | Bare Steel | Galvanized Steel | Suction: Valve At The Tank
7000088 | 3 |  | Permanently Out Of Use | Gas | 500 | Bare Steel | Galvanized Steel | Suction: Valve At The Tank
7000088 | 4 |  | Permanently Out Of Use | Gas | 500 | Bare Steel | Galvanized Steel | Suction: Valve At The Tank
7000088 | 5 |  | Permanently Out Of Use | Gas | 500 | Bare Steel | Galvanized Steel | Suction: Valve At The Tank
7000090 | 1 | 1987-01-01 | Removed From Ground | Diesel | 5000 | Bare Steel | Galvanized Steel | Not Marked
7000090 | 2 | 1987-01-01 | Removed From Ground | Gas | 1000 | Bare Steel | Galvanized Steel | Not Marked
7000091 | 1 | 1998-05-01 | Removed From Ground | Gas | 2000 | Bare Steel | Galvanized Steel | Suction: Valve At The Tank
7000093 | 1 | 1988-02-01 | Removed From Ground | Gas | 6000 | Bare Steel | Galvanized Steel | Not Marked
7000093 | 2 | 1988-02-01 | Removed From Ground | Gas | 6000 | Bare Steel | Galvanized Steel | Not Marked
7000093 | 3 | 1988-02-01 | Removed From Ground | Gas | 2000 | Bare Steel | Galvanized Steel | Not Marked
7000093 | 4 | 1988-02-01 | Removed From Ground | Kerosene | 500 | Bare Steel | Galvanized Steel | Not Marked
7000093 | 5 | 1988-02-01 | Removed From Ground | Used Oil | 500 | Bare Steel | Galvanized Steel | Not Marked | Y |  | Y
7000094 | 1 |  | Permanently Out Of Use | Empty | 3000 | Bare Steel | Galvanized Steel | Suction: Valve At The Tank
7000094 | 2 |  | Permanently Out Of Use | Empty | 4000 | Bare Steel | Galvanized Steel | Suction: Valve At The Tank
7000094 | 3 |  | Permanently Out Of Use | Empty | 4000 | Bare Steel | Galvanized Steel | Suction: Valve At The Tank
7000094 | 4 |  | Permanently Out Of Use | Gas | 1000 | Bare Steel | Galvanized Steel | Not Marked
7000094 | 5 |  | Permanently Out Of Use | Gas | 1000 | Bare Steel | Galvanized Steel | Not Marked
7000094 | 6 |  | Permanently Out Of Use | Gas | 3000 | Bare Steel | Galvanized Steel | Not Marked
7000094 | 7 |  | Permanently Out Of Use | Empty | 1000 | Bare Steel | Galvanized Steel | Not Marked
7000095 | 1 | 1996-11-01 | Removed From Ground | Gas | 1000 | Bare Steel | Galvanized Steel | Suction: Valve At The Tank
7000095 | 2 | 1996-11-01 | Removed From Ground | Gas | 1000 | Bare Steel | Galvanized Steel | Not Marked
7000095 | 3 | 1996-11-01 | Removed From Ground | Gas | 1000 | Bare Steel | Galvanized Steel | Suction: Valve At The Tank
7000095 | 4 | 1996-11-01 | Removed From Ground | Empty | 1000 | Bare Steel | Galvanized Steel | Suction: Valve At The Tank
7000095 | 5 | 1996-11-01 | Removed From Ground | Gas | 1000 | Fiberglass | Galvanized Steel | Not Marked
7000095 | 6 | 1996-11-01 | Removed From Ground | Kerosene | 280 | Bare Steel | Galvanized Steel | Suction: Valve At The Tank
7000096 | 1 | 1999-04-01 | Removed From Ground | Gas | 4000 | Cathodically Protected Steel | Cathodically Protected | Suction: Valve At The Tank
7000096 | 10 | 2000-04-01 | Currently In Use | Diesel | 6000 | Composite | Fiberglass/Double Walled | Pressure |  | 2000-04-02 |  | 2000-04-20
7000096 | 2 | 1999-04-01 | Removed From Ground | Gas | 4000 | Cathodically Protected Steel | Cathodically Protected | Suction: Valve At The Tank
7000096 | 3 | 1999-04-01 | Removed From Ground | Gas | 4000 | Cathodically Protected Steel | Cathodically Protected | Suction: Valve At The Tank
7000096 | 4 | 1999-04-01 | Removed From Ground | Gas | 4000 | Cathodically Protected Steel | Cathodically Protected | Not Marked
7000096 | 5 | 1999-04-01 | Removed From Ground | Gas | 4000 | Cathodically Protected Steel | Cathodically Protected | Suction: Valve At The Tank
7000096 | 6 | 1999-05-03 | Removed From Ground | Diesel | 4000 | Bare Steel | Galvanized Steel | Not Marked
7000096 | 7 | 1999-05-03 | Removed From Ground | Used Oil | 500 | Bare Steel | Galvanized Steel | Not Marked | Y |  | Y
7000096 | 8 | 2000-04-01 | Currently In Use | Gas | 15000 | Composite | Fiberglass/Double Walled | Pressure |  | 2000-04-02 |  | 2000-04-20
7000096 | 9 | 2000-04-01 | Currently In Use | Gas | 10000 | Composite | Fiberglass/Double Walled | Pressure |  | 2000-04-02 |  | 2000-04-20
7000099 | 1 | 1991-02-02 | Removed From Ground | Used Oil | 1000 | Bare Steel | Galvanized Steel | Not Marked | Y |  | Y
7000101 | 1 | 1998-09-01 | Removed From Ground | Gas | 4000 | Bare Steel | Galvanized Steel | Suction: No Valve At The Tank
7000101 | 2 | 1998-09-01 | Removed From Ground | Gas | 4000 | Bare Steel | Galvanized Steel | Suction: No Valve At The Tank
7000101 | 3 | 1998-09-01 | Removed From Ground | Gas | 4000 | Bare Steel | Galvanized Steel | Suction: No Valve At The Tank
7000101 | 4 | 1998-09-01 | Removed From Ground | Gas | 4000 | Bare Steel | Galvanized Steel | Suction: No Valve At The Tank
7000130 | 1 | 1989-10-01 | Removed From Ground | Used Oil | 0 | Not Marked/Unknown | Not Marked | Not Marked
7000130 | 3 | 1989-10-01 | Removed From Ground | Empty | 8084 | Bare Steel | Galvanized Steel | Not Marked
7000130 | R | 1997-02-15 | Removed From Ground | Gas | 8084 | Bare Steel | Galvanized Steel | Not Marked
7000130 | SUL | 1997-02-15 | Removed From Ground | Gas | 7896 | Cathodically Protected Steel | Fiberglass Reinforced Plastic | Not Marked
7000130 | UNL | 1997-02-15 | Removed From Ground | Gas | 8084 | Bare Steel | Galvanized Steel | Not Marked
7001001 | 10504-1 | 1993-03-01 | Removed From Ground | Gas | 1000 | Bare Steel | Galvanized Steel | Not Marked
7001001 | 10504-2 | 1993-03-01 | Removed From Ground | Gas | 1000 | Bare Steel | Galvanized Steel | Not Marked
7001001 | 504D1 | 2004-03-11 | Removed From Ground | Diesel | 2000 | Cathodically Protected Steel | Galvanized Steel | Suction: No Valve At The Tank
7001001 | 504G1 | 2004-03-11 | Removed From Ground | Gas | 2000 | Cathodically Protected Steel | Galvanized Steel | Suction: No Valve At The Tank
7003002 | 1 | 1993-05-18 | Removed From Ground | Kerosene | 550 | Bare Steel | Galvanized Steel | Not Marked
7003002 | 2 | 1993-05-20 | Removed From Ground | Gas | 2000 | Bare Steel | Galvanized Steel | Suction: No Valve At The Tank
7003002 | 3 | 1993-05-22 | Removed From Ground | Gas | 3000 | Bare Steel | Galvanized Steel | Suction: No Valve At The Tank
7003002 | 4 | 1993-05-22 | Removed From Ground | Gas | 3000 | Bare Steel | Galvanized Steel | Suction: No Valve At The Tank
7003003 | 1 | 1993-04-07 | Removed From Ground | Other | 550 | Bare Steel | Galvanized Steel | Not Marked
7003003 | 2 | 1993-04-07 | Removed From Ground | Other | 550 | Bare Steel | Galvanized Steel | Not Marked
7003003 | 3 | 1993-04-07 | Removed From Ground | Other | 550 | Bare Steel | Galvanized Steel | Not Marked
7003003 | 4 | 1993-04-10 | Removed From Ground | Other | 3000 | Bare Steel | Galvanized Steel | Not Marked
7003003 | 5 | 1993-04-10 | Removed From Ground | Other | 3000 | Bare Steel | Galvanized Steel | Not Marked
7003003 | 6 | 1993-04-10 | Removed From Ground | Other | 3000 | Bare Steel | Galvanized Steel | Not Marked
7003003 | 7 | 1993-04-21 | Removed From Ground | Other |  | Marked Unknown | Unknown | Not Marked
7003003 | 8 | 1993-04-21 | Removed From Ground | Other |  | Marked Unknown | Unknown | Not Marked
7008001 | 1 | 1993-03-17 | Removed From Ground | Gas | 4000 | Bare Steel | Bare Steel | Suction: Valve At The Tank
7008001 | 2 | 1993-03-17 | Removed From Ground | Gas | 5000 | Bare Steel | Bare Steel | Suction: Valve At The Tank
7008001 | 3 | 1993-03-17 | Removed From Ground | Gas | 5000 | Bare Steel | Bare Steel | Suction: Valve At The Tank
7008001 | 4 | 1993-03-17 | Removed From Ground | Used Oil | 750 | Bare Steel | Bare Steel | Gravity Fed | Y |  | Y
7008001 | 5 | 1994-03-17 | Currently In Use | Gas | 15000 | Composite | Fiberglass Reinforced Plastic | Pressure |  | 1994-03-17 |  | 1994-03-17
7008001 | 6 | 1994-03-17 | Currently In Use | Gas | 8000 | Composite | Fiberglass Reinforced Plastic | Pressure |  | 1994-03-17 |  | 1994-03-17
7008001 | 7 | 1994-03-17 | Currently In Use | Diesel | 4000 | Composite | Fiberglass Reinforced Plastic | Pressure |  | 1994-03-17 |  | 1994-03-17
7008001 | 8 | 1994-03-17 | Currently In Use | Kerosene | 2000 | Composite | Fiberglass Reinforced Plastic | Pressure |  | 1994-03-17 |  | 1994-03-17
7022001 | 1 | 1993-03-15 | Removed From Ground | Gas | 500 | Bare Steel | Bare Steel | Suction: Valve At The Tank
7025001 | 1 |  | Removed From Ground Date Unknown | Diesel | 10000 | Not Marked/Unknown | Not Marked | Not Marked
7025002 | 2 | 1978-05-02 | Currently In Use | Gas | 8000 | Steel-Galvanic | Fiberglass Reinforced Plastic | Pressure |  | 1993-04-01 |  | 1993-04-01
7025002 | 3 | 1978-05-02 | Currently In Use | Diesel | 4000 | Steel-Galvanic | Fiberglass Reinforced Plastic | Pressure |  | 1993-04-01 |  | 1993-04-01
7025002 | 4 | 1978-05-02 | Currently In Use | Gas | 4000 | Steel-Galvanic | Fiberglass Reinforced Plastic | Pressure |  | 1993-04-01 |  | 1993-04-01
7025002 | 5A | 1978-05-02 | Currently In Use | Gas | 4000 | Steel-Galvanic | Fiberglass Reinforced Plastic | Pressure |  | 1993-04-01 |  | 1993-04-01
7025002 | 5B | 1978-05-02 | Currently In Use | Gas | 4000 | Steel-Galvanic | Fiberglass Reinforced Plastic | Pressure |  | 1993-04-01 |  | 1993-04-01
7025003 | 10581-1 | 1993-04-12 | Removed From Ground | Other | 1000 | Marked Unknown | Unknown | Not Marked
7025004 | 10506-1 | 1993-06-18 | Removed From Ground | Diesel | 4000 | Bare Steel | Galvanized Steel | Not Marked
7025004 | 10506-2 | 1990-06-01 | Removed From Ground | Gas | 978 | Bare Steel | Galvanized Steel | Not Marked
7025004 | 10506-3 | 1990-06-01 | Removed From Ground | Gas | 978 | Bare Steel | Galvanized Steel | Not Marked
7025004 | 506D1 | 2002-02-01 | Removed From Ground | Diesel | 2000 | Cathodically Protected Steel | Cathodically Protected | Suction: No Valve At The Tank
7025004 | 506G1 | 2002-02-01 | Removed From Ground | Gas | 2000 | Cathodically Protected Steel | Cathodically Protected | Suction: No Valve At The Tank
7028002 | 1 | 1993-05-24 | Removed From Ground | Gas | 2000 | Bare Steel | Galvanized Steel | Suction: Valve At The Tank
7028002 | 2 | 1993-05-24 | Removed From Ground | Gas | 2000 | Bare Steel | Galvanized Steel | Suction: Valve At The Tank
7028002 | 3 | 1993-05-24 | Removed From Ground | Gas | 1000 | Bare Steel | Galvanized Steel | Suction: Valve At The Tank
7028002 | 4 | 1993-05-24 | Removed From Ground | Gas | 2000 | Bare Steel | Galvanized Steel | Suction: Valve At The Tank
7029001 | 1 | 1993-04-29 | Removed From Ground | Gas | 2000 | Bare Steel | Galvanized Steel | Suction: No Valve At The Tank
7031002 | 1 | 1993-05-05 | Removed From Ground | Used Oil | 550 | Cathodically Protected Steel | Bare Steel | Not Marked | Y |  | Y
7033002 | 1 | 1993-03-30 | Removed From Ground | Gas |  | Bare Steel | Galvanized Steel | Pressure
7033002 | 2 | 1993-03-30 | Removed From Ground | Diesel |  | Bare Steel | Galvanized Steel | Pressure
7033004 | 1 | 1993-08-26 | Removed From Ground | Gas | 6000 | Not Marked/Unknown | Not Marked | Not Marked
7033004 | 2 | 1993-08-26 | Removed From Ground | Gas | 6000 | Not Marked/Unknown | Not Marked | Not Marked
7033004 | 3 |  | Removed From Ground Date Unknown | Gas | 6000 | Not Marked/Unknown | Not Marked | Not Marked
7033004 | 4 | 1993-08-26 | Removed From Ground | Gas | 4000 | Not Marked/Unknown | Not Marked | Not Marked
7033004 | 5 | 1993-08-30 | Currently In Use | Gas | 10000 | STIP-3 | Fiberglass/Double Walled | Pressure |  | 1993-09-13 |  | 1993-09-13
7033004 | 6 | 1993-08-30 | Currently In Use | Gas | 10000 | STIP-3 | Fiberglass/Double Walled | Pressure |  | 1993-09-13 |  | 1993-09-13
7033005 | 1 | 1993-03-18 | Removed From Ground | Gas | 2000 | Not Marked/Unknown | Unknown | Not Marked
7033006 | 1 | 1993-03-12 | Removed From Ground | Used Oil | 550 | Bare Steel | Not Marked | Not Marked | Y |  | Y
7033007 | 1 | 1993-05-06 | Removed From Ground | Used Oil | 10000 | Fiberglass | Copper | Pressure | Y |  | Y
7033007 | 2 | 2012-02-15 | Currently In Use | Diesel | 10000 | STIP-3 | Fiberglass Reinforced Plastic | Suction: Valve At The Tank | N | 1994-02-15 12:00 | N | 1994-02-15 12:00
7044002 | 1 |  | Closed In Ground Date Unknown | Empty | 21000 | Bare Steel | Unknown | Not Marked
7044002 | 2 |  | Closed In Ground Date Unknown | Empty | 4000 | Bare Steel | Unknown | Not Marked
7044003 | 1 | 1993-03-09 | Removed From Ground | Gas | 3000 | Not Marked/Unknown | Not Marked | Not Marked
7048001 | 1 | 1993-03-29 | Removed From Ground | Gas | 1000 | Bare Steel | Galvanized Steel | Suction: No Valve At The Tank
7053001 | 1 | 1993-10-22 | Removed From Ground | Other | 1000 | Bare Steel | Galvanized Steel | Not Marked
7053001 | 2 | 1993-10-22 | Removed From Ground | Other | 1000 | Bare Steel | Galvanized Steel | Not Marked
7053002 | 1 | 1993-03-19 | Removed From Ground | Gas | 500 | Not Marked/Unknown | Not Marked | Not Marked
7053002 | 2 | 1993-03-19 | Removed From Ground | Gas | 500 | Not Marked/Unknown | Not Marked | Not Marked
7053003 | 1 | 1995-08-08 | Removed From Ground | Gas | 1000 | Not Marked/Unknown | Not Marked | Not Marked
7053003 | 2 | 1995-08-08 | Removed From Ground | Gas | 1000 | Not Marked/Unknown | Not Marked | Not Marked
7053003 | 3 | 1995-08-08 | Removed From Ground | Gas | 1000 | Not Marked/Unknown | Not Marked | Not Marked
7053004 | 1 | 1993-06-01 | Removed From Ground | Gas | 4000 | Bare Steel | Copper | Suction: Valve At The Tank
7053004 | 2 | 1993-06-01 | Removed From Ground | Gas | 2000 | Bare Steel | Copper | Suction: Valve At The Tank
7053004 | 3 | 1993-06-01 | Removed From Ground | Gas | 3000 | Bare Steel | Copper | Suction: Valve At The Tank
7057001 | 1 | 1993-03-25 | Removed From Ground | Gas | 10000 | Bare Steel | Fiberglass Reinforced Plastic | Not Marked
7057001 | 2 | 1993-03-25 | Removed From Ground | Gas | 10000 | Bare Steel | Fiberglass Reinforced Plastic | Not Marked
7060001 | 1 | 1993-03-11 | Removed From Ground | Diesel | 8000 | Not Marked/Unknown | Not Marked | Not Marked
9000003 | 160-1 | 1992-03-01 | Removed From Ground | Gas | 10000 | Composite | Fiberglass Reinforced Plastic | Pressure
9000003 | 160-2 | 1992-03-01 | Removed From Ground | Gas | 10000 | Composite | Fiberglass Reinforced Plastic | Pressure
9000003 | 160-3 | 1992-03-01 | Removed From Ground | Gas | 10000 | Composite | Fiberglass Reinforced Plastic | Pressure
9000003 | P3 | 1988-06-01 | Removed From Ground | Gas | 10000 | Bare Steel | Bare Steel | Not Marked
9000003 | R1 | 1988-06-01 | Removed From Ground | Gas | 10000 | Bare Steel | Bare Steel | Not Marked
9000003 | U2 | 1988-06-01 | Removed From Ground | Gas | 10000 | Bare Steel | Bare Steel | Not Marked
9000004 | 1 | 1988-05-30 | Removed From Ground | Gas | 5000 | Bare Steel | Bare Steel | Not Marked
9000004 | 2 | 1988-05-30 | Removed From Ground | Gas | 5000 | Bare Steel | Bare Steel | Not Marked
9000004 | 3 | 1988-05-30 | Removed From Ground | Gas | 6000 | Bare Steel | Bare Steel | Not Marked
9000004 | 4 | 1988-05-30 | Removed From Ground | Gas | 6000 | Bare Steel | Bare Steel | Not Marked
9000004 | 5 | 2003-03-20 | Currently In Use | Gas | 10000 | Composite | Fiberglass Reinforced Plastic | Pressure |  | 1998-05-25 |  | 1998-05-25
9000004 | 6 | 2003-03-20 | Currently In Use | Diesel | 10000 | Composite | Fiberglass Reinforced Plastic | Pressure |  | 1998-05-25 |  | 1998-05-28
9000004 | 7 | 2003-03-20 | Currently In Use | Gas | 10000 | Composite | Fiberglass Reinforced Plastic | Pressure |  | 1998-05-25 |  | 1998-05-25
9000005 | 1 | 1988-06-01 | Removed From Ground | Gas | 5000 | Bare Steel | Bare Steel | Not Marked
9000005 | 2 | 1988-06-01 | Removed From Ground | Gas | 5000 | Bare Steel | Bare Steel | Not Marked
9000005 | 3 | 1988-06-01 | Removed From Ground | Gas | 6000 | Bare Steel | Bare Steel | Not Marked
9000005 | 4 | 1988-06-20 | Currently In Use | Gas | 10000 | Composite | Fiberglass Reinforced Plastic | Pressure |  | 1998-05-25 |  | 1998-05-25
9000005 | 5 | 1988-06-20 | Currently In Use | Diesel | 10000 | Composite | Fiberglass Reinforced Plastic | Pressure |  | 1998-05-25 |  | 1998-05-25
9000005 | 6 | 1988-06-20 | Currently In Use | Gas | 10000 | Composite | Fiberglass Reinforced Plastic | Pressure |  | 1998-05-25 |  | 1998-05-25
9000006 | 1 | 1988-06-15 | Removed From Ground | Gas | 5000 | Bare Steel | Bare Steel | Not Marked
9000006 | 2 | 1988-06-15 | Removed From Ground | Gas | 5000 | Bare Steel | Bare Steel | Not Marked
9000006 | 3 | 1988-06-15 | Removed From Ground | Gas | 5000 | Bare Steel | Bare Steel | Not Marked
9000006 | 4 | 1988-06-15 | Removed From Ground | Gas | 5000 | Bare Steel | Bare Steel | Not Marked
9000006 | 5 | 2009-03-05 | Removed From Ground | Gas | 10000 | Composite | Fiberglass Reinforced Plastic | Pressure |  | 1998-05-25 |  | 1998-05-25
9000006 | 6 | 2009-03-05 | Removed From Ground | Gas | 10000 | Composite | Fiberglass Reinforced Plastic | Pressure |  | 1998-05-25 |  | 1998-05-25
9000006 | 7 | 2009-03-05 | Removed From Ground | Gas | 10000 | Composite | Fiberglass Reinforced Plastic | Pressure |  | 1998-05-25 |  | 1998-05-25
9000009 | 1 | 2004-08-01 | Removed From Ground | Gas | 10000 | Steel-Impressed Current | Cathodically Protected | Pressure
9000009 | 2 | 2006-05-15 | Removed From Ground | Gas | 8000 | Steel-Impressed Current | Cathodically Protected | Pressure
9000009 | 3 | 2006-05-15 | Removed From Ground | Gas | 8000 | Steel-Impressed Current | Cathodically Protected | Pressure
9000009 | 4 | 2006-05-15 | Removed From Ground | Diesel | 6000 | Steel-Impressed Current | Cathodically Protected | Pressure
9000009 | 5 | 2006-05-01 | Currently In Use | Gas | 10000 | Composite | Fiberglass Reinforced Plastic | Pressure | N | 2006-05-01 | N | 2006-05-01
9000009 | 6 | 2006-05-01 | Currently In Use | Gas | 8000 | Composite | Fiberglass Reinforced Plastic | Pressure | N | 2006-05-01 | N | 2006-05-01
9000009 | 7 | 2006-05-01 | Currently In Use | Diesel | 8000 | Composite | Fiberglass Reinforced Plastic | Pressure | N | 2006-05-01 | N | 2006-05-01
9000010 | 1 | 1990-08-21 | Removed From Ground | Gas | 12000 | Fiberglass | Fiberglass Reinforced Plastic | Not Marked
9000010 | 2 | 1990-08-21 | Removed From Ground | Gas | 10000 | Fiberglass | Fiberglass Reinforced Plastic | Not Marked
9000010 | 3 | 1990-08-21 | Removed From Ground | Gas | 10000 | Fiberglass | Fiberglass Reinforced Plastic | Not Marked
9000010 | 4 | 1990-08-21 | Removed From Ground | Diesel | 10000 | Fiberglass | Fiberglass Reinforced Plastic | Not Marked
9000012 | 1 |  | Permanently Out Of Use | Gas | 4000 | Bare Steel | Galvanized Steel | Not Marked
9000012 | 10 | 1988-01-10 | Currently In Use | Gas | 10000 | Steel-Impressed Current | Fiberglass Reinforced Plastic | Pressure |  | 1988-01-10 12:00 |  | 1988-01-10 12:00
9000012 | 2 |  | Permanently Out Of Use | Gas | 4000 | Bare Steel | Galvanized Steel | Not Marked
9000012 | 3 |  | Permanently Out Of Use | Gas | 4000 | Bare Steel | Galvanized Steel | Not Marked
9000012 | 4 |  | Permanently Out Of Use | Gas | 4000 | Bare Steel | Galvanized Steel | Not Marked
9000012 | 5 |  | Permanently Out Of Use | Gas | 10000 | Bare Steel | Galvanized Steel | Not Marked
9000012 | 6 | 2007-09-14 | Currently In Use | Diesel | 3000 | Steel-Impressed Current | Fiberglass Reinforced Plastic | Not Marked |  | 1988-01-10 12:00 |  | 1988-01-10 12:00
9000012 | 8 | 1978-04-10 | Currently In Use | Gas | 10000 | Steel-Impressed Current | Fiberglass Reinforced Plastic | Pressure |  | 1978-04-10 12:00 |  | 1978-04-10 12:00
9000012 | 9 | 1988-01-10 | Currently In Use | Gas | 10000 | Steel-Impressed Current | Fiberglass Reinforced Plastic | Pressure |  | 1988-01-10 12:00 |  | 1988-01-10 12:00
9000013 | 1 | 1988-06-01 | Removed From Ground | Diesel | 10000 | Bare Steel | Cathodically Protected | Not Marked
9000013 | 2 | 1988-06-01 | Removed From Ground | Diesel | 10000 | Bare Steel | Cathodically Protected | Not Marked
9000013 | 3 | 1988-06-01 | Removed From Ground | Diesel | 10000 | Bare Steel | Cathodically Protected | Not Marked
9000013 | 4 | 1988-06-01 | Removed From Ground | Diesel | 10000 | Bare Steel | Cathodically Protected | Not Marked
9000013 | 5 | 2012-08-28 | Removed From Ground | Diesel | 20000 | Tank Jacket | Fiberglass Reinforced Plastic | Pressure |  | 2007-06-27 |  | 1988-01-01
9000013 | 6 | 2012-08-28 | Removed From Ground | Diesel | 20000 | Tank Jacket | Fiberglass Reinforced Plastic | Pressure |  | 2007-06-27 |  | 1988-01-01
9000014 | 1 | 1989-12-04 | Removed From Ground | Used Oil | 550 | Bare Steel | Galvanized Steel | Not Marked | Y |  | Y
9000014 | 10 | 1990-02-10 | Currently In Use | Gas | 10000 | Composite | Fiberglass Reinforced Plastic | Pressure |  | 1994-09-01 |  | 1994-09-01
9000014 | 2 | 1989-12-04 | Removed From Ground | Gas | 4000 | Bare Steel | Galvanized Steel | Not Marked
9000014 | 3 | 1989-12-04 | Removed From Ground | Gas | 4000 | Bare Steel | Galvanized Steel | Not Marked
9000014 | 4 | 1989-12-04 | Removed From Ground | Gas | 4000 | Bare Steel | Galvanized Steel | Not Marked
9000014 | 5 | 1989-12-04 | Removed From Ground | Gas | 4000 | Bare Steel | Galvanized Steel | Not Marked
9000014 | 6 | 1989-12-04 | Removed From Ground | Gas | 4000 | Bare Steel | Galvanized Steel | Not Marked
9000014 | 7 | 1989-12-01 | Removed From Ground | Diesel | 10000 | Bare Steel | Galvanized Steel | Not Marked
9000014 | 8 | 1990-02-10 | Currently In Use | Gas | 10000 | Composite | Fiberglass Reinforced Plastic | Pressure |  | 1994-09-01 |  | 1994-09-01
9000014 | 9 | 1990-02-10 | Currently In Use | Gas | 10000 | Composite | Fiberglass Reinforced Plastic | Pressure |  | 1994-09-01 |  | 1994-09-01
9000015 | 1 | 1989-06-01 | Closed In Ground | Kerosene | 6000 | Bare Steel | Steel/Secondary Containment | Not Marked
9000015 | 2 | 1999-10-19 | Removed From Ground | Diesel | 1500 | Unknown | Double Walled | Suction: No Valve At The Tank
9000015 | 6 | 1989-06-01 | Removed From Ground | Empty | 10000 | Bare Steel | Bare Steel | Not Marked
9000015 | 7 | 1995-07-21 | Removed From Ground | Used Oil | 500 | Not Marked/Unknown | Not Marked | Not Marked | Y |  | Y
9000016 | 1 | 1989-06-01 | Removed From Ground | Other | 3000 | Bare Steel | Bare Steel | Not Marked
9000016 | 2 | 1989-06-01 | Removed From Ground | Other | 6000 | Bare Steel | Bare Steel | Not Marked
9000016 | 3 | 1989-06-01 | Removed From Ground | Diesel | 15000 | Bare Steel | Bare Steel | Not Marked
9000016 | 4 | 1989-06-01 | Removed From Ground | Diesel | 15000 | Bare Steel | Bare Steel | Not Marked
9000016 | 5 | 1989-06-01 | Removed From Ground | Diesel | 30000 | Bare Steel | Bare Steel | Not Marked
9000017 | 1 | 1991-09-01 | Removed From Ground | Gas | 8000 | Bare Steel | Galvanized Steel | Not Marked
9000017 | 10 | 2010-03-05 | Currently In Use | Gas | 10000 | Fiberglass Double Walled | Double Walled Flex | Pressure |  | 2000-08-21 |  | 2000-08-21
9000017 | 11 | 2010-03-05 | Currently In Use | Ethanol | 10000 | Fiberglass Double Walled | Double Walled Flex | Pressure |  | 2000-08-21 |  | 2000-08-21
9000017 | 12 | 2016-02-22 | Currently In Use | Diesel | 10000 | Fiberglass Double Walled | Double Walled Flex | Pressure |  | 2000-08-21 |  | 2000-08-21
9000017 | 13 | 2010-02-25 | Currently In Use | E85 | 10000 | Fiberglass Double Walled | Double Walled Flex | Pressure | N | 2010-02-25 | N | 2010-02-25
9000017 | 2 | 1991-09-01 | Removed From Ground | Gas | 6000 | Bare Steel | Galvanized Steel | Not Marked
9000017 | 3 | 1991-09-01 | Removed From Ground | Gas | 6000 | Bare Steel | Galvanized Steel | Pressure
9000017 | 4 | 1991-09-01 | Removed From Ground | Used Oil | 1000 | Bare Steel | Galvanized Steel | Gravity Fed | Y |  | Y
9000017 | 5 | 2000-08-15 | Removed From Ground | Gas | 12000 | Cathodically Protected Steel | Fiberglass Reinforced Plastic | Pressure |  | 1991-09-15 |  | 1991-09-15
9000017 | 6 | 2000-08-15 | Removed From Ground | Gas | 12000 | Cathodically Protected Steel | Fiberglass Reinforced Plastic | Pressure |  | 1991-09-15 |  | 1991-09-15
9000017 | 7 | 2000-08-15 | Removed From Ground | Gas | 12000 | Cathodically Protected Steel | Fiberglass Reinforced Plastic | Pressure |  | 1991-09-15 |  | 1991-09-15
9000017 | 8 | 2000-08-01 | Removed From Ground | Used Oil | 1000 | Bare Steel | Galvanized Steel | Not Marked | Y |  | Y
9000017 | 9 | 2010-03-05 | Currently In Use | Gas | 10000 | Fiberglass Double Walled | Double Walled Flex | Pressure |  | 2000-08-21 |  | 2000-08-21
9000018 | 1 | 1992-03-03 | Removed From Ground | Empty | 10000 | Bare Steel | Fiberglass Reinforced Plastic | Not Marked
9000018 | 2 | 1992-03-03 | Removed From Ground | Empty | 10000 | Bare Steel | Fiberglass Reinforced Plastic | Not Marked
9000018 | 3 | 1992-03-03 | Removed From Ground | Empty | 12000 | Bare Steel | Fiberglass Reinforced Plastic | Not Marked
9000018 | 4 | 1992-03-03 | Removed From Ground | Empty | 20000 | Bare Steel | Fiberglass Reinforced Plastic | Not Marked
9000018 | 5 | 1986-04-01 | Currently In Use | Diesel | 20000 | Fiberglass Double Walled | Fiberglass/Double Walled | Pressure |  | 1987-11-01 |  | 1987-11-01
9000018 | 6 | 1992-03-01 | Currently In Use | Gas | 10000 | Fiberglass Double Walled | Fiberglass/Double Walled | Pressure |  | 1992-03-01 |  | 1992-03-01
9000018 | 7 | 1992-03-01 | Currently In Use | Gas | 10000 | Fiberglass Double Walled | Fiberglass/Double Walled | Pressure |  | 1992-03-01 |  | 1992-03-01
9000018 | 8 | 1992-03-01 | Currently In Use | Gas | 10000 | Fiberglass Double Walled | Fiberglass/Double Walled | Pressure |  | 1992-03-01 |  | 1992-03-01
9000018 | 9 | 1992-03-01 | Currently In Use | Diesel | 20000 | Fiberglass Double Walled | Fiberglass/Double Walled | Pressure |  | 1992-03-01 |  | 1992-03-01
9000019 | 1 | 1998-12-05 | Removed From Ground | Gas | 10000 | Fiberglass | Fiberglass Reinforced Plastic | Pressure
9000019 | 1A | 1998-12-05 | Removed From Ground | Gas | 10000 | Fiberglass | Fiberglass Reinforced Plastic | Pressure
9000019 | 2 | 1998-12-05 | Removed From Ground | Gas | 10000 | Fiberglass | Fiberglass Reinforced Plastic | Pressure
9000019 | 2A | 1998-12-05 | Removed From Ground | Used Oil | 1000 | Fiberglass | Fiberglass Reinforced Plastic | Pressure | Y |  | Y
9000019 | 3 | 1987-01-01 | Removed From Ground | Gas | 6000 | Bare Steel | Galvanized Steel | Not Marked
9000019 | 3A | 1987-01-01 | Removed From Ground | Gas | 10000 | Fiberglass | Fiberglass Reinforced Plastic | Not Marked
9000019 | 4 | 1987-01-01 | Removed From Ground | Used Oil | 500 | Bare Steel | Galvanized Steel | Not Marked | Y |  | Y
9000019 | 4A | 1987-01-01 | Removed From Ground | Used Oil | 1000 | Fiberglass | Fiberglass Reinforced Plastic | Not Marked | Y |  | Y
9000021 | 1 | 1977-05-15 | Currently In Use | Gas | 8000 | Steel-Impressed Current | Fiberglass Reinforced Plastic | Pressure |  | 1998-12-01 |  | 1998-12-01
9000021 | 2 | 1977-05-15 | Currently In Use | Gas | 8000 | Steel-Impressed Current | Fiberglass Reinforced Plastic | Pressure |  | 1998-12-01 |  | 1998-12-01
9000022 | 1 | 1992-11-01 | Removed From Ground | Gas | 10000 | Bare Steel | Galvanized Steel | Not Marked
9000022 | 2 | 1992-11-01 | Removed From Ground | Gas | 10000 | Bare Steel | Galvanized Steel | Not Marked
9000022 | 3 | 1999-10-01 | Currently In Use | Gas | 12000 | Fiberglass | Fiberglass Reinforced Plastic | Pressure |  | 1999-10-01 12:00 | Y | 1999-10-01 12:00
9000022 | 4 | 1999-10-01 | Currently In Use | Gas | 10000 | Fiberglass | Fiberglass Reinforced Plastic | Pressure |  | 1999-10-01 12:00 | Y | 1999-10-01 12:00
9000024 | 1 | 1992-08-19 | Removed From Ground | Gas | 8000 | Bare Steel | Bare Steel | Pressure
9000024 | 2 | 1992-08-19 | Removed From Ground | Gas | 8000 | Bare Steel | Bare Steel | Pressure
9000024 | 3 | 1992-08-19 | Removed From Ground | Gas | 8000 | Bare Steel | Bare Steel | Pressure
9000025 | 1 |  | Removed From Ground Date Unknown | Empty | 10000 | Bare Steel | Galvanized Steel | Not Marked
9000025 | 2 |  | Removed From Ground Date Unknown | Empty | 10000 | Bare Steel | Galvanized Steel | Not Marked
9000025 | 3 |  | Removed From Ground Date Unknown | Empty | 10000 | Bare Steel | Galvanized Steel | Not Marked
9000025 | 4 |  | Removed From Ground Date Unknown | Empty | 15000 | Composite | Galvanized Steel | Not Marked
9000025 | 5 | 1991-03-01 | Currently In Use | Gas | 10000 | Fiberglass | Fiberglass Reinforced Plastic | Pressure |  | 1991-03-01 |  | 1991-03-01
9000025 | 6 | 1991-03-01 | Currently In Use | Gas | 10000 | Fiberglass | Fiberglass Reinforced Plastic | Pressure |  | 1991-03-01 |  | 1991-03-01
9000025 | 7 | 1991-03-01 | Currently In Use | Diesel | 10000 | Fiberglass | Fiberglass Reinforced Plastic | Pressure |  | 1991-03-01 |  | 1991-03-01
9000025 | 8 | 1991-03-01 | Currently In Use | Gas | 20000 | Fiberglass | Fiberglass Reinforced Plastic | Pressure |  | 1991-03-01 |  | 1991-03-01
9000026 | 1 | 1970-02-07 | Currently In Use | Gas | 5000 | Steel-Impressed Current | Cathodically Protected | Pressure |  | 1999-01-01 |  | 1999-01-01
9000026 | 2 | 1970-02-07 | Currently In Use | Gas | 5000 | Steel-Impressed Current | Cathodically Protected | Pressure |  | 1999-01-01 |  | 1999-01-01
9000026 | 3 | 1970-02-07 | Currently In Use | Gas | 5000 | Steel-Impressed Current | Cathodically Protected | Pressure |  | 1999-01-01 |  | 1999-01-01
9000026 | 4 | 1970-02-07 | Currently In Use | Gas | 5000 | Steel-Impressed Current | Cathodically Protected | Pressure |  | 1999-01-01 |  | 1999-01-01
9000027 | 1 | 2010-04-28 | Removed From Ground | Gas | 10000 | Steel-Impressed Current | Cathodically Protected | Pressure |  | 1991-01-19 |  | 1991-01-01
9000027 | 2 | 2010-04-28 | Removed From Ground | Gas | 10000 | Steel-Impressed Current | Cathodically Protected | Pressure |  | 1991-01-19 |  | 1991-01-19
9000027 | 3 | 2010-04-28 | Removed From Ground | Gas | 10000 | Steel-Impressed Current | Cathodically Protected | Pressure |  | 1991-01-19 |  | 1991-01-19
9000027 | 4 | 2010-04-28 | Removed From Ground | Diesel | 10000 | Steel-Impressed Current | Cathodically Protected | Pressure |  | 1991-01-19 |  | 1991-01-19
9000028 | 1 | 1988-09-01 | Removed From Ground | Gas | 1100 | Bare Steel | Galvanized Steel | Not Marked
9000028 | 2 | 1988-09-01 | Removed From Ground | Gas | 1100 | Bare Steel | Galvanized Steel | Not Marked
9000028 | 3 | 1988-09-01 | Removed From Ground | Gas | 560 | Bare Steel | Galvanized Steel | Not Marked
9000029 | 1 | 1986-10-01 | Removed From Ground | Gas | 4000 | Bare Steel | Galvanized Steel | Not Marked
9000029 | 2 | 1986-10-01 | Removed From Ground | Gas | 4000 | Bare Steel | Galvanized Steel | Not Marked
9000029 | 3 | 1986-10-01 | Removed From Ground | Gas | 4000 | Bare Steel | Galvanized Steel | Not Marked
9000029 | 4 | 1986-10-01 | Removed From Ground | Gas | 4000 | Bare Steel | Galvanized Steel | Not Marked
9000029 | 5 | 1986-10-01 | Removed From Ground | Diesel | 4000 | Bare Steel | Galvanized Steel | Not Marked
9000029 | ADD | 1994-08-01 | Removed From Ground | Other | 550 | Composite | Fiberglass Reinforced Plastic | Not Marked
9000029 | D1 | 2014-03-17 | Temporarily Out Of Use | Diesel | 6000 | Double Walled | Fiberglass Reinforced Plastic | Pressure |  | 1987-01-01 |  | 1987-01-01
9000029 | D2 | 2014-03-17 | Temporarily Out Of Use | Diesel | 6000 | Double Walled | Fiberglass Reinforced Plastic | Pressure |  | 1987-01-01 |  | 1987-01-01
9000029 | NL1 | 2014-03-17 | Temporarily Out Of Use | Gas | 12000 | Double Walled | Fiberglass Reinforced Plastic | Pressure |  | 1987-01-01 |  | 1987-01-01
9000029 | P1 | 2014-03-17 | Temporarily Out Of Use | Gas | 12000 | Double Walled | Fiberglass Reinforced Plastic | Pressure |  | 1987-01-01 |  | 1987-01-01
9000029 | R1 | 2014-03-17 | Temporarily Out Of Use | Gas | 12000 | Double Walled | Fiberglass Reinforced Plastic | Pressure |  | 1987-01-01 |  | 1987-01-01
9000030 | CS-1 | 1990-08-31 | Removed From Ground | Hazardous Substance | 12000 | Bare Steel | Unknown | Not Marked
9000030 | CS-2 | 1990-08-31 | Removed From Ground | Other | 12000 | Bare Steel | Unknown | Not Marked
9000030 | CS-3 | 1990-08-31 | Removed From Ground | Gas | 1000 | Bare Steel | Unknown | Not Marked
9000030 | NY-1 | 1990-08-31 | Removed From Ground | Diesel | 10000 | Fiberglass | Galvanized Steel | Not Marked
9000030 | SY-1 | 1990-08-31 | Removed From Ground | Other | 1500 | Bare Steel | Unknown | Not Marked
9000030 | T-1 | 1990-08-31 | Removed From Ground | Other | 12000 | Cathodically Protected Steel | Not Marked | Not Marked
9000030 | T-10 | 1990-08-31 | Removed From Ground | Other | 12000 | Cathodically Protected Steel | Not Marked | Not Marked
9000030 | T-11 | 1990-08-31 | Removed From Ground | Kerosene | 12000 | Cathodically Protected Steel | Not Marked | Not Marked
9000030 | T-12 | 1990-08-31 | Removed From Ground | Gas | 12000 | Cathodically Protected Steel | Not Marked | Not Marked
9000030 | T-13 | 1990-08-31 | Removed From Ground | Other | 12000 | Cathodically Protected Steel | Not Marked | Not Marked
9000030 | T-2 | 1990-08-31 | Removed From Ground | Other | 12000 | Cathodically Protected Steel | Not Marked | Not Marked
9000030 | T-3 | 1990-08-31 | Removed From Ground | Other | 12000 | Cathodically Protected Steel | Not Marked | Not Marked
9000030 | T-4 | 1990-08-31 | Removed From Ground | Other | 12000 | Cathodically Protected Steel | Not Marked | Not Marked
9000030 | T-5 | 1990-08-31 | Removed From Ground | Other | 12000 | Cathodically Protected Steel | Not Marked | Not Marked
9000030 | T-6 | 1990-08-31 | Removed From Ground | Other | 12000 | Cathodically Protected Steel | Not Marked | Not Marked
9000030 | T-7 | 1990-08-31 | Removed From Ground | Other | 12000 | Cathodically Protected Steel | Not Marked | Not Marked
9000030 | T-8 | 1990-08-31 | Removed From Ground | Gas | 12000 | Cathodically Protected Steel | Not Marked | Not Marked
9000030 | T-9 | 1990-08-31 | Removed From Ground | Other | 12000 | Cathodically Protected Steel | Not Marked | Not Marked
9000031 | 1 | 1988-12-09 | Removed From Ground | Gas | 10000 | Fiberglass | Fiberglass Reinforced Plastic | Not Marked
9000031 | 2 | 1988-12-09 | Removed From Ground | Gas | 10000 | Fiberglass | Fiberglass Reinforced Plastic | Not Marked
9000031 | 3 | 1988-12-09 | Removed From Ground | Gas | 10000 | Fiberglass | Fiberglass Reinforced Plastic | Not Marked
9000031 | 4 | 1988-12-09 | Removed From Ground | Gas | 10000 | Fiberglass | Fiberglass Reinforced Plastic | Not Marked
9000031 | 5 | 1988-12-09 | Removed From Ground | Diesel | 10000 | Bare Steel | Bare Steel | Not Marked
9000032 | 1 | 1983-04-24 | Currently In Use | Gas | 10000 | Steel-Galvanic | Cathodically Protected | Pressure |  | 1983-04-24 |  | 1983-04-24
9000032 | 2 | 1983-04-24 | Currently In Use | Gas | 10000 | Steel-Galvanic | Cathodically Protected | Pressure |  | 1983-04-24 |  | 1983-04-24
9000032 | 3 | 1987-03-11 | Removed From Ground | Diesel | 10000 | Steel-Galvanic | Galvanized Steel | Pressure
9000032 | 4 | 1987-03-01 | Currently In Use | Gas | 10000 | Steel-Galvanic | Cathodically Protected | Pressure |  | 1983-04-24 |  | 1983-04-24
9000033 | 1 | 1994-11-17 | Removed From Ground | Gas | 10000 | Cathodically Protected Steel | Bare Steel | Pressure
9000033 | 2 | 1994-11-17 | Removed From Ground | Gas | 10000 | Cathodically Protected Steel | Bare Steel | Pressure
9000033 | 3 | 1994-11-17 | Removed From Ground | Gas | 6000 | Cathodically Protected Steel | Bare Steel | Pressure
9000034 | NO-LEAD | 1990-11-20 | Removed From Ground | Gas | 10270 | Bare Steel | Galvanized Steel | Pressure
9000034 | REG | 1990-11-20 | Removed From Ground | Gas | 15000 | Bare Steel | Galvanized Steel | Pressure
9000034 | XTRA | 1990-11-20 | Removed From Ground | Gas | 15000 | Bare Steel | Galvanized Steel | Pressure
9000035 | 1 | 1992-02-05 | Removed From Ground | Gas | 10000 | Cathodically Protected Steel | Galvanized Steel | Pressure
9000035 | 2 | 1992-02-05 | Removed From Ground | Gas | 6047 | Bare Steel | Galvanized Steel | Pressure
9000035 | 3 | 1992-02-05 | Removed From Ground | Gas | 6047 | Bare Steel | Galvanized Steel | Pressure
9000035 | 4 | 1992-02-05 | Removed From Ground | Gas | 15000 | Bare Steel | Galvanized Steel | Pressure
9000035 | 5 | 1988-10-22 | Removed From Ground | Gas | 10000 | Bare Steel | Galvanized Steel | Pressure
9000036 | 1 | 2010-02-17 | Removed From Ground | Gas | 12000 | Fiberglass | Fiberglass Reinforced Plastic | Pressure |  | 1998-07-25 |  | 1998-07-25
9000036 | 2 | 2010-02-17 | Removed From Ground | Gas | 12000 | Fiberglass | Fiberglass Reinforced Plastic | Pressure |  | 1998-07-25 |  | 1998-07-25
9000036 | 3 | 2010-02-17 | Removed From Ground | Gas | 12000 | Fiberglass | Fiberglass Reinforced Plastic | Pressure |  | 1998-07-25 |  | 1998-07-25
9000036 | 4 | 2010-02-17 | Removed From Ground | Gas | 12000 | Fiberglass | Fiberglass Reinforced Plastic | Pressure |  | 1998-07-25 |  | 1998-07-25
9000036 | 5 | 1989-01-01 | Removed From Ground | New Oil | 550 | Fiberglass | Fiberglass Reinforced Plastic | Pressure
9000036 | A |  | Removed From Ground Date Unknown | Other | 550 | Fiberglass | Fiberglass Reinforced Plastic | Not Marked
9000037 | 1 | 1990-10-11 | Removed From Ground | Gas | 6000 | Bare Steel | Galvanized Steel | Not Marked
9000037 | 2 | 1990-10-11 | Removed From Ground | Gas | 6000 | Bare Steel | Galvanized Steel | Not Marked
9000037 | 3 | 1990-10-11 | Removed From Ground | Gas | 4000 | Bare Steel | Galvanized Steel | Not Marked
9000037 | 4 | 1990-10-11 | Removed From Ground | Gas | 6000 | Fiberglass | Galvanized Steel | Not Marked
9000037 | 5 | 1990-10-11 | Removed From Ground | Used Oil | 500 | Bare Steel | Galvanized Steel | Not Marked | Y |  | Y
9000037 | 6 | 1993-04-12 | Removed From Ground | Gas | 12000 | Double Walled | Double Walled | Pressure
9000037 | 7 | 1993-04-12 | Removed From Ground | Gas | 12000 | Double Walled | Double Walled | Pressure
9000037 | 8 | 1993-04-12 | Removed From Ground | Gas | 12000 | Double Walled | Double Walled | Pressure
9000037 | 9 | 1993-04-15 | Removed From Ground | Used Oil | 1000 | Fiberglass | Fiberglass Reinforced Plastic | Not Marked | Y |  | Y
9000038 | 1 |  | Permanently Out Of Use | Hazardous Substance | 6000 | Cathodically Protected Steel | Bare Steel | Not Marked
9000038 | 10 |  | Removed From Ground | Hazardous Substance | 6000 | Cathodically Protected Steel | Bare Steel | Not Marked
9000038 | 11 |  | Permanently Out Of Use | Other | 8000 | Cathodically Protected Steel | Bare Steel | Not Marked
9000038 | 12 |  | Permanently Out Of Use | Hazardous Substance | 8000 | Cathodically Protected Steel | Bare Steel | Not Marked
9000038 | 13 |  | Permanently Out Of Use | Other | 8000 | Bare Steel | Bare Steel | Not Marked
9000038 | 2 |  | Permanently Out Of Use | Other | 10000 | Cathodically Protected Steel | Bare Steel | Not Marked
9000038 | 3 |  | Permanently Out Of Use | Other | 10000 | Cathodically Protected Steel | Bare Steel | Not Marked
9000038 | 4 |  | Permanently Out Of Use | Hazardous Substance | 3200 | Cathodically Protected Steel | Bare Steel | Not Marked
9000038 | 5 |  | Permanently Out Of Use | Hazardous Substance | 4000 | Cathodically Protected Steel | Bare Steel | Not Marked
9000038 | 6 |  | Currently In Use | Other | 4000 | Cathodically Protected Steel | Bare Steel | Not Marked
9000038 | 7 |  | Removed From Ground | Hazardous Substance | 4000 | Cathodically Protected Steel | Bare Steel | Not Marked
9000038 | 8 |  | Permanently Out Of Use | Gas | 1000 | Bare Steel | Bare Steel | Not Marked
9000038 | 9 |  | Removed From Ground | Hazardous Substance | 4000 | Cathodically Protected Steel | Bare Steel | Not Marked
9000039 | 1 |  | Currently In Use | Diesel | 25000 | Bare Steel | Galvanized Steel | Not Marked
9000039 | 10 |  | Currently In Use | Other | 1000 | Bare Steel | Galvanized Steel | Not Marked
9000039 | 11 |  | Currently In Use | Other | 280 | Bare Steel | Galvanized Steel | Not Marked
9000039 | 12 |  | Currently In Use | Other | 560 | Bare Steel | Galvanized Steel | Not Marked
9000039 | 13 |  | Currently In Use | Used Oil | 1000 | Concrete | Unknown | Not Marked | Y |  | Y
9000039 | 2 |  | Currently In Use | Diesel | 25000 | Bare Steel | Bare Steel | Not Marked
9000039 | 3 |  | Currently In Use | Diesel | 25000 | Bare Steel | Galvanized Steel | Not Marked
9000039 | 4 |  | Currently In Use | Diesel | 8500 | Bare Steel | Galvanized Steel | Not Marked
9000039 | 5 |  | Currently In Use | Diesel | 8500 | Bare Steel | Bare Steel | Not Marked
9000039 | 6 |  | Currently In Use | Gas | 5288 | Bare Steel | Bare Steel | Not Marked
9000039 | 7 |  | Currently In Use | Gas | 5000 | Bare Steel | Galvanized Steel | Not Marked
9000039 | 8 |  | Currently In Use | Other | 6110 | Bare Steel | Galvanized Steel | Not Marked
9000039 | 9 |  | Currently In Use | Used Oil | 300 | Bare Steel | Galvanized Steel | Not Marked | Y |  | Y
9000040 | 1 | 1985-01-01 | Currently In Use | Gas | 12000 | Fiberglass Double Walled | Fiberglass/Double Walled | Pressure |  | 1997-12-12 |  | 1997-12-12
9000040 | 2 | 1990-02-01 | Removed From Ground | Empty | 1000 | Bare Steel | Unknown | Not Marked | Y |  | Y
9000040 | 3 | 1990-02-01 | Removed From Ground | Other | 550 | Bare Steel | Unknown | Not Marked
9000052 | 1 | 2000-11-17 | Removed From Ground | Empty | 10270 | Steel-Impressed Current | Fiberglass Reinforced Plastic | Pressure |  | 1997-08-02 |  | 1997-08-02
9000052 | 2 | 2000-11-17 | Removed From Ground | Empty | 10270 | Steel-Impressed Current | Fiberglass Reinforced Plastic | Pressure |  | 1997-08-02 |  | 1997-08-02
9000052 | 3 | 2000-11-17 | Removed From Ground | Empty | 10270 | Steel-Impressed Current | Fiberglass Reinforced Plastic | Pressure |  | 1997-08-02 |  | 1997-08-02
9000052 | 4 | 2000-11-17 | Removed From Ground | Empty | 10270 | Steel-Impressed Current | Fiberglass Reinforced Plastic | Pressure |  | 1997-08-02 |  | 1997-08-02
9000060 | 1 | 1988-04-21 | Removed From Ground | Gas | 10000 | Bare Steel | Galvanized Steel | Not Marked
9000060 | 2 | 1988-04-21 | Removed From Ground | Gas | 10000 | Bare Steel | Galvanized Steel | Not Marked
9000060 | 3 | 1988-04-21 | Removed From Ground | Gas | 10000 | Bare Steel | Galvanized Steel | Not Marked
9000067 | 1 | 1987-01-01 | Removed From Ground | Gas | 6000 | Bare Steel | Galvanized Steel | Not Marked
9000067 | 2 | 1987-01-01 | Removed From Ground | Gas | 6000 | Bare Steel | Galvanized Steel | Not Marked
9000067 | 3 | 1987-01-01 | Removed From Ground | Gas | 6000 | Bare Steel | Galvanized Steel | Not Marked
9000067 | 4 | 1987-01-01 | Removed From Ground | Gas | 10000 | Bare Steel | Galvanized Steel | Not Marked
9000067 | 5 | 1987-01-01 | Removed From Ground | Diesel | 10000 | Bare Steel | Galvanized Steel | Not Marked
9000067 | 6 | 1987-07-20 | Currently In Use | Gas | 10000 | Fiberglass | Fiberglass Reinforced Plastic | Pressure |  | 1987-07-01 |  | 1987-07-01
9000067 | 7 | 1987-07-20 | Currently In Use | Gas | 10000 | Fiberglass | Fiberglass Reinforced Plastic | Pressure |  | 1987-07-01 |  | 1987-07-01
9000067 | 8 | 1987-07-20 | Currently In Use | Gas | 10000 | Fiberglass | Fiberglass Reinforced Plastic | Pressure |  | 1987-07-01 |  | 1987-07-01
9000122 | 1 |  | Removed From Ground Date Unknown | Gas | 8000 | Bare Steel | Galvanized Steel | Not Marked
9000122 | 2 |  | Removed From Ground Date Unknown | Gas | 8000 | Bare Steel | Galvanized Steel | Not Marked
9000122 | 3 |  | Removed From Ground Date Unknown | Gas | 8000 | Bare Steel | Galvanized Steel | Not Marked
9000122 | 4A | 2007-06-28 | Currently In Use | Gas | 10000 | Composite | Fiberglass Reinforced Plastic | Pressure | N | 2007-06-28 | N | 2007-06-28
9000122 | 4B | 2007-06-28 | Currently In Use | Diesel | 5000 | Composite | Fiberglass Reinforced Plastic | Pressure | N | 2007-06-28 | N | 2007-06-28
9000122 | 5 | 2007-06-28 | Currently In Use | Gas | 15000 | Composite | Fiberglass Reinforced Plastic | Pressure | N | 2007-06-28 | N | 2007-06-28
9000123 | 1 | 2004-05-27 | Temporarily Out Of Use | Other | 500 | Bare Steel | Galvanized Steel | Not Marked
9000123 | 2 | 2004-05-27 | Temporarily Out Of Use | Other | 500 | Bare Steel | Galvanized Steel | Not Marked
9000123 | 3 | 2004-05-27 | Temporarily Out Of Use | Other | 500 | Bare Steel | Galvanized Steel | Not Marked
9000124 | 1 | 1992-06-30 | Removed From Ground | Gas | 10000 | Fiberglass | Fiberglass Reinforced Plastic | Pressure
9000124 | 2 | 1992-06-30 | Removed From Ground | Gas | 10000 | Fiberglass | Fiberglass Reinforced Plastic | Pressure
9000124 | 3 | 1992-06-30 | Removed From Ground | Gas | 10000 | Fiberglass | Fiberglass Reinforced Plastic | Pressure
9000125 | 1 | 1993-08-04 | Removed From Ground | Gas | 12000 | Fiberglass | Fiberglass Reinforced Plastic | Pressure
9000125 | 2 | 1993-08-04 | Removed From Ground | Gas | 12000 | Fiberglass | Fiberglass Reinforced Plastic | Pressure
9000125 | 3 | 1993-08-04 | Removed From Ground | Gas | 12000 | Fiberglass | Fiberglass Reinforced Plastic | Pressure
9000126 | 1 | 1979-02-01 | Currently In Use | Gas | 10000 | Steel-Impressed Current | Impressed Current | Pressure |  | 1997-12-01 |  | 1997-12-01
9000126 | 2 | 1979-02-01 | Currently In Use | Gas | 10000 | Steel-Impressed Current | Impressed Current | Pressure |  | 1997-12-01 |  | 1997-12-01
9000126 | 3 | 1979-02-01 | Currently In Use | Diesel | 10000 | Steel-Impressed Current | Impressed Current | Pressure |  | 1997-12-01 |  | 1997-12-01
9000127 | 1 | 1989-09-01 | Removed From Ground | Diesel | 12000 | Bare Steel | Galvanized Steel | Pressure
9000127 | 2 | 1989-09-01 | Removed From Ground | Diesel | 12000 | Bare Steel | Galvanized Steel | Pressure
9000127 | 3 | 1990-03-01 | Removed From Ground | Other | 10000 | Bare Steel | Galvanized Steel | Pressure
9000127 | 4 | 1990-03-01 | Removed From Ground | Other | 10000 | Bare Steel | Galvanized Steel | Pressure
9000127 | 5 | 1990-09-01 | Removed From Ground | Used Oil | 6000 | Bare Steel | Galvanized Steel | Pressure | Y |  | Y
9000127 | 6 | 1989-12-10 | Currently In Use | Diesel | 12000 | Composite Double Walled | Fiberglass Reinforced Plastic | Pressure |  | 1989-12-10 |  | 1989-12-10
9000127 | 7 | 1989-12-10 | Currently In Use | Diesel | 12000 | Composite Double Walled | Fiberglass Reinforced Plastic | Pressure |  | 1989-12-10 |  | 1989-12-10
9000129 | 2-TRUCK | 1989-03-20 | Removed From Ground | Diesel | 10000 | Bare Steel | Galvanized Steel | Not Marked
9000131 | 1 | 1989-05-04 | Removed From Ground | Gas | 6000 | Bare Steel | Galvanized Steel | Not Marked
9000131 | 2 | 1989-05-04 | Removed From Ground | Gas | 6000 | Bare Steel | Galvanized Steel | Not Marked
9000131 | 3 | 1989-05-04 | Removed From Ground | Gas | 4000 | Bare Steel | Galvanized Steel | Not Marked
9000131 | B-1 | 1992-11-17 | Currently In Use | Gas | 10000 | Epoxy | Fiberglass Reinforced Plastic | Pressure |  | 1992-12-12 |  | 1992-12-12
9000131 | G-1 | 1992-11-17 | Currently In Use | Gas | 10000 | Epoxy | Fiberglass Reinforced Plastic | Pressure |  | 1992-12-12 |  | 1992-12-12
9000131 | S-1 | 1992-11-17 | Currently In Use | Diesel | 10000 | Epoxy | Fiberglass Reinforced Plastic | Pressure |  | 1992-12-12 |  | 1992-12-12
9000133 | 1 | 1988-02-01 | Removed From Ground | Gas | 6000 | Bare Steel | Galvanized Steel | Not Marked
9000133 | 2 | 1988-02-01 | Removed From Ground | Gas | 6000 | Bare Steel | Galvanized Steel | Not Marked
9000133 | 3 | 1988-02-01 | Removed From Ground | Gas | 6000 | Bare Steel | Galvanized Steel | Not Marked
9000133 | 4 | 1988-02-01 | Removed From Ground | Diesel | 4000 | Bare Steel | Galvanized Steel | Not Marked
9000133 | 5 | 1988-03-31 | Currently In Use | Gas | 8000 | Fiberglass | Fiberglass Reinforced Plastic | Pressure |  | 1988-03-01 |  | 1988-03-01
9000133 | 6 | 1988-03-31 | Currently In Use | Gas | 10000 | Fiberglass | Fiberglass Reinforced Plastic | Pressure |  | 1988-03-01 |  | 1988-03-01
9000133 | 7 | 1988-03-31 | Currently In Use | Gas | 10000 | Fiberglass | Fiberglass Reinforced Plastic | Pressure |  | 1988-03-01 |  | 1988-03-01
9000133 | 8 | 1988-03-31 | Currently In Use | Diesel | 4000 | Fiberglass | Fiberglass Reinforced Plastic | Pressure |  | 1988-03-01 |  | 1988-03-01
9000134 | 1 | 1989-02-01 | Closed In Ground | Gas | 4000 | Bare Steel | Galvanized Steel | Not Marked
9000134 | 2 | 1989-02-01 | Closed In Ground | Gas | 10000 | Bare Steel | Galvanized Steel | Not Marked
9000134 | 3 | 1989-02-01 | Closed In Ground | Gas | 3000 | Bare Steel | Galvanized Steel | Not Marked
9000134 | 4 | 1989-01-01 | Currently In Use | Gas | 10000 | Double Walled | Fiberglass Reinforced Plastic | Pressure |  | 1989-03-01 |  | 1989-03-01
9000134 | 5 | 1989-01-01 | Currently In Use | Gas | 10000 | Double Walled | Fiberglass Reinforced Plastic | Pressure |  | 1989-03-01 |  | 1989-03-01
9000134 | 6 | 1989-01-01 | Currently In Use | Diesel | 10000 | Double Walled | Fiberglass Reinforced Plastic | Pressure |  | 1989-03-01 |  | 1989-03-01
9000135 | 1 | 1986-04-01 | Removed From Ground | Empty | 5000 | Bare Steel | Bare Steel | Not Marked
9000135 | 2 | 1998-11-21 | Removed From Ground | Heating Oil | 10000 | Bare Steel | Bare Steel | Not Marked
9000136 | DUMMY |  | Currently In Use | Empty |  | Not Marked/Unknown | Not Marked | Not Marked
9000137 | 1 | 1988-10-15 | Removed From Ground | Diesel | 15000 | Bare Steel | Cathodically Protected | Not Marked
9000137 | 2 | 1988-10-15 | Removed From Ground | Diesel | 10000 | Bare Steel | Cathodically Protected | Not Marked
9000137 | 4 | 1998-02-27 | Closed In Ground | Diesel | 1000 | Cathodically Protected Steel | Cathodically Protected | Not Marked
9000137 | 5 | 1989-02-01 | Currently In Use | Diesel | 10000 | Fiberglass Double Walled | Fiberglass/Double Walled | Suction: Valve At The Tank |  | 1998-02-27 |  | 1998-02-27
9000137 | 6 | 1989-02-01 | Currently In Use | Diesel | 1000 | Double Walled | Double Walled | Suction: Valve At The Tank |  | 1998-02-27 |  | 1998-02-27
9000139 | DUMMY | 1999-04-27 | Removed From Ground | Other |  | Not Marked/Unknown | Not Marked | Not Marked
9000140 | 9233-A | 1995-02-01 | Removed From Ground | Gas | 10000 | Bare Steel | Bare Steel | Pressure
9000140 | 9233-B | 1995-02-01 | Removed From Ground | Gas | 10000 | Bare Steel | Bare Steel | Pressure
9000140 | 9233-C | 1995-02-01 | Removed From Ground | Gas | 10000 | Bare Steel | Bare Steel | Pressure
9000140 | 9233-D | 1995-02-01 | Removed From Ground | Gas | 10000 | Bare Steel | Bare Steel | Pressure
9000140 | 9233-E | 1995-02-01 | Removed From Ground | Gas | 10000 | Bare Steel | Bare Steel | Pressure
9000140 | 9233-F | 1995-02-01 | Removed From Ground | Gas | 10000 | Bare Steel | Bare Steel | Pressure
9000140 | 9233-G | 1995-02-01 | Removed From Ground | Gas | 10000 | Bare Steel | Bare Steel | Pressure
9000140 | 9233-H | 1995-02-01 | Removed From Ground | Gas | 10000 | Fiberglass Double Walled | Bare Steel | Pressure
9000140 | 9233-I | 1995-02-01 | Removed From Ground | Gas | 10000 | Bare Steel | Bare Steel | Pressure
9000140 | 9233-K | 1995-07-01 | Temporarily Out Of Use | Gas | 30000 | Double Walled | Fiberglass Reinforced Plastic | Pressure |  | 1995-07-01 |  | 1995-07-01
9000140 | 9233-L | 1995-07-01 | Temporarily Out Of Use | Gas | 30000 | Fiberglass Double Walled | Fiberglass Reinforced Plastic | Pressure |  | 1995-07-01 |  | 1995-07-01
9000140 | 9233-M | 1995-07-01 | Temporarily Out Of Use | Gas | 30000 | Fiberglass Double Walled | Fiberglass Reinforced Plastic | Pressure |  | 1995-07-01 |  | 1995-07-01
9000140 | 9233-N | 1995-07-01 | Temporarily Out Of Use | Used Oil | 1000 | Fiberglass Double Walled | Fiberglass Reinforced Plastic | Gravity Fed | Y | 1995-07-01 12:00 | Y | 1995-07-01 12:00
9000143 | 1 | 1988-01-01 | Removed From Ground | Other | 1 | Not Marked/Unknown | Not Marked | Not Marked
9000143 | 2 | 1988-01-01 | Removed From Ground | Other | 1 | Not Marked/Unknown | Not Marked | Not Marked
9000144 | 1 |  | Permanently Out Of Use | Other |  | Marked Unknown | Unknown | Not Marked
9000145 | 1 |  | Temporarily Out Of Use | Gas | 8000 | Bare Steel | Galvanized Steel | Not Marked
9000145 | 2 |  | Temporarily Out Of Use | Gas | 8000 | Bare Steel | Galvanized Steel | Not Marked
9000145 | 3 |  | Temporarily Out Of Use | Gas | 8000 | Bare Steel | Galvanized Steel | Not Marked
9000146 | 1 | 1988-04-01 | Currently In Use | Gas | 6000 | Steel-Impressed Current | Double Walled Flex | Pressure |  | 1997-03-01 |  | 1997-03-01
9000146 | 2 | 1988-04-01 | Currently In Use | Gas | 6000 | Steel-Impressed Current | Double Walled Flex | Suction: No Valve At The Tank |  | 1997-03-01 |  | 1997-03-01
9000146 | 3 | 1988-04-01 | Currently In Use | Diesel | 6000 | Steel-Impressed Current | Double Walled Flex | Pressure |  | 1997-03-01 |  | 1997-03-01
9000146 | 4 | 1988-04-01 | Currently In Use | Diesel | 1000 | Steel-Impressed Current | Double Walled Flex | Suction: No Valve At The Tank |  | 1997-03-01 |  | 1997-03-01
9000147 | DUMMY |  | Permanently Out Of Use | Other |  | Not Marked/Unknown | Not Marked | Not Marked
9000149 | 1 | 1982-01-01 | Removed From Ground | Gas |  | Not Marked/Unknown | Not Marked | Not Marked
9000149 | 2 | 1982-01-01 | Removed From Ground | Not Marked/Tank Removed |  | Unknown | Unknown | Not Marked | N |  | N
9000151 | 1 | 1989-01-01 | Removed From Ground | Gas | 12000 | Fiberglass | Fiberglass Reinforced Plastic | Not Marked
9000151 | 2 | 1989-01-01 | Removed From Ground | Gas | 12000 | Fiberglass | Fiberglass Reinforced Plastic | Not Marked
9000151 | 3 | 1989-01-01 | Removed From Ground | Gas | 12000 | Fiberglass | Fiberglass Reinforced Plastic | Not Marked
9000151 | 4 | 2011-02-09 | Currently In Use | Gas | 10000 | Fiberglass | Fiberglass Reinforced Plastic | Pressure |  | 1989-01-01 |  | 1989-01-01
9000151 | 5 | 2011-02-09 | Currently In Use | Gas | 10000 | Fiberglass | Fiberglass Reinforced Plastic | Pressure |  | 1989-01-01 |  | 1989-01-01
9000151 | 6 | 2011-02-09 | Currently In Use | Gas | 10000 | Fiberglass | Fiberglass Reinforced Plastic | Pressure |  | 1989-01-01 |  | 1989-01-01
9000152 | 1 | 1989-10-30 | Removed From Ground | Gas | 5000 | Cathodically Protected Steel | Galvanized Steel | Not Marked
9000152 | 2 | 1989-10-30 | Removed From Ground | Gas | 5000 | Cathodically Protected Steel | Galvanized Steel | Not Marked
9000152 | 3 | 1989-10-30 | Removed From Ground | Gas | 5000 | Cathodically Protected Steel | Galvanized Steel | Not Marked
9000152 | 4 | 1989-10-30 | Removed From Ground | Gas | 5000 | Cathodically Protected Steel | Galvanized Steel | Not Marked
9000152 | 5 | 1989-10-30 | Removed From Ground | Gas | 5000 | Cathodically Protected Steel | Galvanized Steel | Not Marked
9000152 | 6 | 1989-10-30 | Removed From Ground | Used Oil | 600 | Bare Steel | Galvanized Steel | Not Marked | Y |  | Y
9000154 | 1 | 1989-01-18 | Removed From Ground | Gas | 6000 | Bare Steel | Galvanized Steel | Not Marked
9000154 | 2 | 1989-01-18 | Removed From Ground | Gas | 6000 | Bare Steel | Galvanized Steel | Not Marked
9000154 | 3 | 1989-01-18 | Removed From Ground | Gas | 6000 | Bare Steel | Galvanized Steel | Not Marked
9000154 | 4 | 1989-01-18 | Removed From Ground | Diesel | 6000 | Bare Steel | Galvanized Steel | Not Marked
9000154 | 5 | 1989-01-18 | Removed From Ground | Used Oil | 500 | Bare Steel | Galvanized Steel | Not Marked | Y |  | Y
9000155 | 1 | 1988-09-15 | Removed From Ground | Other | 6000 | Not Marked/Unknown | Not Marked | Not Marked
9000155 | 2 | 1988-09-15 | Removed From Ground | Other | 6000 | Not Marked/Unknown | Not Marked | Not Marked
9000156 | 1 | 1989-02-16 | Removed From Ground | Other |  | Marked Unknown | Unknown | Not Marked
9000157 | 1 | 1988-12-01 | Removed From Ground | Gas |  | Marked Unknown | Unknown | Not Marked
9000157 | 2 | 1988-12-01 | Removed From Ground | Diesel |  | Marked Unknown | Unknown | Not Marked
9000157 | 3 | 1988-12-01 | Removed From Ground | Gas |  | Marked Unknown | Unknown | Not Marked
9000157 | 4 | 1988-12-01 | Removed From Ground | Gas |  | Unknown | Unknown | Not Marked | N |  | N
9000158 | 1 | 1990-07-09 | Removed From Ground | Used Oil | 550 | Bare Steel | Bare Steel | Not Marked | Y |  | Y
9000158 | 2 | 1990-07-09 | Removed From Ground | Used Oil | 550 | Bare Steel | Bare Steel | Not Marked | Y |  | Y
9000158 | 3 | 1990-07-09 | Removed From Ground | Used Oil | 550 | Bare Steel | Bare Steel | Not Marked | Y |  | Y
9000158 | 4 | 1990-01-01 | Currently In Use | Diesel | 6000 | Fiberglass Double Walled | Fiberglass Reinforced Plastic | Suction: Valve At The Tank | N | 1998-10-01 | N | 1998-10-01
9000159 | 1 |  | Permanently Out Of Use | Gas | 7000 | Marked Unknown | Unknown | Pressure
9000159 | 2 |  | Permanently Out Of Use | Gas | 7000 | Marked Unknown | Unknown | Pressure
9000159 | 3 |  | Permanently Out Of Use | Gas | 5000 | Marked Unknown | Unknown | Pressure
9000159 | 4 |  | Permanently Out Of Use | Used Oil | 840 | Marked Unknown | Unknown | Pressure
9000159 | 5 | 1998-06-01 | Currently In Use | Gas | 10000 | Epoxy | Double Walled | Pressure |  | 1998-06-01 |  | 1998-06-01
9000159 | 6 | 1998-06-01 | Currently In Use | Gas | 10000 | Epoxy | Double Walled | Pressure |  | 1998-06-01 |  | 1998-06-01
9000159 | 7 | 1998-06-01 | Currently In Use | Gas | 10000 | Epoxy | Double Walled | Pressure |  | 1998-06-01 |  | 1998-06-01
9000160 | 1 | 1987-05-15 | Removed From Ground | Hazardous Substance | 20000 | Bare Steel | Unknown | Not Marked
9000160 | 10 | 1987-05-15 | Removed From Ground | Hazardous Substance | 2000 | Bare Steel | Unknown | Not Marked
9000160 | 1A/FO | 1987-05-15 | Removed From Ground | Heating Oil | 10000 | Bare Steel | Galvanized Steel | Not Marked
9000160 | 1B/FO | 1987-05-15 | Removed From Ground | Heating Oil | 10000 | Bare Steel | Galvanized Steel | Not Marked
9000160 | 2 | 1987-05-15 | Removed From Ground | Hazardous Substance | 20000 | Bare Steel | Unknown | Not Marked
9000160 | 2/FO | 1987-05-15 | Removed From Ground | Heating Oil | 20000 | Bare Steel | Unknown | Not Marked
9000160 | 3 | 1987-05-15 | Removed From Ground | Hazardous Substance | 20000 | Bare Steel | Unknown | Not Marked
9000160 | 3/FO | 1987-05-15 | Removed From Ground | Heating Oil | 20000 | Bare Steel | Unknown | Not Marked
9000160 | 4 | 1987-05-15 | Removed From Ground | Hazardous Substance | 20000 | Bare Steel | Unknown | Not Marked
9000160 | 5 | 1987-05-15 | Removed From Ground | Hazardous Substance | 20000 | Bare Steel | Unknown | Not Marked
9000160 | 6 | 1987-05-15 | Removed From Ground | Hazardous Substance | 2000 | Bare Steel | Unknown | Not Marked
9000160 | 7 | 1987-05-15 | Removed From Ground | Hazardous Substance | 4000 | Bare Steel | Unknown | Not Marked
9000160 | 8 | 1987-05-15 | Removed From Ground | Hazardous Substance | 4000 | Bare Steel | Unknown | Not Marked
9000160 | 9 | 1987-05-15 | Removed From Ground | Hazardous Substance | 4000 | Bare Steel | Unknown | Not Marked
9000160 | GARAGE | 1987-05-15 | Removed From Ground | Diesel | 6600 | Bare Steel | Unknown | Not Marked
9000161 | 1 |  | Permanently Out Of Use | Other |  | Marked Unknown | Unknown | Not Marked
9000162 | 0 |  | Removed From Ground Date Unknown | Other |  | Marked Unknown | Unknown | Not Marked
9000163 | 1 | 1986-09-11 | Removed From Ground | Other | 10000 | Marked Unknown | Unknown | Not Marked
9000163 | 2 | 1986-09-11 | Removed From Ground | Other | 100000 | Marked Unknown | Unknown | Not Marked
9000163 | 3 | 1986-09-11 | Removed From Ground | Other | 10000 | Marked Unknown | Unknown | Not Marked
9000163 | 4 | 1986-09-11 | Removed From Ground | Other | 6000 | Marked Unknown | Unknown | Not Marked
9000163 | 5 | 1986-09-11 | Removed From Ground | Other | 1000 | Marked Unknown | Unknown | Not Marked
9000163 | 6 | 1986-09-11 | Removed From Ground | Other | 1000 | Marked Unknown | Unknown | Not Marked
9000164 | 1 | 1988-09-07 | Removed From Ground | Gas | 6000 | Cathodically Protected Steel | Galvanized Steel | Not Marked
9000164 | 2 | 1988-09-07 | Removed From Ground | Gas | 6000 | Cathodically Protected Steel | Galvanized Steel | Not Marked
9000164 | 3 | 1988-09-07 | Removed From Ground | Gas | 6000 | Cathodically Protected Steel | Galvanized Steel | Not Marked
9000164 | 4 | 1988-09-07 | Removed From Ground | Used Oil | 1000 | Cathodically Protected Steel | Galvanized Steel | Not Marked | Y |  | Y
9000164 | 5 | 1988-09-07 | Removed From Ground | Heating Oil | 550 | Bare Steel | Galvanized Steel | Not Marked
9000164 | 6 | 2007-10-17 | Removed From Ground | Empty | 12000 | Fiberglass | Fiberglass/Sec Containment | Pressure |  | 1988-06-01 |  | 1988-06-01
9000164 | 7 | 2007-10-17 | Removed From Ground | Empty | 10000 | Fiberglass | Fiberglass/Sec Containment | Pressure |  | 1988-06-01 |  | 1988-06-01
9000164 | 8 | 2007-10-17 | Removed From Ground | Empty | 10000 | Fiberglass | Fiberglass/Sec Containment | Pressure |  | 1988-06-01 |  | 1988-06-01
9000165 | 1 | 1988-01-01 | Removed From Ground | Other |  | Marked Unknown | Unknown | Not Marked
9000165 | 2 | 1988-01-01 | Removed From Ground | Other |  | Not Marked/Unknown | Not Marked | Not Marked
9000165 | 3 | 1988-01-01 | Removed From Ground | Other |  | Not Marked/Unknown | Not Marked | Not Marked
9000172 | 1 | 2007-03-27 | Currently In Use | Gas | 4000 | Steel-Impressed Current | Impressed Current | Pressure |  | 1998-11-01 |  | 1998-11-01
9000172 | 2 | 2014-11-21 | Temporarily Out Of Use | Gas | 4000 | Steel-Impressed Current | Impressed Current | Pressure |  | 1998-11-01 |  | 1998-11-01
9000172 | 3 | 2014-11-21 | Temporarily Out Of Use | Diesel | 3000 | Steel-Impressed Current | Impressed Current | Pressure |  | 1998-11-01 |  | 1998-11-01
9000172 | 4 | 2014-11-21 | Temporarily Out Of Use | Kerosene | 1000 | Steel-Impressed Current | Impressed Current | Suction: No Valve At The Tank |  | 1998-11-01 |  | 1998-11-01
9000172 | 5 | 2007-03-27 | Currently In Use | Diesel | 6000 | Steel-Impressed Current | Impressed Current | Pressure | N | 1989-01-01 | N | 1989-01-01
9000174 | 1 | 2003-05-05 | Currently In Use | Gas | 5000 | Steel-Impressed Current | Fiberglass/Double Walled | Pressure |  | 1998-05-22 |  | 1998-05-22
9000174 | 2 | 2003-05-05 | Currently In Use | Gas | 5000 | Steel-Impressed Current | Fiberglass/Double Walled | Pressure |  | 1998-05-22 |  | 1998-05-22
9000174 | 3 | 2003-05-05 | Currently In Use | Gas | 5000 | Steel-Impressed Current | Fiberglass/Double Walled | Pressure |  | 1998-05-22 |  | 1998-05-22
9000174 | 4 | 2003-05-05 | Currently In Use | Gas | 5000 | Steel-Impressed Current | Fiberglass/Double Walled | Pressure |  | 1998-05-22 |  | 1998-05-22
9000176 | 1 | 2003-02-17 | Currently In Use | Gas | 5000 | Steel-Impressed Current | Fiberglass Reinforced Plastic | Pressure |  | 1998-07-28 |  | 1998-07-28
9000176 | 2 | 2003-02-17 | Currently In Use | Gas | 5000 | Steel-Impressed Current | Fiberglass Reinforced Plastic | Pressure |  | 1998-07-28 |  | 1998-07-28
9000176 | 3 | 2003-02-17 | Currently In Use | Gas | 5000 | Steel-Impressed Current | Fiberglass Reinforced Plastic | Pressure |  | 1998-07-28 |  | 1998-07-28
9000176 | 4 | 2003-02-17 | Currently In Use | Diesel | 5000 | Steel-Impressed Current | Fiberglass Reinforced Plastic | Pressure |  | 1998-07-28 |  | 1998-07-28
9000178 | 1 |  | Permanently Out Of Use | Gas | 1000 | Bare Steel | Galvanized Steel | Not Marked
9000178 | 2 |  | Permanently Out Of Use | Gas | 500 | Bare Steel | Galvanized Steel | Not Marked
9000179 | 1 | 1999-02-01 | Removed From Ground | Gas | 8000 | Bare Steel | Galvanized Steel | Not Marked
9000179 | 2 | 1989-03-31 | Currently In Use | Gas | 2000 | Cathodically Protected Steel | Cathodically Protected | Suction: No Valve At The Tank |  | 1989-03-31 |  | 1999-03-30
9000179 | 3 | 1989-03-31 | Currently In Use | Gas | 2000 | Cathodically Protected Steel | Cathodically Protected | Suction: No Valve At The Tank |  | 1989-03-31 |  | 1999-03-30
9000180 | 1 | 1989-05-08 | Removed From Ground | Gas | 10000 | Bare Steel | Galvanized Steel | Not Marked
9000180 | 2 | 1989-05-08 | Removed From Ground | Gas | 10000 | Bare Steel | Galvanized Steel | Not Marked
9000180 | 3 | 1989-05-08 | Removed From Ground | Gas | 5000 | Bare Steel | Galvanized Steel | Not Marked
9000180 | 4 | 1989-05-08 | Removed From Ground | Used Oil | 550 | Bare Steel | Galvanized Steel | Not Marked | Y |  | Y
9000181 | 1 | 1997-03-15 | Removed From Ground | Gas | 10000 | Fiberglass | Fiberglass Reinforced Plastic | Pressure |  | 1989-02-20 |  | 1989-02-20
9000181 | 2 | 1997-03-15 | Removed From Ground | Gas | 10000 | Fiberglass | Fiberglass Reinforced Plastic | Pressure |  | 1989-02-20 |  | 1989-02-20
9000181 | 3 | 1997-03-15 | Removed From Ground | Gas | 10000 | Fiberglass | Fiberglass Reinforced Plastic | Pressure |  | 1989-02-20 |  | 1989-02-20
9000181 | 4 | 1997-03-15 | Removed From Ground | Used Oil | 1000 | Fiberglass | Fiberglass Reinforced Plastic | Not Marked | Y |  | Y
9000183 | 1 |  | Removed From Ground Date Unknown | Gas | 10000 | Fiberglass | Fiberglass Reinforced Plastic | Not Marked
9000183 | 2 |  | Removed From Ground Date Unknown | Gas | 10000 | Fiberglass | Fiberglass Reinforced Plastic | Not Marked
9000183 | 3 |  | Removed From Ground Date Unknown | Gas | 10000 | Fiberglass | Fiberglass Reinforced Plastic | Not Marked
9000183 | 4 |  | Removed From Ground Date Unknown | Gas | 10000 | Fiberglass | Fiberglass Reinforced Plastic | Not Marked
9000183 | 5 | 1989-02-01 | Removed From Ground | Diesel | 10000 | Bare Steel | Fiberglass Reinforced Plastic | Not Marked
9000183 | 6 | 1990-01-01 | Currently In Use | Gas | 10000 | Fiberglass | Fiberglass Reinforced Plastic | Pressure |  | 1990-01-01 |  | 1990-01-01
9000183 | 7 | 1990-01-01 | Currently In Use | Gas | 10000 | Fiberglass | Fiberglass Reinforced Plastic | Pressure |  | 1990-01-01 |  | 1990-01-01
9000183 | 8 | 1990-01-01 | Currently In Use | Gas | 10000 | Fiberglass | Fiberglass Reinforced Plastic | Pressure |  | 1990-01-01 |  | 1990-01-01
9000184 | 1 |  | Removed From Ground Date Unknown | Gas | 10000 | Bare Steel | Galvanized Steel | Not Marked
9000184 | 10 | 2009-02-24 | Removed From Ground | Diesel | 6000 | Fiberglass | Fiberglass Reinforced Plastic | Pressure |  | 1997-01-01 |  | 1991-01-01
9000184 | 11 | 1991-01-01 | Currently In Use | Gas | 6000 | Fiberglass | Fiberglass Reinforced Plastic | Pressure |  | 1997-01-01 |  | 1991-01-01
9000184 | 12 | 1991-01-01 | Currently In Use | Gas | 6000 | Fiberglass | Fiberglass Reinforced Plastic | Pressure |  | 1997-01-01 |  | 1991-01-01
9000184 | 13 | 1991-01-01 | Currently In Use | Used Oil | 1000 | Fiberglass | Fiberglass Reinforced Plastic | Gravity Fed | Y | 1991-01-01 12:00 | Y | 1991-01-01 12:00
9000184 | 14 | 2009-03-01 | Currently In Use | Diesel | 12000 | Tank Jacket | Fiberglass/Double Walled | Pressure | N | 2009-03-01 | N | 2009-03-01
9000184 | 15 | 2009-03-01 | Currently In Use | Diesel | 12000 | Tank Jacket | Fiberglass Reinforced Plastic | Pressure | N | 2009-03-01 | N | 2009-03-01
9000184 | 2 | 1989-03-03 | Removed From Ground | Gas | 2000 | Bare Steel | Galvanized Steel | Not Marked
9000184 | 3 | 1991-08-01 | Removed From Ground | Diesel | 1800 | Bare Steel | Galvanized Steel | Not Marked
9000184 | 4 | 1996-11-01 | Removed From Ground | Gas | 10000 | Bare Steel | Galvanized Steel | Suction: Valve At The Tank
9000184 | 5 | 1996-11-11 | Removed From Ground | Diesel | 5000 | Bare Steel | Galvanized Steel | Suction: Valve At The Tank
9000184 | 6 | 1996-12-23 | Removed From Ground | Gas | 140 | Bare Steel | Galvanized Steel | Suction: Valve At The Tank
9000184 | 7 | 1991-05-01 | Removed From Ground | Gas | 140 | Bare Steel | Galvanized Steel | Not Marked
9000185 | 1 | 1987-12-22 | Currently In Use | Gas | 12000 | Double Walled | Fiberglass Reinforced Plastic | Pressure |  | 1987-12-22 |  | 1987-12-22
9000185 | 2 | 1987-12-22 | Currently In Use | Gas | 12000 | Double Walled | Fiberglass Reinforced Plastic | Pressure |  | 1987-12-22 |  | 1987-12-22
9000185 | 3 | 1987-12-22 | Currently In Use | Gas | 12000 | Double Walled | Fiberglass Reinforced Plastic | Pressure |  | 1987-12-22 |  | 1987-12-22
9000185 | 4 | 1987-12-22 | Currently In Use | Diesel | 6000 | Double Walled | Fiberglass Reinforced Plastic | Pressure |  | 1987-12-22 |  | 1987-12-22
9000185 | 5 | 1987-12-22 | Currently In Use | Diesel | 6000 | Double Walled | Fiberglass Reinforced Plastic | Pressure |  | 1987-12-22 |  | 1987-12-22
9000185 | D1 | 1987-10-01 | Removed From Ground | Diesel | 2000 | Bare Steel | Galvanized Steel | Not Marked
9000185 | NL1 | 1987-10-01 | Removed From Ground | Gas | 6000 | Bare Steel | Galvanized Steel | Not Marked
9000185 | NL2 | 1987-10-01 | Removed From Ground | Gas | 10000 | Bare Steel | Galvanized Steel | Not Marked
9000185 | P1 | 1987-10-01 | Removed From Ground | Gas | 6000 | Bare Steel | Galvanized Steel | Not Marked
9000185 | R1 | 1987-10-01 | Removed From Ground | Gas | 6000 | Bare Steel | Galvanized Steel | Not Marked
9000185 | R2 | 1987-10-01 | Removed From Ground | Gas | 10000 | Bare Steel | Galvanized Steel | Not Marked
9000186 | 1 | 1987-04-15 | Removed From Ground | Diesel | 6000 | Bare Steel | Galvanized Steel | Not Marked
9000186 | 10 | 1994-08-01 | Removed From Ground | Other | 550 | Composite | Fiberglass Reinforced Plastic | Not Marked
9000186 | 11 | 2017-01-24 | Temporarily Out Of Use | Gas | 12000 | Double Walled | Fiberglass Reinforced Plastic | Pressure |  | 1986-01-01 |  | 1986-01-01
9000186 | 2 | 1987-04-15 | Removed From Ground | Gas | 6000 | Bare Steel | Galvanized Steel | Not Marked
9000186 | 3 | 1987-04-15 | Removed From Ground | Gas | 6000 | Bare Steel | Galvanized Steel | Not Marked
9000186 | 4 | 1987-04-15 | Removed From Ground | Gas | 12000 | Bare Steel | Galvanized Steel | Not Marked
9000186 | 5 | 2017-01-24 | Temporarily Out Of Use | Gas | 12000 | Double Walled | Fiberglass Reinforced Plastic | Pressure |  | 1986-01-01 |  | 1986-01-01
9000186 | 6 | 2017-01-24 | Temporarily Out Of Use | Gas | 12000 | Double Walled | Fiberglass Reinforced Plastic | Pressure |  | 1986-01-01 |  | 1986-01-01
9000186 | 8 | 2017-01-24 | Temporarily Out Of Use | Diesel | 6000 | Double Walled | Fiberglass Reinforced Plastic | Pressure |  | 1986-01-01 |  | 1986-01-01
9000186 | 9 | 2017-01-24 | Temporarily Out Of Use | Diesel | 6000 | Double Walled | Fiberglass Reinforced Plastic | Pressure |  | 1986-01-01 |  | 1986-01-01
9000187 | 1 | 1985-05-07 | Currently In Use | Gas | 12000 | Double Walled | Fiberglass Reinforced Plastic | Pressure |  | 1985-05-07 |  | 1985-05-07
9000187 | 2 | 1985-05-07 | Currently In Use | Gas | 12000 | Double Walled | Fiberglass Reinforced Plastic | Pressure |  | 1985-05-07 |  | 1985-05-07
9000187 | 3 | 1985-05-07 | Currently In Use | Gas | 12000 | Double Walled | Fiberglass Reinforced Plastic | Pressure |  | 1985-05-07 |  | 1985-05-07
9000187 | 4 | 1985-05-07 | Currently In Use | Gas | 6000 | Double Walled | Fiberglass Reinforced Plastic | Pressure |  | 1985-05-07 |  | 1985-05-07
9000187 | 5 | 1985-05-07 | Currently In Use | Diesel | 6000 | Double Walled | Fiberglass Reinforced Plastic | Pressure |  | 1985-05-07 |  | 1985-05-01
9000187 | 6 | 1997-01-17 | Removed From Ground | Used Oil | 2000 | Not Marked/Unknown | Not Marked | Not Marked | Y |  | Y
9000192 | 030514 | 2013-02-27 | Closed In Ground | Used Oil | 1000 | Fiberglass | Fiberglass Reinforced Plastic | Gravity Fed | Y |  | Y | 1989-04-27
9000192 | 1 | 1989-04-04 | Removed From Ground | Gas | 10000 | Cathodically Protected Steel | Galvanized Steel | Not Marked
9000192 | 2 | 1989-04-04 | Removed From Ground | Gas | 10000 | Cathodically Protected Steel | Galvanized Steel | Not Marked
9000192 | 3 | 1989-04-04 | Removed From Ground | Gas | 3000 | Cathodically Protected Steel | Galvanized Steel | Not Marked
9000192 | 4 | 1989-04-04 | Removed From Ground | Gas | 3000 | Cathodically Protected Steel | Galvanized Steel | Not Marked
9000192 | 5 | 1989-04-04 | Removed From Ground | Used Oil | 550 | Cathodically Protected Steel | Galvanized Steel | Not Marked | Y |  | Y
9000192 | 6 | 2014-03-05 | Removed From Ground | Gas | 8000 | Fiberglass | Fiberglass Reinforced Plastic | Pressure |  | 1989-04-27 |  | 1989-04-27
9000192 | 7 | 2014-03-05 | Removed From Ground | Gas | 8000 | Fiberglass | Fiberglass Reinforced Plastic | Pressure |  | 1989-04-27 |  | 1989-04-27
9000192 | 8 | 2014-03-05 | Removed From Ground | Gas | 8000 | Fiberglass | Fiberglass Reinforced Plastic | Pressure |  | 1989-04-27 |  | 1989-04-27
9000193 | 1 | 1989-01-01 | Removed From Ground | Gas | 10000 | Bare Steel | Galvanized Steel | Not Marked
9000193 | 2 | 1989-01-01 | Removed From Ground | Gas | 10000 | Bare Steel | Galvanized Steel | Not Marked
9000193 | 3 | 1989-01-01 | Removed From Ground | Gas | 10000 | Bare Steel | Galvanized Steel | Not Marked
9000193 | 4 | 2000-06-01 | Removed From Ground | Gas | 10000 | Fiberglass | Fiberglass Reinforced Plastic | Not Marked |  | 1989-01-01 |  | 1989-01-01
9000193 | 5 | 2000-06-01 | Removed From Ground | Gas | 10000 | Fiberglass | Fiberglass Reinforced Plastic | Not Marked |  | 1989-01-01 |  | 1989-01-01
9000193 | 6 | 2000-06-01 | Removed From Ground | Gas | 10000 | Fiberglass | Fiberglass Reinforced Plastic | Pressure |  | 1989-01-01 |  | 1989-01-01
9000194 | 1 | 1983-01-01 | Removed From Ground | Other |  | Not Marked/Unknown | Not Marked | Not Marked
9000196 | 8 | 1996-03-12 | Removed From Ground | Gas | 10000 | Bare Steel | Galvanized Steel | Suction: Valve At The Tank
9000197 | 1 | 1983-04-10 | Currently In Use | Gas | 10000 | Fiberglass | Fiberglass Reinforced Plastic | Pressure |  | 1996-02-01 |  | 1991-01-01
9000197 | 2 | 1983-04-10 | Currently In Use | Gas | 10000 | Fiberglass | Fiberglass Reinforced Plastic | Pressure |  | 1996-02-01 |  | 1991-01-01
9000197 | 3 | 1983-04-10 | Currently In Use | Gas | 10000 | Fiberglass | Fiberglass Reinforced Plastic | Pressure |  | 1996-02-01 |  | 1991-01-01
9000197 | 4 | 1983-04-10 | Currently In Use | Diesel | 10000 | Fiberglass | Fiberglass Reinforced Plastic | Pressure |  | 1996-02-01 |  | 1991-01-01
9000198 | 1 | 1993-08-02 | Removed From Ground | Gas | 10000 | Fiberglass | Fiberglass Reinforced Plastic | Not Marked
9000198 | 2 | 1993-08-02 | Removed From Ground | Gas | 10000 | Fiberglass | Fiberglass Reinforced Plastic | Not Marked
9000198 | 3 | 1993-08-02 | Removed From Ground | Gas | 10000 | Fiberglass | Fiberglass Reinforced Plastic | Not Marked
9000198 | 4 | 1993-08-02 | Removed From Ground | Diesel | 10000 | Fiberglass | Fiberglass Reinforced Plastic | Not Marked
9000199 | 1 | 1989-12-01 | Removed From Ground | Gas | 5000 | Cathodically Protected Steel | Galvanized Steel | Not Marked
9000199 | 2 | 1989-12-01 | Removed From Ground | Gas | 10000 | Cathodically Protected Steel | Galvanized Steel | Not Marked
9000199 | 3 | 1989-12-01 | Removed From Ground | Gas | 3000 | Cathodically Protected Steel | Galvanized Steel | Not Marked
9000199 | 4 | 1989-12-01 | Removed From Ground | Gas | 4000 | Cathodically Protected Steel | Galvanized Steel | Not Marked
9000199 | 5 | 1989-12-01 | Removed From Ground | Used Oil | 550 | Cathodically Protected Steel | Galvanized Steel | Not Marked | Y |  | Y
9000200 | 1 | 1989-10-19 | Removed From Ground | Gas | 8000 | Bare Steel | Bare Steel | Not Marked
9000200 | 1G | 1998-07-24 | Removed From Ground | Gas | 8000 | Bare Steel | Fiberglass Reinforced Plastic | Pressure
9000200 | 2 | 1989-10-19 | Removed From Ground | Gas | 4000 | Bare Steel | Bare Steel | Not Marked
9000200 | 2G | 1998-07-24 | Removed From Ground | Gas | 6000 | Bare Steel | Fiberglass Reinforced Plastic | Pressure
9000200 | 3 | 1989-10-19 | Removed From Ground | Gas | 4000 | Bare Steel | Bare Steel | Not Marked
9000200 | 3G | 1998-07-24 | Removed From Ground | Gas | 6000 | Bare Steel | Fiberglass Reinforced Plastic | Pressure
9000200 | 4 | 1989-10-19 | Removed From Ground | Gas | 4000 | Bare Steel | Bare Steel | Not Marked
9000200 | 5 |  | Removed From Ground Date Unknown | Gas | 8000 | Composite | Fiberglass Reinforced Plastic | Not Marked
9000200 | 5 |  | Temporarily Out Of Use | Gas | 8000 | Composite | Fiberglass Reinforced Plastic | Not Marked
9000200 | 6 |  | Removed From Ground Date Unknown | Gas | 6000 | Composite | Fiberglass Reinforced Plastic | Not Marked
9000200 | 6 |  | Temporarily Out Of Use | Gas | 6000 | Composite | Fiberglass Reinforced Plastic | Not Marked
9000200 | 7 |  | Removed From Ground Date Unknown | Gas | 6000 | Composite | Fiberglass Reinforced Plastic | Not Marked
9000200 | 7 |  | Temporarily Out Of Use | Gas | 6000 | Composite | Fiberglass Reinforced Plastic | Not Marked
9000201 | 1 | 2002-01-13 | Removed From Ground | Gas | 10000 | Fiberglass | Fiberglass Reinforced Plastic | Pressure |  | 1993-09-15 |  | 1993-09-15
9000201 | 2 | 1989-10-17 | Removed From Ground | Used Oil | 500 | Fiberglass | Bare Steel | Gravity Fed | Y |  | Y
9000202 | 1 |  | Removed From Ground Date Unknown | Kerosene | 8000 | Bare Steel | Unknown | Not Marked
9000202 | 2 |  | Removed From Ground Date Unknown | Kerosene | 8000 | Bare Steel | Unknown | Not Marked
9000202 | 3 | 1998-10-30 | Removed From Ground | Gas | 10000 | Bare Steel | Unknown | Not Marked
9000202 | 4 | 1998-10-30 | Removed From Ground | Gas | 2000 | Bare Steel | Galvanized Steel | Not Marked
9000202 | 5 | 1998-10-30 | Removed From Ground | Gas | 2000 | Bare Steel | Galvanized Steel | Not Marked
9000209 | 1 | 1997-12-15 | Removed From Ground | Diesel | 10000 | Bare Steel | Copper | Not Marked
9000209 | 2 | 1997-12-15 | Removed From Ground | Diesel | 20000 | Bare Steel | Copper | Not Marked
9000209 | 3 | 1997-12-15 | Currently In Use | Diesel |  | Fiberglass | Double Walled | Pressure |  | 1997-11-25 |  | 1997-11-25
9000209 | 4 | 1997-12-15 | Currently In Use | Diesel |  | Fiberglass | Double Walled | Pressure |  | 1997-11-25 |  | 1997-11-25
9000210 | 1 | 1989-12-15 | Removed From Ground | Gas | 6000 | Bare Steel | Galvanized Steel | Not Marked
9000210 | 2 | 1989-12-15 | Removed From Ground | Gas | 6000 | Bare Steel | Galvanized Steel | Not Marked
9000210 | 3 | 1989-12-15 | Removed From Ground | Gas | 4000 | Bare Steel | Galvanized Steel | Not Marked
9000210 | 4 | 1990-01-30 | Removed From Ground | Used Oil | 550 | Bare Steel | Galvanized Steel | Not Marked | Y |  | Y
9000210 | 5 | 1994-09-21 | Removed From Ground | Heating Oil | 550 | Bare Steel | Galvanized Steel | Not Marked
9000210 | 6 | 1994-08-19 | Removed From Ground | Gas | 6000 | Cathodically Protected Steel | Galvanized Steel | Not Marked
9000210 | 7 | 1994-08-19 | Removed From Ground | Gas | 6000 | Cathodically Protected Steel | Galvanized Steel | Not Marked
9000210 | 8 | 1994-08-19 | Removed From Ground | Gas | 6000 | Cathodically Protected Steel | Galvanized Steel | Not Marked
9000211 | 1 | 1992-10-07 | Removed From Ground | Gas | 10000 | Bare Steel | Galvanized Steel | Not Marked
9000211 | 2 | 1992-10-07 | Removed From Ground | Gas | 10000 | Bare Steel | Galvanized Steel | Not Marked
9000214 | 1 | 2006-08-08 | Temporarily Out Of Use | Gas | 10000 | Steel-Impressed Current | Cathodically Protected | Pressure |  | 1998-06-08 12:00 | Y | 1998-06-28 12:00
9000214 | 2 | 2006-08-08 | Temporarily Out Of Use | Gas | 10000 | Steel-Impressed Current | Cathodically Protected | Pressure |  | 1998-06-08 12:00 | Y | 1998-06-08 12:00
9000214 | 3 | 2006-08-08 | Temporarily Out Of Use | Gas | 6000 | Steel-Impressed Current | Cathodically Protected | Pressure |  | 1998-06-08 12:00 | Y | 1998-06-08 12:00
9000216 | 1 | 1988-01-01 | Removed From Ground | Gas | 8000 | Cathodically Protected Steel | Galvanized Steel | Not Marked
9000216 | 2 | 1988-01-01 | Removed From Ground | Gas | 8000 | Cathodically Protected Steel | Galvanized Steel | Not Marked
9000216 | 3 | 1988-01-01 | Removed From Ground | Gas | 8000 | Cathodically Protected Steel | Galvanized Steel | Not Marked
9000216 | 4 | 2003-05-21 | Currently In Use | Gas | 10000 | Fiberglass | Fiberglass Reinforced Plastic | Pressure |  | 1998-05-23 |  | 1998-05-23
9000216 | 5 | 2003-05-21 | Currently In Use | Gas | 10000 | Fiberglass | Fiberglass Reinforced Plastic | Pressure |  | 1998-05-23 |  | 1998-05-23
9000216 | 6 | 2003-05-21 | Currently In Use | Gas | 10000 | Fiberglass | Fiberglass Reinforced Plastic | Pressure |  | 1998-05-23 |  | 1998-05-23
9000217 | 1 | 1997-08-22 | Removed From Ground | Gas | 5000 | Bare Steel | Galvanized Steel | Pressure
9000217 | 2 | 1997-08-22 | Removed From Ground | Gas | 5000 | Bare Steel | Galvanized Steel | Pressure
9000217 | 3 | 1997-08-22 | Removed From Ground | Gas | 5000 | Bare Steel | Galvanized Steel | Pressure
9000217 | 4 | 1997-08-22 | Removed From Ground | Gas | 5000 | Bare Steel | Galvanized Steel | Pressure
9000217 | 5 | 1997-09-30 | Currently In Use | Gas | 1000 | Composite | Fiberglass Reinforced Plastic | Pressure |  | 1997-09-30 |  | 1997-09-30
9000217 | 6 | 1997-09-30 | Currently In Use | Gas | 10000 | Composite | Fiberglass Reinforced Plastic | Pressure |  | 1997-09-30 |  | 1997-09-30
9000219 | 33D2 |  | Closed In Ground Date Unknown | Diesel | 6000 | Fiberglass | Galvanized Steel | Not Marked
9000219 | 33G2 | 1989-05-01 | Removed From Ground | Gas | 6000 | Fiberglass | Unknown | Not Marked
9000221 | 1 |  | Removed From Ground Date Unknown | Gas | 5000 | Marked Unknown | Unknown | Pressure
9000221 | 2 |  | Removed From Ground Date Unknown | Gas | 5000 | Marked Unknown | Unknown | Pressure
9000221 | 3 |  | Removed From Ground Date Unknown | Gas | 5000 | Marked Unknown | Unknown | Pressure
9000221 | 4 |  | Removed From Ground Date Unknown | Gas | 5000 | Marked Unknown | Unknown | Pressure
9000222 | 1 | 1987-01-01 | Removed From Ground | Gas | 4000 | Bare Steel | Galvanized Steel | Not Marked
9000222 | 10 | 1991-10-01 | Removed From Ground | Gas | 10000 | Fiberglass | Fiberglass Reinforced Plastic | Not Marked
9000222 | 11 | 1991-10-01 | Removed From Ground | Used Oil | 1000 | Fiberglass | Fiberglass Reinforced Plastic | Not Marked | Y |  | Y
9000222 | 2 | 1987-01-01 | Removed From Ground | Gas | 3000 | Bare Steel | Galvanized Steel | Not Marked
9000222 | 3 | 1987-01-01 | Removed From Ground | Gas | 4000 | Bare Steel | Galvanized Steel | Not Marked
9000222 | 4 | 1987-01-01 | Removed From Ground | Gas | 5000 | Bare Steel | Galvanized Steel | Not Marked
9000222 | 5 | 1987-01-01 | Removed From Ground | Gas | 10000 | Bare Steel | Galvanized Steel | Not Marked
9000222 | 6 | 1987-01-01 | Removed From Ground | Used Oil | 550 | Bare Steel | Galvanized Steel | Not Marked | Y |  | Y
9000222 | 7 | 1987-01-01 | Removed From Ground | Diesel | 10000 | Fiberglass | Fiberglass Reinforced Plastic | Not Marked
9000222 | 8 | 1991-10-01 | Removed From Ground | Gas | 10000 | Fiberglass | Fiberglass Reinforced Plastic | Not Marked
9000222 | 9 | 1991-10-01 | Removed From Ground | Gas | 10000 | Fiberglass | Fiberglass Reinforced Plastic | Not Marked
9000223 | 1 | 2003-05-21 | Currently In Use | Gas | 10000 | Fiberglass | Fiberglass/Double Walled | Pressure |  | 1998-05-20 |  | 1998-05-20
9000223 | 2 | 2003-05-21 | Currently In Use | Gas | 10000 | Fiberglass | Fiberglass/Double Walled | Pressure |  | 1998-05-20 |  | 1998-05-20
9000223 | 3 | 2003-05-21 | Currently In Use | Gas | 10000 | Fiberglass | Fiberglass/Double Walled | Pressure |  | 1998-05-20 |  | 1998-05-20
9000224 | 156-1 | 2003-03-12 | Currently In Use | Gas | 10000 | Fiberglass | Fiberglass Reinforced Plastic | Pressure |  | 1998-05-20 |  | 1998-05-20
9000224 | 156-2 | 2003-03-12 | Currently In Use | Gas | 10000 | Fiberglass | Fiberglass Reinforced Plastic | Pressure |  | 1998-05-20 |  | 1998-05-20
9000224 | 156-3 | 2003-03-12 | Currently In Use | Gas | 10000 | Fiberglass | Fiberglass Reinforced Plastic | Pressure |  | 1998-05-20 |  | 1998-05-20
9000224 | P3 | 1988-06-01 | Removed From Ground | Gas | 10000 | Bare Steel | Bare Steel | Not Marked
9000224 | R1 | 1988-06-01 | Removed From Ground | Gas | 10000 | Bare Steel | Bare Steel | Not Marked
9000224 | U2 | 1988-06-01 | Removed From Ground | Gas | 10000 | Bare Steel | Bare Steel | Not Marked
9000226 | 1 | 1989-06-19 | Removed From Ground | Gas | 8000 | Bare Steel | Bare Steel | Not Marked
9000226 | 2 | 1989-06-20 | Removed From Ground | Gas | 4000 | Bare Steel | Galvanized Steel | Not Marked
9000226 | 3 | 1989-06-21 | Removed From Ground | Gas | 4000 | Bare Steel | Galvanized Steel | Not Marked
9000226 | 4 | 1989-06-19 | Removed From Ground | Gas | 4000 | Bare Steel | Galvanized Steel | Not Marked
9000226 | 5 | 1989-06-20 | Removed From Ground | Diesel | 4000 | Bare Steel | Galvanized Steel | Not Marked
9000227 | 1 | 1992-08-04 | Removed From Ground | Gas | 5000 | Marked Unknown | Unknown | Not Marked
9000227 | 2 | 1992-08-04 | Removed From Ground | Gas | 5000 | Marked Unknown | Unknown | Not Marked
9000227 | 3 | 1992-08-04 | Removed From Ground | Gas | 5000 | Marked Unknown | Unknown | Not Marked
9000227 | 4 | 1992-08-04 | Removed From Ground | Gas | 5000 | Marked Unknown | Unknown | Not Marked
9000227 | 5 | 2015-04-01 | Currently In Use | Gas | 10000 | Composite | Fiberglass Reinforced Plastic | Pressure |  | 1992-09-01 |  | 1992-09-01
9000227 | 6 | 2015-04-01 | Currently In Use | Gas | 10000 | Composite | Fiberglass Reinforced Plastic | Pressure |  | 1992-09-01 |  | 1992-09-01
9000228 | 1 | 2003-05-21 | Currently In Use | Gas | 5000 | Steel-Impressed Current | Fiberglass Reinforced Plastic | Pressure |  | 1998-05-25 |  | 1998-05-25
9000228 | 2 | 2003-05-21 | Currently In Use | Gas | 5000 | Steel-Impressed Current | Fiberglass/Double Walled | Pressure |  | 1998-05-25 |  | 1998-05-25
9000228 | 3 | 2003-05-21 | Currently In Use | Gas | 5000 | Steel-Impressed Current | Fiberglass Reinforced Plastic | Pressure |  | 1998-05-25 |  | 1998-05-25
9000228 | 4 | 2003-05-21 | Currently In Use | Gas | 5000 | Steel-Impressed Current | Fiberglass Reinforced Plastic | Pressure |  | 1998-05-25 |  | 1998-05-25
9000229 | 1 | 1988-07-01 | Removed From Ground | Gas | 5000 | Marked Unknown | Unknown | Not Marked
9000229 | 2 | 1988-07-01 | Removed From Ground | Gas | 5000 | Marked Unknown | Unknown | Not Marked
9000229 | 3 | 1988-07-01 | Removed From Ground | Gas | 5000 | Marked Unknown | Unknown | Not Marked
9000229 | 4 | 1988-07-01 | Removed From Ground | Gas | 5000 | Marked Unknown | Unknown | Not Marked
9000229 | 5 | 2003-10-09 | Currently In Use | Gas | 10000 | Composite | Fiberglass Reinforced Plastic | Pressure |  | 1998-05-25 |  | 1998-05-25
9000229 | 6 | 2003-10-09 | Currently In Use | Gas | 10000 | Composite | Fiberglass Reinforced Plastic | Pressure |  | 1998-05-25 |  | 1998-05-25
9000229 | 7 | 2012-09-10 | Currently In Use | Gas | 10000 | Composite | Fiberglass Reinforced Plastic | Pressure |  | 1998-05-25 |  | 1998-05-28
9000230 | 1 | 1992-04-09 | Removed From Ground | Gas | 5000 | Bare Steel | Galvanized Steel | Pressure
9000230 | 2 | 1992-04-09 | Removed From Ground | Gas | 5000 | Bare Steel | Galvanized Steel | Pressure
9000230 | 3 | 1992-04-09 | Removed From Ground | Gas | 5000 | Bare Steel | Galvanized Steel | Pressure
9000230 | 4 | 1992-04-09 | Removed From Ground | Gas | 5000 | Bare Steel | Galvanized Steel | Pressure
9000231 | 1 | 1970-02-07 | Currently In Use | Gas | 5000 | STIP-3 | Cathodically Protected | Pressure |  | 1998-10-11 |  | 1998-10-11
9000231 | 2 | 1970-02-07 | Currently In Use | Gas | 5000 | STIP-3 | Cathodically Protected | Pressure |  | 1998-10-11 |  | 1998-10-11
9000231 | 3 | 1970-02-07 | Currently In Use | Gas | 5000 | STIP-3 | Cathodically Protected | Pressure |  | 1998-10-11 |  | 1998-10-11
9000231 | 4 | 1970-02-07 | Currently In Use | Gas | 5000 | STIP-3 | Cathodically Protected | Pressure |  | 1998-10-11 |  | 1998-10-11
9000232 | 1 | 1973-02-06 | Currently In Use | Gas | 8000 | Steel-Impressed Current | Fiberglass Reinforced Plastic | Pressure |  | 1998-04-01 |  | 1998-04-01
9000232 | 2 | 1973-02-06 | Currently In Use | Gas | 8000 | Steel-Impressed Current | Fiberglass Reinforced Plastic | Pressure |  | 1998-04-01 |  | 1998-04-01
9000232 | 3 | 1973-02-06 | Currently In Use | Gas | 8000 | Steel-Impressed Current | Fiberglass Reinforced Plastic | Pressure |  | 1998-04-01 |  | 1998-04-01
9000233 | 1 | 1988-06-01 | Removed From Ground | Gas | 5000 | Bare Steel | Unknown | Not Marked
9000233 | 2 | 1988-06-01 | Removed From Ground | Gas | 5000 | Bare Steel | Unknown | Not Marked
9000233 | 3 | 1988-06-01 | Removed From Ground | Gas | 5000 | Bare Steel | Unknown | Not Marked
9000233 | 4 | 1988-06-01 | Removed From Ground | Gas | 5000 | Bare Steel | Unknown | Not Marked
9000233 | 5 | 1999-08-03 | Removed From Ground | Gas | 10000 | Steel-Galvanic | Fiberglass Reinforced Plastic | Pressure |  | 1988-06-01 |  | 1988-06-01
9000233 | 6 | 1999-08-03 | Removed From Ground | Gas | 10000 | Steel-Galvanic | Fiberglass Reinforced Plastic | Pressure |  | 1988-06-01 |  | 1988-06-01
9000233 | 7 | 1999-08-03 | Removed From Ground | Gas | 10000 | Steel-Galvanic | Fiberglass Reinforced Plastic | Pressure |  | 1988-06-01 |  | 1988-06-01
9000238 | 1 | 1969-01-26 | Currently In Use | Gas | 5000 | Steel-Impressed Current | Fiberglass Reinforced Plastic | Pressure |  | 1998-07-28 |  | 1998-07-28
9000238 | 2 | 1969-01-26 | Currently In Use | Gas | 5000 | Steel-Impressed Current | Fiberglass Reinforced Plastic | Pressure |  | 1998-07-28 |  | 1998-07-28
9000238 | 3 | 1969-12-26 | Currently In Use | Gas | 5000 | Steel-Impressed Current | Fiberglass Reinforced Plastic | Pressure |  | 1998-07-28 |  | 1998-07-28
9000238 | 4 | 1969-01-26 | Currently In Use | Gas | 5000 | Steel-Impressed Current | Fiberglass Reinforced Plastic | Pressure |  | 1998-07-28 |  | 1998-07-28
9000239 | 1 |  | Removed From Ground Date Unknown | Gas |  | Marked Unknown | Unknown | Not Marked
9000240 | 1 | 2003-05-28 | Currently In Use | Gas | 5000 | Steel-Impressed Current | Fiberglass/Double Walled | Pressure |  | 1998-10-11 |  | 1998-10-11
9000240 | 2 | 2003-05-28 | Currently In Use | Gas | 5000 | Steel-Impressed Current | Fiberglass/Double Walled | Pressure |  | 1998-10-11 |  | 1998-10-11
9000240 | 3 | 2003-05-28 | Currently In Use | Gas | 5000 | Steel-Impressed Current | Fiberglass/Double Walled | Pressure |  | 1998-10-11 |  | 1998-10-11
9000240 | 4 | 2003-05-28 | Currently In Use | Diesel | 5000 | Steel-Impressed Current | Fiberglass/Double Walled | Pressure |  | 1998-10-11 |  | 1998-10-11
9000241 | 1 |  | Removed From Ground Date Unknown | Other |  | Not Marked/Unknown | Not Marked | Not Marked
9000242 | 1 | 1976-05-10 | Currently In Use | Gas | 12000 | Steel-Impressed Current | Fiberglass Reinforced Plastic | Suction: Valve At The Tank |  | 1997-11-17 |  | 1997-11-17
9000242 | 2 | 1976-05-10 | Currently In Use | Gas | 8000 | Steel-Impressed Current | Fiberglass Reinforced Plastic | Suction: Valve At The Tank |  | 1997-11-17 |  | 1997-11-17
9000242 | 3 | 1976-05-10 | Currently In Use | Gas | 8000 | Steel-Impressed Current | Fiberglass Reinforced Plastic | Suction: Valve At The Tank |  | 1997-11-17 |  | 1997-11-17
9000246 | 1 | 1987-01-01 | Currently In Use | Gas | 8000 | Steel-Galvanic | Double Walled/Cath. Prot. | Pressure |  | 1989-04-05 |  | 1989-04-05
9000246 | 2 | 1987-01-01 | Currently In Use | Gas | 8000 | Steel-Galvanic | Double Walled/Cath. Prot. | Pressure |  | 1989-04-05 |  | 1989-04-05
9000246 | 3 | 1987-01-01 | Currently In Use | Gas | 8000 | Steel-Galvanic | Double Walled/Cath. Prot. | Pressure |  | 1989-04-05 |  | 1989-04-05
9000248 | 1 | 1987-05-30 | Currently In Use | Gas | 10000 | STIP-3 | Fiberglass Reinforced Plastic | Pressure |  | 1987-01-01 |  | 1987-01-01
9000248 | 2 | 1987-05-30 | Currently In Use | Gas | 10000 | STIP-3 | Fiberglass Reinforced Plastic | Pressure |  | 1987-01-01 |  | 1987-01-01
9000248 | 3 | 1987-05-30 | Currently In Use | Diesel | 10000 | STIP-3 | Fiberglass Reinforced Plastic | Pressure |  | 1987-01-01 |  | 1987-01-01
9000249 | 1 | 2012-02-09 | Removed From Ground | Gas | 12000 | Fiberglass | Fiberglass Reinforced Plastic | Not Marked
9000249 | 1 |  | Currently In Use | Gas | 12000 | Fiberglass | Fiberglass Reinforced Plastic | Not Marked
9000249 | 2 | 2012-02-09 | Removed From Ground | Gas | 12000 | Fiberglass | Fiberglass Reinforced Plastic | Not Marked
9000249 | 2 |  | Currently In Use | Gas | 12000 | Fiberglass | Fiberglass Reinforced Plastic | Not Marked
9000249 | 3 | 2012-02-09 | Removed From Ground | Gas | 12000 | Fiberglass | Fiberglass Reinforced Plastic | Not Marked
9000249 | 3 |  | Currently In Use | Gas | 12000 | Fiberglass | Fiberglass Reinforced Plastic | Not Marked
9000250 | 1 | 2005-09-07 | Removed From Ground | Gas | 10000 | Fiberglass | Fiberglass Reinforced Plastic | Pressure |  | 1993-09-16 |  | 1993-09-16
9000250 | 2 | 2005-09-07 | Removed From Ground | Gas | 10000 | Fiberglass | Fiberglass Reinforced Plastic | Pressure |  | 1993-09-16 |  | 1993-09-16
9000250 | 3 | 2005-09-07 | Removed From Ground | Gas | 10000 | Fiberglass | Fiberglass Reinforced Plastic | Pressure |  | 1993-09-16 |  | 1993-09-16
9000250 | 4 | 2005-10-02 | Currently In Use | Gas | 10000 | Composite | Fiberglass Reinforced Plastic | Pressure | N | 2005-10-17 | N | 2005-10-17
9000250 | 5 | 2005-10-02 | Currently In Use | Gas | 8000 | Composite | Fiberglass Reinforced Plastic | Pressure | N | 2005-10-17 | N | 2005-10-17
9000251 | 1 | 1991-03-25 | Removed From Ground | Gas | 10000 | Bare Steel | Galvanized Steel | Not Marked
9000251 | 2 | 1991-03-25 | Removed From Ground | Gas | 10000 | Bare Steel | Galvanized Steel | Not Marked
9000251 | 3 | 1991-03-25 | Removed From Ground | Gas | 10000 | Bare Steel | Galvanized Steel | Not Marked
9000252 | 1 | 1992-09-29 | Removed From Ground | Gas | 5000 | Cathodically Protected Steel | Fiberglass Reinforced Plastic | Not Marked
9000252 | 2 | 1992-09-29 | Removed From Ground | Gas | 6000 | Cathodically Protected Steel | Fiberglass Reinforced Plastic | Not Marked
9000252 | 3 | 1992-09-29 | Removed From Ground | Gas | 8000 | Cathodically Protected Steel | Fiberglass Reinforced Plastic | Not Marked
9000258 | 19 | 1994-01-21 | Removed From Ground | Hazardous Substance | 12000 | Cathodically Protected Steel | Bare Steel | Suction: Valve At The Tank
9000258 | 20 | 1994-01-21 | Removed From Ground | Hazardous Substance | 12000 | Cathodically Protected Steel | Bare Steel | Suction: Valve At The Tank
9000258 | 21 | 1994-01-21 | Removed From Ground | Hazardous Substance | 12000 | Cathodically Protected Steel | Bare Steel | Suction: Valve At The Tank
9000258 | 22 | 1994-01-21 | Removed From Ground | Hazardous Substance | 12000 | Cathodically Protected Steel | Bare Steel | Suction: Valve At The Tank
9000258 | 23 | 1994-01-21 | Removed From Ground | Hazardous Substance | 12000 | Cathodically Protected Steel | Bare Steel | Suction: Valve At The Tank
9000258 | 24 | 1994-01-19 | Removed From Ground | Other | 12000 | Cathodically Protected Steel | Bare Steel | Suction: Valve At The Tank
9000258 | 25 | 1994-01-20 | Removed From Ground | Hazardous Substance | 12000 | Cathodically Protected Steel | Bare Steel | Suction: Valve At The Tank
9000258 | 26 | 1994-01-20 | Removed From Ground | Kerosene | 12000 | Cathodically Protected Steel | Bare Steel | Suction: Valve At The Tank
9000258 | 27 | 1994-01-20 | Removed From Ground | Hazardous Substance | 12000 | Cathodically Protected Steel | Bare Steel | Suction: Valve At The Tank
9000258 | 28 | 1994-01-21 | Removed From Ground | Hazardous Substance | 12000 | Cathodically Protected Steel | Bare Steel | Suction: Valve At The Tank
9000258 | 29 | 1994-01-21 | Removed From Ground | Hazardous Substance | 12000 | Cathodically Protected Steel | Bare Steel | Suction: Valve At The Tank
9000258 | 30 | 1994-01-20 | Removed From Ground | Hazardous Substance | 12000 | Cathodically Protected Steel | Bare Steel | Suction: Valve At The Tank
9000258 | 31 | 1994-01-20 | Removed From Ground | Hazardous Substance |  | Cathodically Protected Steel | Bare Steel | Suction: Valve At The Tank
9000258 | 32 | 1994-01-19 | Removed From Ground | Hazardous Substance |  | Cathodically Protected Steel | Cathodically Protected | Suction: Valve At The Tank
9000258 | 33 | 1994-01-19 | Removed From Ground | Hazardous Substance |  | Cathodically Protected Steel | Bare Steel | Suction: Valve At The Tank
9000258 | 34 | 1994-01-19 | Removed From Ground | Hazardous Substance | 6000 | Cathodically Protected Steel | Bare Steel | Suction: Valve At The Tank
9000258 | 35 | 1994-01-18 | Removed From Ground | Hazardous Substance | 6000 | Cathodically Protected Steel | Bare Steel | Suction: Valve At The Tank
9000258 | 36 | 1994-01-18 | Removed From Ground | Hazardous Substance | 6000 | Cathodically Protected Steel | Bare Steel | Suction: Valve At The Tank
9000258 | 37 | 1994-01-17 | Removed From Ground | Hazardous Substance | 6000 | Cathodically Protected Steel | Bare Steel | Suction: Valve At The Tank
9000258 | 38 | 1994-01-17 | Removed From Ground | Hazardous Substance | 6000 | Cathodically Protected Steel | Bare Steel | Suction: Valve At The Tank
9000258 | 39 | 1994-01-17 | Removed From Ground | Hazardous Substance | 6000 | Cathodically Protected Steel | Bare Steel | Suction: Valve At The Tank
9000258 | 40 | 1994-01-13 | Removed From Ground | Hazardous Substance | 6000 | Cathodically Protected Steel | Bare Steel | Suction: Valve At The Tank
9000258 | 41 | 1994-01-13 | Removed From Ground | Hazardous Substance | 6000 | Cathodically Protected Steel | Bare Steel | Suction: Valve At The Tank
9000258 | 42 | 1994-01-14 | Removed From Ground | Hazardous Substance | 6000 | Cathodically Protected Steel | Bare Steel | Suction: Valve At The Tank
9000258 | 43 | 1994-01-14 | Removed From Ground | Hazardous Substance | 6000 | Cathodically Protected Steel | Bare Steel | Suction: Valve At The Tank
9000258 | 44 | 1994-01-18 | Removed From Ground | Hazardous Substance | 6000 | Cathodically Protected Steel | Bare Steel | Suction: Valve At The Tank
9000258 | 45 | 1994-01-18 | Removed From Ground | Hazardous Substance | 6000 | Cathodically Protected Steel | Bare Steel | Suction: Valve At The Tank
9000258 | 46 | 1994-01-18 | Removed From Ground | Hazardous Substance | 6000 | Cathodically Protected Steel | Bare Steel | Suction: Valve At The Tank
9000258 | 47 | 1994-01-14 | Removed From Ground | Hazardous Substance | 6000 | Cathodically Protected Steel | Bare Steel | Suction: Valve At The Tank
9000258 | 48 | 1994-01-14 | Removed From Ground | Hazardous Substance | 6000 | Cathodically Protected Steel | Bare Steel | Suction: Valve At The Tank
9000258 | 49 | 1994-01-13 | Removed From Ground | Hazardous Substance | 6000 | Cathodically Protected Steel | Bare Steel | Suction: Valve At The Tank
9000258 | 50 | 1994-01-13 | Removed From Ground | Hazardous Substance | 6000 | Cathodically Protected Steel | Bare Steel | Suction: Valve At The Tank
9000258 | 51 | 1994-01-17 | Removed From Ground | Hazardous Substance | 6000 | Cathodically Protected Steel | Bare Steel | Suction: Valve At The Tank
9000258 | 52 | 1994-01-17 | Removed From Ground | Hazardous Substance | 6000 | Cathodically Protected Steel | Bare Steel | Suction: Valve At The Tank
9000258 | 53 | 1994-01-17 | Removed From Ground | Hazardous Substance | 6000 | Cathodically Protected Steel | Bare Steel | Suction: Valve At The Tank
9000258 | 54 | 1994-01-17 | Removed From Ground | Hazardous Substance | 6000 | Cathodically Protected Steel | Bare Steel | Suction: Valve At The Tank
9000258 | 55 | 1994-01-18 | Removed From Ground | Hazardous Substance | 6000 | Cathodically Protected Steel | Bare Steel | Suction: Valve At The Tank
9000258 | 56 | 1994-01-18 | Removed From Ground | Hazardous Substance | 1000 | Cathodically Protected Steel | Bare Steel | Suction: Valve At The Tank
9000258 | 57 | 1994-01-01 | Removed From Ground | Diesel | 6000 | Cathodically Protected Steel | Bare Steel | Not Marked
9000258 | 58 | 1994-01-01 | Removed From Ground | Gas | 3000 | Cathodically Protected Steel | Bare Steel | Not Marked
9000259 | 1 | 2005-05-04 | Removed From Ground Date Unknown | Gas | 10000 | Bare Steel | Galvanized Steel | Not Marked
9000259 | 2 | 2005-05-04 | Removed From Ground Date Unknown | Used Oil | 6000 | Bare Steel | Galvanized Steel | Not Marked | Y |  | Y
9000259 | 3 | 2005-05-04 | Removed From Ground Date Unknown | Diesel | 10000 | Bare Steel | Galvanized Steel | Not Marked
9000259 | 4 | 2005-05-04 | Removed From Ground Date Unknown | Used Oil | 6000 | Bare Steel | Galvanized Steel | Not Marked | Y |  | Y
9000259 | 5 | 1988-01-01 | Removed From Ground | Diesel | 12000 | Bare Steel | Galvanized Steel | Not Marked
9000259 | 6 | 1988-01-01 | Removed From Ground | Used Oil | 6000 | Bare Steel | Galvanized Steel | Not Marked | Y |  | Y
9000261 | 1 | 1990-05-01 | Removed From Ground | Gas | 5000 | Bare Steel | Galvanized Steel | Not Marked
9000261 | 2 | 1990-05-01 | Removed From Ground | Gas | 5000 | Cathodically Protected Steel | Galvanized Steel | Not Marked
9000261 | 3 | 1990-05-01 | Removed From Ground | Gas | 5000 | Cathodically Protected Steel | Galvanized Steel | Not Marked
9000261 | 4 | 1990-05-01 | Removed From Ground | Gas | 5000 | Cathodically Protected Steel | Galvanized Steel | Not Marked
9000261 | 5 | 1990-05-01 | Removed From Ground | Used Oil | 600 | Bare Steel | Galvanized Steel | Not Marked | Y |  | Y
9000261 | 6 | 1990-01-01 | Currently In Use | Gas | 10000 | Fiberglass | Fiberglass Reinforced Plastic | Pressure |  | 1990-01-01 |  | 1990-01-01
9000261 | 7 | 1990-01-01 | Currently In Use | Gas | 10000 | Fiberglass | Fiberglass Reinforced Plastic | Pressure |  | 1990-01-01 |  | 1990-01-01
9000261 | 8 | 1990-01-01 | Currently In Use | Gas | 10000 | Fiberglass | Fiberglass Reinforced Plastic | Pressure |  | 1990-01-01 |  | 1990-01-01
9000264 | 1 |  | Removed From Ground Date Unknown | Diesel | 15000 | Not Marked/Unknown | Unknown | Not Marked
9000264 | 2 |  | Removed From Ground Date Unknown | Used Oil | 5000 | Not Marked/Unknown | Not Marked | Not Marked | Y |  | Y
9000265 | 1 | 1989-05-15 | Removed From Ground | Gas | 10000 | Bare Steel | Galvanized Steel | Not Marked
9000265 | 2 | 1989-05-15 | Removed From Ground | Gas | 10000 | Bare Steel | Galvanized Steel | Not Marked
9000266 | 1 | 1990-08-29 | Removed From Ground | Gas | 10000 | Bare Steel | Galvanized Steel | Not Marked
9000266 | 2 | 1990-08-29 | Removed From Ground | Gas | 10000 | Bare Steel | Galvanized Steel | Not Marked
9000267 | 1 |  | Removed From Ground Date Unknown | Diesel |  | Marked Unknown | Unknown | Not Marked
9000267 | 2 |  | Closed In Ground Date Unknown | Diesel |  | Marked Unknown | Unknown | Not Marked
9000267 | 3 |  | Removed From Ground Date Unknown | Other |  | Marked Unknown | Unknown | Not Marked
9000268 | 1 | 2005-06-08 | Temporarily Out Of Use | Gas | 10000 | Fiberglass | Fiberglass Reinforced Plastic | Pressure |  | 1993-09-28 |  | 1993-09-28
9000268 | 1 |  | Removed From Ground Date Unknown | Gas | 10000 | Fiberglass | Fiberglass Reinforced Plastic | Pressure |  | 1993-09-28 |  | 1993-09-28
9000268 | 2 | 2005-06-08 | Temporarily Out Of Use | Gas | 10000 | Fiberglass | Fiberglass Reinforced Plastic | Pressure |  | 1993-09-28 |  | 1993-09-28
9000268 | 2 |  | Removed From Ground Date Unknown | Gas | 10000 | Fiberglass | Fiberglass Reinforced Plastic | Pressure |  | 1993-09-28 |  | 1993-09-28
9000268 | 3 | 2005-06-08 | Temporarily Out Of Use | Gas | 10000 | Fiberglass | Fiberglass Reinforced Plastic | Pressure |  | 1993-09-28 |  | 1993-09-28
9000268 | 3 |  | Removed From Ground Date Unknown | Gas | 10000 | Fiberglass | Fiberglass Reinforced Plastic | Pressure |  | 1993-09-28 |  | 1993-09-28
9000273 | 1 |  | Removed From Ground Date Unknown | Diesel | 20000 | Bare Steel | Unknown | Not Marked
9000273 | 2 |  | Removed From Ground Date Unknown | Diesel | 20000 | Bare Steel | Unknown | Not Marked
9000273 | 3 |  | Removed From Ground Date Unknown | Used Oil | 6000 | Bare Steel | Unknown | Not Marked | Y |  | Y
9000273 | 4 |  | Removed From Ground Date Unknown | Other | 6000 | Bare Steel | Unknown | Not Marked
9000273 | 5 | 2004-08-13 | Currently In Use | Diesel | 20000 | Steel-Galvanic | Fiberglass/Double Walled | Pressure |  | 1998-12-11 |  | 1998-12-11
9000274 | 1 | 1991-06-13 | Removed From Ground | Gas | 12000 | Bare Steel | Galvanized Steel | Pressure
9000274 | 2 | 1987-07-15 | Removed From Ground | Gas | 3000 | Bare Steel | Bare Steel | Pressure
9000274 | 3 | 1990-12-01 | Removed From Ground | Used Oil | 550 | Bare Steel | Bare Steel | Gravity Fed | Y |  | Y
9000276 | 1 | 1996-06-05 | Removed From Ground | Gas | 4000 | Bare Steel | Galvanized Steel | Pressure
9000276 | 2 | 1996-06-05 | Removed From Ground | Gas | 6000 | Bare Steel | Galvanized Steel | Pressure
9000276 | 3 | 1996-06-05 | Removed From Ground | Gas | 6000 | Bare Steel | Galvanized Steel | Pressure
9000276 | 4 | 1996-06-05 | Removed From Ground | Used Oil | 500 | Bare Steel | Galvanized Steel | Pressure | Y |  | Y
9000276 | 5 | 2005-02-04 | Removed From Ground | Gas | 10000 | Fiberglass Double Walled | Fiberglass/Double Walled | Pressure |  | 1996-06-01 |  | 1996-06-01
9000276 | 6 | 2005-02-04 | Removed From Ground | Gas | 10000 | Fiberglass Double Walled | Fiberglass/Double Walled | Pressure |  | 1996-06-01 |  | 1996-06-01
9000276 | 7 | 2005-02-04 | Removed From Ground | Gas | 10000 | Fiberglass Double Walled | Fiberglass/Double Walled | Pressure |  | 1996-06-01 |  | 1996-06-01
9000276 | 8 | 2005-01-12 | Removed From Ground | Used Oil | 250 | Cathodically Protected Steel | Double Walled |  | N |  | N
9000277 | 1 | 1987-01-01 | Removed From Ground | Gas | 10000 | Bare Steel | Galvanized Steel | Not Marked
9000277 | 2 | 1987-01-01 | Removed From Ground | Gas | 10000 | Bare Steel | Galvanized Steel | Not Marked
9000277 | 3 | 1987-01-01 | Removed From Ground | Gas | 5000 | Bare Steel | Galvanized Steel | Not Marked
9000277 | 4 | 1987-01-01 | Removed From Ground | Used Oil | 550 | Bare Steel | Galvanized Steel | Not Marked | Y |  | Y
9000278 | 1 | 1989-06-01 | Removed From Ground | Gas | 8000 | Bare Steel | Galvanized Steel | Not Marked
9000278 | 2 | 1989-06-01 | Removed From Ground | Gas | 8000 | Bare Steel | Galvanized Steel | Not Marked
9000279 | 1 | 1998-05-27 | Removed From Ground | Gas | 4100 | Bare Steel | Bare Steel | Pressure
9000279 | 2 | 1998-05-27 | Removed From Ground | Diesel | 4100 | Bare Steel | Bare Steel | Pressure
9000279 | 3 | 1998-05-27 | Removed From Ground | Gas | 6000 | Bare Steel | Bare Steel | Pressure
9000279 | 4 | 1998-05-27 | Removed From Ground | Diesel | 1000 | Bare Steel | Bare Steel | Suction: Valve At The Tank
9000279 | 5 | 1998-05-27 | Removed From Ground | Used Oil | 560 | Bare Steel | Bare Steel | Gravity Fed | Y |  | Y
9000280 | 1 | 1992-04-01 | Currently In Use | Diesel | 6000 | Fiberglass Double Walled | Fiberglass/Double Walled | Suction: No Valve At The Tank |  | 1992-04-01 12:00 |  | 1992-04-01 12:00
9000280 | 2 | 1992-06-01 | Currently In Use | Diesel | 6000 | Fiberglass Double Walled | Fiberglass/Double Walled | Suction: No Valve At The Tank |  | 1992-06-01 12:00 |  | 1992-06-01 12:00
9000281 | 1 |  | Removed From Ground Date Unknown | Gas | 5000 | Bare Steel | Galvanized Steel | Not Marked
9000281 | 2 |  | Removed From Ground Date Unknown | Gas | 5000 | Bare Steel | Galvanized Steel | Not Marked
9000281 | 3 |  | Removed From Ground Date Unknown | Gas | 5000 | Bare Steel | Galvanized Steel | Not Marked
9000281 | 4 |  | Removed From Ground Date Unknown | Gas | 5000 | Bare Steel | Galvanized Steel | Not Marked
9000282 | 1 |  | Removed From Ground Date Unknown | Other | 6000 | Bare Steel | Unknown | Not Marked
9000282 | 2 |  | Removed From Ground Date Unknown | Used Oil | 1000 | Bare Steel | Unknown | Not Marked | Y |  | Y
9000284 | 1 | 1987-01-01 | Currently In Use | Gas | 10000 | Composite | Fiberglass Reinforced Plastic | Pressure |  | 1993-10-09 |  | 1993-01-09
9000284 | 2 | 1987-01-01 | Currently In Use | Gas | 10000 | Composite | Fiberglass Reinforced Plastic | Pressure |  | 1993-10-09 |  | 1993-10-09
9000284 | 3 | 1987-01-01 | Currently In Use | Gas | 10000 | Composite | Fiberglass Reinforced Plastic | Pressure |  | 1993-10-09 |  | 1993-10-09
9000286 | 1 | 1980-05-09 | Currently In Use | Gas | 10000 | Fiberglass | Fiberglass Reinforced Plastic | Pressure |  | 1988-01-01 |  | 1988-01-01
9000286 | 2 | 1980-05-09 | Currently In Use | Gas | 12000 | Fiberglass | Fiberglass Reinforced Plastic | Pressure |  | 1988-01-01 |  | 1988-01-01
9000286 | 3 | 1980-05-09 | Currently In Use | Diesel | 12000 | Fiberglass | Fiberglass Reinforced Plastic | Pressure |  | 1988-01-01 |  | 1988-01-01
9000286 | 4 |  | Removed From Ground Date Unknown | Gas | 12000 | Bare Steel | Galvanized Steel | Pressure |  | 1988-01-01 |  | 1988-01-01
9000288 | 1 |  | Removed From Ground Date Unknown | Gas |  | Marked Unknown | Unknown | Not Marked
9000288 | 2 |  | Removed From Ground Date Unknown | Diesel |  | Unknown |  |  | N |  | N
9000288 | 3 |  | Removed From Ground | Other |  | Unknown |  |  | N |  | N
9000289 | 1 |  | Removed From Ground Date Unknown | Diesel | 652 | Not Marked/Unknown | Not Marked | Not Marked
9000291 | 1 | 1994-01-01 | Removed From Ground | Gas | 3000 | Bare Steel | Galvanized Steel | Not Marked
9000291 | 2 | 1981-01-01 | Removed From Ground | Gas | 1000 | Bare Steel | Galvanized Steel | Suction: Valve At The Tank
9000292 | 1 | 1995-11-02 | Removed From Ground | Gas | 10000 | Steel-Impressed Current | Cathodically Protected | Pressure |  | 1976-07-01 |  | 1976-07-01
9000292 | 2 | 1995-11-02 | Removed From Ground | Gas | 10000 | Steel-Impressed Current | Cathodically Protected | Pressure |  | 1976-07-01 |  | 1976-07-01
9000292 | 3 | 1995-11-02 | Removed From Ground | Gas | 6000 | Steel-Impressed Current | Cathodically Protected | Pressure |  | 1976-07-01 |  | 1976-07-01
9000292 | 4 | 1997-05-13 | Removed From Ground | Kerosene | 4000 | Cathodically Protected Steel | Cathodically Protected | Suction: Valve At The Tank
9000293 | 1 | 1993-08-10 | Removed From Ground | Gas | 12000 | Fiberglass | Fiberglass Reinforced Plastic | Pressure
9000293 | 2 | 1993-08-10 | Removed From Ground | Gas | 12000 | Fiberglass | Fiberglass Reinforced Plastic | Pressure
9000293 | 3 | 1993-08-10 | Removed From Ground | Gas | 12000 | Fiberglass | Fiberglass Reinforced Plastic | Pressure
9000293 | 4 | 1994-12-19 | Currently In Use | Diesel | 20000 | Fiberglass | Fiberglass/Double Walled | Pressure |  | 1994-12-01 |  | 1994-12-01
9000293 | 5 | 1994-12-19 | Currently In Use | Diesel | 20000 | Fiberglass | Fiberglass/Double Walled | Not Marked |  | 1994-12-01 |  | 1994-12-01
9000293 | 6 | 1994-12-19 | Currently In Use | Diesel | 20000 | Fiberglass | Fiberglass/Double Walled | Pressure |  | 1994-12-01 |  | 1994-12-01
9000293 | 7 | 1994-12-19 | Currently In Use | Gas | 12000 | Fiberglass | Fiberglass/Double Walled | Pressure |  | 1994-12-01 |  | 1994-12-01
9000293 | 8 | 1994-12-19 | Currently In Use | Gas | 10000 | Fiberglass | Fiberglass/Double Walled | Pressure |  | 1997-12-01 |  | 1994-12-01
9000293 | 9 | 1994-12-19 | Currently In Use | Gas | 10000 | Fiberglass | Fiberglass/Double Walled | Pressure |  | 1994-12-01 |  | 1994-12-01
9000294 | 1 | 1987-08-01 | Currently In Use | Gas | 10000 | Fiberglass | Fiberglass Reinforced Plastic | Pressure |  | 1993-09-28 |  | 1993-09-28
9000294 | 2 | 1987-08-01 | Currently In Use | Gas | 10000 | Fiberglass | Fiberglass Reinforced Plastic | Pressure |  | 1993-09-28 |  | 1993-09-28
9000294 | 3 | 1987-08-01 | Currently In Use | Gas | 10000 | Fiberglass | Fiberglass Reinforced Plastic | Pressure |  | 1993-09-28 |  | 1993-09-28
9000295 | 1 | 1981-12-01 | Currently In Use | Gas | 12000 | Steel-Impressed Current | Fiberglass Reinforced Plastic | Pressure |  | 1993-12-06 |  | 1993-12-06
9000295 | 2 | 1981-12-01 | Currently In Use | Gas | 12000 | Steel-Impressed Current | Fiberglass Reinforced Plastic | Pressure |  | 1993-12-06 |  | 1993-12-06
9000295 | 3 | 1981-12-01 | Currently In Use | Diesel | 12000 | Steel-Impressed Current | Fiberglass Reinforced Plastic | Pressure |  | 1993-12-06 |  | 1993-12-06
9000297 | 1 |  | Removed From Ground Date Unknown | Gas | 8000 | Bare Steel | Galvanized Steel | Not Marked
9000297 | 2 |  | Removed From Ground Date Unknown | Gas | 3000 | Bare Steel | Galvanized Steel | Not Marked
9000297 | 3 |  | Removed From Ground Date Unknown | Gas | 3000 | Bare Steel | Galvanized Steel | Not Marked
9000297 | 4 |  | Removed From Ground Date Unknown | Gas | 3000 | Bare Steel | Galvanized Steel | Not Marked
9000298 | 1 | 1988-12-22 | Removed From Ground | Gas | 10000 | Bare Steel | Galvanized Steel | Not Marked
9000298 | 2 | 1988-12-22 | Removed From Ground | Gas | 10000 | Bare Steel | Galvanized Steel | Not Marked
9000300 | 1 | 1998-12-11 | Removed From Ground | Other | 3000 | Bare Steel | Bare Steel | Suction: Valve At The Tank
9000300 | 10 | 1998-12-11 | Removed From Ground | Used Oil | 2000 | Bare Steel | Bare Steel | Gravity Fed | Y |  | Y
9000300 | 11 | 2004-05-01 | Temporarily Out Of Use | Diesel | 30000 | Fiberglass Double Walled | Not Marked | Pressure |  | 1993-10-01 |  | 1993-10-01
9000300 | 12 | 2004-05-01 | Temporarily Out Of Use | Diesel | 30000 | Fiberglass Double Walled | Bare Steel | Pressure |  | 1993-10-01 |  | 1993-10-01
9000300 | 13 | 2004-05-01 | Temporarily Out Of Use | Diesel | 30000 | Fiberglass Double Walled | Bare Steel | Pressure |  | 1993-10-01 |  | 1993-10-01
9000300 | 14 | 2004-05-01 | Temporarily Out Of Use | Diesel | 30000 | Fiberglass Double Walled | Not Marked | Pressure |  | 1993-10-01 |  | 1993-10-01
9000300 | 15 | 2004-05-01 | Temporarily Out Of Use | Diesel | 30000 | Fiberglass Double Walled | Not Marked | Pressure |  | 1993-10-01 |  | 1993-10-01
9000300 | 16 | 2004-05-01 | Temporarily Out Of Use | Diesel | 30000 | Fiberglass Double Walled | Not Marked | Pressure |  | 1993-10-01 |  | 1993-10-01
9000300 | 17 | 2004-05-01 | Temporarily Out Of Use | Other | 6000 | Fiberglass Double Walled | Fiberglass Reinforced Plastic | Suction: No Valve At The Tank |  | 1998-11-30 |  | 1998-11-30
9000300 | 18 | 2004-05-01 | Temporarily Out Of Use | Other | 2500 | Fiberglass Double Walled | Fiberglass Reinforced Plastic | Suction: No Valve At The Tank |  | 1998-11-30 |  | 1998-11-30
9000300 | 19 | 2004-05-01 | Temporarily Out Of Use | Used Oil | 2500 | Fiberglass Double Walled | Fiberglass Reinforced Plastic | Gravity Fed | Y |  | Y | 1998-11-30
9000300 | 2 | 1998-11-30 | Removed From Ground | Diesel | 10000 | Bare Steel | Bare Steel | Pressure
9000300 | 20 | 2004-05-01 | Temporarily Out Of Use | Other | 1000 | Fiberglass Double Walled | Fiberglass Reinforced Plastic | Suction: No Valve At The Tank |  | 1998-11-30 |  | 1998-11-30
9000300 | 3 | 1998-12-11 | Removed From Ground | Diesel | 10000 | Bare Steel | Galvanized Steel | Pressure
9000300 | 4 | 1998-12-11 | Removed From Ground | Diesel | 12000 | Bare Steel | Galvanized Steel | Pressure
9000300 | 5 | 1998-12-11 | Removed From Ground | Diesel | 12000 | Bare Steel | Galvanized Steel | Pressure
9000300 | 6 | 1998-12-11 | Removed From Ground | Diesel | 12000 | Bare Steel | Galvanized Steel | Pressure
9000300 | 7 | 1998-12-11 | Removed From Ground | Other | 8000 | Bare Steel | Bare Steel | Suction: Valve At The Tank
9000300 | 8 | 1998-12-11 | Removed From Ground | Other | 1000 | Bare Steel | Bare Steel | Suction: Valve At The Tank
9000300 | 9 | 1998-12-11 | Removed From Ground | Other | 5000 | Bare Steel | Bare Steel | Suction: Valve At The Tank
9000302 | 1 | 1986-11-04 | Currently In Use | Gas | 12000 | Fiberglass | Fiberglass Reinforced Plastic | Pressure |  | 1997-10-01 |  | 1997-10-01
9000302 | 2 | 1986-11-04 | Currently In Use | Diesel | 10000 | Fiberglass | Fiberglass Reinforced Plastic | Pressure |  | 1997-10-01 |  | 1997-10-01
9000302 | 3 | 1986-11-04 | Currently In Use | Gas | 10000 | Fiberglass | Fiberglass Reinforced Plastic | Pressure |  | 1997-10-01 |  | 1997-10-01
9000302 | 4 | 1986-11-04 | Currently In Use | Gas | 8000 | Fiberglass | Fiberglass Reinforced Plastic | Pressure |  | 1997-10-01 |  | 1997-10-01
9000302 | 5 | 1986-11-01 | Removed From Ground | Gas | 4000 | Bare Steel | Galvanized Steel | Not Marked
9000302 | 6 | 1986-11-01 | Removed From Ground | Gas | 6000 | Bare Steel | Galvanized Steel | Not Marked
9000302 | 7 | 1986-11-01 | Removed From Ground | Gas | 6000 | Bare Steel | Galvanized Steel | Not Marked
9000302 | 8 | 1986-11-01 | Removed From Ground | Gas | 8000 | Fiberglass | Galvanized Steel | Not Marked
9000302 | 9 | 1986-11-01 | Removed From Ground | Used Oil | 500 | Bare Steel | Galvanized Steel | Not Marked | Y |  | Y
9000303 | 1 | 1995-10-01 | Removed From Ground | Gas | 8000 | Bare Steel | Galvanized Steel | Pressure
9000303 | 2 | 1995-10-01 | Removed From Ground | Gas | 6000 | Bare Steel | Galvanized Steel | Pressure
9000303 | 3 | 1995-10-01 | Removed From Ground | Gas | 6000 | Bare Steel | Galvanized Steel | Pressure
9000303 | 4 | 1995-11-15 | Currently In Use | Gas | 12000 | Epoxy | Single Wall Flex | Pressure |  | 1995-11-15 |  | 1995-11-15
9000303 | 5 | 1995-11-15 | Currently In Use | Gas | 12000 | Epoxy | Single Wall Flex | Pressure |  | 1995-11-15 |  | 1995-11-15
9000304 | 1 | 1987-10-15 | Removed From Ground | Diesel | 4000 | Bare Steel | Galvanized Steel | Not Marked
9000304 | 10 | 1989-08-21 | Removed From Ground | Kerosene | 4000 | Composite | Bare Steel | Not Marked
9000304 | 11 | 1989-08-21 | Removed From Ground | Diesel | 8000 | Cathodically Protected Steel | Not Marked | Not Marked
9000304 | 2 | 1987-10-15 | Removed From Ground | Gas | 4000 | Bare Steel | Galvanized Steel | Not Marked
9000304 | 3 | 1987-10-15 | Removed From Ground | Gas | 4000 | Bare Steel | Galvanized Steel | Not Marked
9000304 | 4 | 1987-10-15 | Removed From Ground | Gas | 4000 | Fiberglass | Galvanized Steel | Not Marked
9000304 | 5 | 1990-05-16 | Removed From Ground | Other | 550 | Bare Steel | Galvanized Steel | Not Marked
9000304 | 6 | 1990-05-16 | Removed From Ground | Used Oil | 550 | Bare Steel | Bare Steel | Not Marked | Y |  | Y
9000304 | 7 | 1989-08-21 | Removed From Ground | Gas | 10000 | Composite | Cathodically Protected | Not Marked
9000304 | 8 | 1989-08-21 | Removed From Ground | Gas | 10000 | Composite | Cathodically Protected | Not Marked
9000304 | 9 | 1989-08-21 | Removed From Ground | Gas | 8000 | Composite | Bare Steel | Not Marked
9000305 | 1 | 1990-04-01 | Removed From Ground | Gas | 10000 | Bare Steel | Galvanized Steel | Not Marked
9000305 | 2 | 1990-04-01 | Removed From Ground | Gas | 10000 | Bare Steel | Galvanized Steel | Not Marked
9000305 | 3 | 1990-04-01 | Removed From Ground | Diesel | 3000 | Bare Steel | Galvanized Steel | Not Marked
9000305 | 4 | 1990-04-01 | Removed From Ground | Kerosene | 2000 | Bare Steel | Galvanized Steel | Not Marked
9000305 | 5 | 1990-04-01 | Removed From Ground | Gas | 8000 | Bare Steel | Galvanized Steel | Not Marked
9000305 | 6 | 1990-05-14 | Currently In Use | Gas | 10000 | STIP-3 | Fiberglass Reinforced Plastic | Pressure |  | 1990-05-01 |  | 1990-05-01
9000305 | 7 | 1990-05-14 | Currently In Use | Gas | 10000 | STIP-3 | Fiberglass Reinforced Plastic | Pressure |  | 1990-05-01 |  | 1990-05-01
9000305 | 8 | 1990-05-14 | Currently In Use | Gas | 10000 | STIP-3 | Fiberglass Reinforced Plastic | Pressure |  | 1990-05-01 |  | 1990-05-01
9000305 | 9 | 1990-05-14 | Currently In Use | Gas | 10000 | STIP-3 | Fiberglass Reinforced Plastic | Pressure |  | 1990-05-01 |  | 1990-05-01
9000307 | 1 | 1989-12-01 | Removed From Ground | Gas | 10000 | Cathodically Protected Steel | Bare Steel | Not Marked
9000307 | 2 | 1989-12-01 | Removed From Ground | Gas | 10000 | Cathodically Protected Steel | Bare Steel | Not Marked
9000307 | 3 | 1989-12-01 | Removed From Ground | Gas | 5000 | Cathodically Protected Steel | Bare Steel | Not Marked
9000307 | 4 | 1989-12-01 | Removed From Ground | Used Oil | 550 | Cathodically Protected Steel | Bare Steel | Not Marked | Y |  | Y
9000311 | 1 | 1985-01-01 | Currently In Use | Diesel | 10000 | STIP-3 | Double Walled Flex | Pressure |  | 1985-01-01 |  | 1985-01-01
9000311 | 2 |  | Removed From Ground Date Unknown | Other | 1000 | Cathodically Protected Steel | Galvanized Steel | Gravity Fed
9000311 | 3 |  | Removed From Ground Date Unknown | Kerosene | 4000 | Bare Steel | Unknown | Not Marked
9000311 | 4 |  | Removed From Ground Date Unknown | Diesel | 20000 | Not Marked/Unknown | Galvanized Steel | Not Marked
9000311 | 5 |  | Removed From Ground Date Unknown | Used Oil | 500 | Not Marked/Unknown | Galvanized Steel | Not Marked | Y |  | Y
9000311 | 6 |  | Permanently Out Of Use | Diesel | 10000 | Cathodically Protected Steel | Fiberglass Reinforced Plastic | Not Marked
9000311 | 7 |  | Permanently Out Of Use | Used Oil | 10000 | Cathodically Protected Steel | Galvanized Steel | Not Marked | Y |  | Y
9000312 | 1 | 1989-05-01 | Removed From Ground | Gas | 500 | Bare Steel | Galvanized Steel | Not Marked
9000313 | 1 | 1988-12-19 | Removed From Ground | Other | 2000 | Not Marked/Unknown | Not Marked | Not Marked
9000314 | 002884 | 1995-09-19 | Removed From Ground | Gas | 4000 | Bare Steel | Fiberglass Reinforced Plastic | Not Marked
9000314 | 002885 | 1995-09-19 | Removed From Ground | Diesel | 4000 | Bare Steel | Fiberglass Reinforced Plastic | Not Marked
9000314 | 1 | 1989-06-19 | Removed From Ground | Gas | 1000 | Bare Steel | Bare Steel | Not Marked
9000314 | 2 | 1989-06-19 | Removed From Ground | Diesel | 2000 | Bare Steel | Not Marked | Not Marked
9000316 | 1 |  | Permanently Out Of Use | Other |  | Marked Unknown | Unknown | Not Marked
9000320 | 1 | 1992-11-06 | Removed From Ground | Other | 10000 | Bare Steel | Bare Steel | Suction: Valve At The Tank
9000320 | 2 | 1992-11-06 | Removed From Ground | Other | 10000 | Bare Steel | Bare Steel | Pressure
9000320 | 3 | 1993-06-05 | Removed From Ground | Used Oil | 500 | Bare Steel | Bare Steel | Gravity Fed | Y |  | Y
9000320 | 4 | 1993-06-01 | Removed From Ground | Used Oil | 550 | Cathodically Protected Steel | Not Marked | Gravity Fed | Y |  | Y
9000320 | 5 | 1992-10-14 | Currently In Use | Diesel | 20000 | Fiberglass Double Walled | Aboveground Piping | Pressure |  | 1992-10-14 |  | 1992-10-14
9000320 | 6 | 1992-10-14 | Currently In Use | Diesel | 20000 | Fiberglass Double Walled | Aboveground Piping | Pressure |  | 1992-10-14 |  | 1992-10-14
9000321 | 1 |  | Permanently Out Of Use | Gas | 1000 | Bare Steel | Unknown | Not Marked
9000321 | 2 |  | Permanently Out Of Use | Gas | 1000 | Bare Steel | Unknown | Not Marked
9000321 | 3 |  | Permanently Out Of Use | Gas | 1000 | Bare Steel | Unknown | Not Marked
9000321 | 4 |  | Permanently Out Of Use | Diesel | 500 | Marked Unknown | Unknown | Not Marked
9000321 | 5 |  | Permanently Out Of Use | Gas | 500 | Marked Unknown | Unknown | Not Marked
9000322 | 1 | 1978-07-01 | Removed From Ground | Gas | 1000 | Bare Steel | Bare Steel | Not Marked
9000322 | 11 | 1986-06-19 | Removed From Ground | Gas | 10000 | Bare Steel | Bare Steel | Not Marked
9000322 | 2 | 1999-08-01 | Removed From Ground | Diesel | 10000 | Bare Steel | Bare Steel | Not Marked
9000322 | 3 | 1999-08-01 | Removed From Ground | Diesel | 10000 | Bare Steel | Bare Steel | Not Marked
9000322 | 4 | 1999-08-01 | Removed From Ground | Diesel | 10000 | Bare Steel | Bare Steel | Not Marked
9000322 | 5 | 1999-08-01 | Removed From Ground | Diesel | 10000 | Bare Steel | Bare Steel | Not Marked
9000322 | 6 | 1999-08-01 | Removed From Ground | Diesel | 10000 | Bare Steel | Bare Steel | Not Marked
9000322 | 7 | 1999-08-01 | Removed From Ground | Diesel | 1000 | Bare Steel | Bare Steel | Not Marked
9000327 | 1 | 1983-04-30 | Currently In Use | Gas | 10000 | Fiberglass | Fiberglass Reinforced Plastic | Pressure |  | 1995-09-01 12:00 | Y | 1991-01-01 12:00
9000327 | 2 | 1983-04-30 | Currently In Use | Gas | 10000 | Fiberglass | Fiberglass Reinforced Plastic | Pressure |  | 1995-09-01 12:00 | Y | 1991-01-01 12:00
9000327 | 3 | 1983-04-30 | Currently In Use | Gas | 10000 | Fiberglass | Fiberglass Reinforced Plastic | Pressure |  | 1995-09-01 12:00 | Y | 1991-01-01 12:00
9000327 | 4 | 1983-04-30 | Currently In Use | Diesel | 10000 | Fiberglass | Fiberglass Reinforced Plastic | Pressure |  | 1995-09-01 12:00 | Y | 1991-01-01 12:00
9000328 | 1 |  | Removed From Ground Date Unknown | Diesel | 6000 | Bare Steel | Galvanized Steel | Not Marked
9000328 | 2 |  | Removed From Ground Date Unknown | Gas | 10000 | Bare Steel | Galvanized Steel | Not Marked
9000328 | 3 |  | Removed From Ground Date Unknown | Gas | 10000 | Bare Steel | Galvanized Steel | Not Marked
9000328 | 4 |  | Removed From Ground Date Unknown | Gas | 10000 | Bare Steel | Galvanized Steel | Not Marked
9000328 | 5 | 1988-04-25 | Currently In Use | Gas | 10000 | Fiberglass | Fiberglass Reinforced Plastic | Pressure |  | 1988-04-01 |  | 1988-04-01
9000328 | 6 | 1988-04-25 | Currently In Use | Gas | 10000 | Fiberglass | Fiberglass Reinforced Plastic | Pressure |  | 1988-04-01 |  | 1988-04-01
9000328 | 7 | 1988-04-25 | Currently In Use | Gas | 10000 | Fiberglass | Fiberglass Reinforced Plastic | Pressure |  | 1988-04-01 |  | 1988-04-01
9000328 | 8 | 1988-04-25 | Currently In Use | Diesel | 10000 | Fiberglass | Fiberglass Reinforced Plastic | Pressure |  | 1988-04-01 |  | 1988-04-01
9000328 | 9 | 2008-01-16 | Removed From Ground | Used Oil | 1000 | Fiberglass | Fiberglass Reinforced Plastic | Not Marked | Y |  | Y
9000332 | 1 | 1993-03-03 | Removed From Ground | Gas | 4000 | Epoxy | Galvanized Steel | Gravity Fed
9000332 | 2 | 1993-03-03 | Removed From Ground | Gas | 4000 | Epoxy | Galvanized Steel | Gravity Fed
9000332 | 3 | 1993-03-03 | Closed In Ground | Gas | 4000 | Epoxy | Galvanized Steel | Gravity Fed
9000332 | 4 | 1993-03-05 | Removed From Ground | Gas | 6000 | Bare Steel | Galvanized Steel | Pressure
9000333 | 0 |  | Removed From Ground Date Unknown | Other | 1 | Not Marked/Unknown | Not Marked | Not Marked
9000334 | 1 | 2006-07-15 | Removed From Ground | Gas | 8000 | Steel-Impressed Current | Fiberglass Reinforced Plastic | Pressure |  | 1997-07-01 |  | 1997-07-01
9000334 | 2 | 2006-07-15 | Removed From Ground | Gas | 8000 | Steel-Impressed Current | Fiberglass Reinforced Plastic | Pressure |  | 1997-07-01 |  | 1997-07-01
9000334 | 3 | 2006-07-15 | Removed From Ground | Gas | 8000 | Steel-Impressed Current | Fiberglass Reinforced Plastic | Pressure |  | 1997-07-01 |  | 1997-07-01
9000334 | 4 | 2006-07-01 | Currently In Use | Gas | 12000 | Composite | Fiberglass Reinforced Plastic | Pressure | N | 2006-07-01 | N | 2006-07-01
9000334 | 5A | 2006-07-01 | Currently In Use | Gas | 6000 | Composite | Fiberglass Reinforced Plastic | Pressure | N | 2006-07-01 | N | 2006-07-01
9000334 | 5B | 2006-07-01 | Currently In Use | Diesel | 6000 | Composite | Fiberglass Reinforced Plastic | Pressure | N | 2006-07-01 | N | 2006-07-01
9000337 | 1 | 1994-03-24 | Removed From Ground | Gas | 10000 | Bare Steel | Galvanized Steel | Not Marked
9000337 | 2 | 1994-03-24 | Removed From Ground | Gas | 10000 | Bare Steel | Galvanized Steel | Not Marked
9000337 | 3 | 1994-03-24 | Removed From Ground | Gas | 10000 | Bare Steel | Galvanized Steel | Not Marked
9000338 | 1 | 1992-07-28 | Removed From Ground | Gas | 10000 | Bare Steel | Galvanized Steel | Not Marked
9000338 | 2 | 1992-07-28 | Removed From Ground | Gas | 10000 | Bare Steel | Galvanized Steel | Not Marked
9000338 | 3 | 1992-07-28 | Removed From Ground | Gas | 10000 | Bare Steel | Galvanized Steel | Not Marked
9000339 | 1 | 1989-02-01 | Removed From Ground | Gas | 3000 | Bare Steel | Galvanized Steel | Not Marked
9000339 | 2 | 1989-02-01 | Removed From Ground | Gas | 3000 | Bare Steel | Galvanized Steel | Not Marked
9000339 | 3 | 2003-05-02 | Removed From Ground | Gas | 4000 | Cathodically Protected Steel | Fiberglass Reinforced Plastic | Suction: No Valve At The Tank
9000339 | 3 |  | Temporarily Out Of Use | Gas | 4000 | Cathodically Protected Steel | Fiberglass Reinforced Plastic | Suction: No Valve At The Tank
9000339 | 4 | 2003-05-02 | Removed From Ground | Gas | 4000 | Cathodically Protected Steel | Fiberglass Reinforced Plastic | Suction: No Valve At The Tank
9000339 | 4 |  | Temporarily Out Of Use | Gas | 4000 | Cathodically Protected Steel | Fiberglass Reinforced Plastic | Suction: No Valve At The Tank
9000339 | 5 | 1991-07-08 | Removed From Ground | Other | 550 | Bare Steel | Bare Steel | Not Marked
9000339 | 6 | 1991-07-08 | Removed From Ground | Other | 1000 | Bare Steel | Bare Steel | Not Marked
9000341 | 1 | 2003-05-21 | Currently In Use | Gas | 5000 | STIP-3 | Impressed Current | Pressure |  | 1998-05-20 |  | 1998-05-20
9000341 | 2 | 2003-05-21 | Currently In Use | Gas | 5000 | STIP-3 | Impressed Current | Pressure |  | 1998-05-20 |  | 1998-05-20
9000341 | 3 | 2003-05-21 | Currently In Use | Gas | 5000 | STIP-3 | Impressed Current | Pressure |  | 1998-05-20 |  | 1998-05-20
9000341 | 4 | 2003-05-21 | Currently In Use | Gas | 5000 | STIP-3 | Impressed Current | Pressure |  | 1998-05-20 |  | 1998-05-20
9000342 | 1 | 2003-04-08 | Currently In Use | Gas | 5000 | Steel-Impressed Current | Impressed Current | Pressure |  | 1997-03-03 |  | 1997-03-03
9000342 | 2 | 2003-04-08 | Currently In Use | Gas | 5000 | Steel-Impressed Current | Impressed Current | Pressure |  | 1997-03-03 |  | 1997-03-03
9000342 | 3 | 2003-04-08 | Currently In Use | Gas | 5000 | Steel-Impressed Current | Impressed Current | Pressure |  | 1997-03-03 |  | 1997-03-03
9000342 | 4 | 2003-04-08 | Currently In Use | Gas | 5000 | Steel-Impressed Current | Impressed Current | Pressure |  | 1997-03-03 |  | 1997-03-03
9000343 | 1 |  | Permanently Out Of Use | Gas | 5000 | Bare Steel | Unknown | Pressure
9000343 | 2 |  | Permanently Out Of Use | Gas | 5000 | Bare Steel | Unknown | Pressure
9000343 | 3 |  | Permanently Out Of Use | Gas | 5000 | Bare Steel | Unknown | Pressure
9000343 | 4 |  | Permanently Out Of Use | Gas | 5000 | Bare Steel | Unknown | Pressure
9000343 | 5 | 2003-05-13 | Currently In Use | Gas | 8000 | Steel-Impressed Current | Fiberglass Reinforced Plastic | Pressure |  | 1998-05-22 |  | 1998-05-22
9000343 | 6 | 2003-05-13 | Currently In Use | Gas | 8000 | Steel-Impressed Current | Fiberglass Reinforced Plastic | Pressure |  | 1998-05-22 |  | 1998-05-22
9000343 | 7 | 2003-05-13 | Currently In Use | Gas | 8000 | Steel-Impressed Current | Fiberglass Reinforced Plastic | Pressure |  | 1998-05-22 |  | 1998-05-22
9000344 | 001 | 1995-04-01 | Currently In Use | Gas | 10000 | Composite | Fiberglass Reinforced Plastic | Pressure | N | 1995-05-09 | N | 1995-05-09
9000344 | 002 | 1995-04-01 | Currently In Use | Gas | 10000 | Composite | Fiberglass Reinforced Plastic | Pressure | N | 1995-05-09 | N | 1995-05-09
9000344 | 1 | 1992-11-12 | Removed From Ground | Gas | 10000 | Bare Steel | Galvanized Steel | Pressure
9000344 | 2 | 1992-11-12 | Removed From Ground | Gas | 10000 | Bare Steel | Galvanized Steel | Pressure
9000344 | 3 | 1992-11-12 | Removed From Ground | Gas | 10000 | Bare Steel | Galvanized Steel | Pressure
9000345 | DUMMY | 1987-10-01 | Removed From Ground | Gas |  | Not Marked/Unknown | Not Marked | Not Marked
9000349 | 1 | 1989-05-15 | Removed From Ground | Diesel | 30000 | Bare Steel | Bare Steel | Not Marked
9000349 | 2 | 1989-05-15 | Removed From Ground | Diesel | 30000 | Bare Steel | Bare Steel | Not Marked
9000349 | 3 | 1989-05-15 | Removed From Ground | Diesel | 30000 | Bare Steel | Bare Steel | Not Marked
9000349 | 4 | 1989-05-15 | Removed From Ground | Gas | 10000 | Bare Steel | Bare Steel | Not Marked
9000349 | 5 | 1989-05-15 | Removed From Ground | Gas | 1000 | Bare Steel | Bare Steel | Not Marked
9000350 | 1 | 1994-04-15 | Removed From Ground | Diesel | 6000 | Bare Steel | Bare Steel | Not Marked
9000350 | 2 | 1994-04-15 | Removed From Ground | Diesel | 6000 | Bare Steel | Bare Steel | Not Marked
9000350 | 3 | 1994-04-15 | Removed From Ground | Diesel | 6000 | Bare Steel | Bare Steel | Not Marked
9000350 | 4 | 1994-04-15 | Removed From Ground | Diesel | 6000 | Bare Steel | Bare Steel | Not Marked
9000350 | 5 | 1994-04-15 | Removed From Ground | Used Oil | 6000 | Bare Steel | Bare Steel | Not Marked | Y |  | Y
9000351 | 1 |  | Permanently Out Of Use | Other |  | Marked Unknown | Unknown | Not Marked
9000352 | 100 | 2011-11-11 | Temporarily Out Of Use |  | 1000 | Unknown |  |  | N |  | N
9000352 | 94 | 1990-12-01 | Removed From Ground | Other | 25000 | Bare Steel | Bare Steel | Not Marked
9000352 | 95 | 1990-12-01 | Removed From Ground | Other | 4000 | Cathodically Protected Steel | Bare Steel | Not Marked
9000352 | 96 | 1990-12-01 | Removed From Ground | Other | 8000 | Fiberglass | Bare Steel | Not Marked
9000352 | 97 | 1989-12-01 | Removed From Ground | Other | 2000 | Bare Steel | Cathodically Protected | Not Marked
9000352 | 98 | 1999-12-01 | Removed From Ground | Other | 300 | Bare Steel | Bare Steel | Not Marked
9000352 | 99 | 1989-12-01 | Removed From Ground | Empty | 300 | Bare Steel | Bare Steel | Not Marked
9000355 | 1 | 1991-09-23 | Removed From Ground | Diesel | 4000 | Bare Steel | Galvanized Steel | Not Marked
9000357 | 1 | 1983-04-24 | Currently In Use | Gas | 10000 | Fiberglass | Fiberglass Reinforced Plastic | Pressure |  | 2002-05-06 |  | 2002-05-06
9000357 | 2 | 1983-04-24 | Currently In Use | Gas | 10000 | Fiberglass | Fiberglass Reinforced Plastic | Pressure |  | 2002-05-06 |  | 2002-05-06
9000357 | 3 | 1983-04-24 | Currently In Use | Gas | 10000 | Fiberglass | Fiberglass Reinforced Plastic | Pressure |  | 2002-05-06 |  | 2002-05-06
9000357 | 4 | 1994-11-29 | Removed From Ground | Used Oil | 1000 | Fiberglass | Fiberglass Reinforced Plastic | Not Marked | Y |  | Y
9000358 | 1 | 1989-06-20 | Removed From Ground | Gas | 12000 | Bare Steel | Galvanized Steel | Not Marked
9000358 | 2 | 1989-06-20 | Removed From Ground | Gas | 12000 | Bare Steel | Galvanized Steel | Not Marked
9000358 | 3 | 1989-06-20 | Removed From Ground | Gas | 12000 | Bare Steel | Galvanized Steel | Not Marked
9000358 | 4 | 1989-06-20 | Removed From Ground | Gas | 12000 | Bare Steel | Galvanized Steel | Not Marked
9000358 | 5 | 1991-09-01 | Removed From Ground | Gas | 10000 | Double Walled | Fiberglass Reinforced Plastic | Not Marked
9000358 | 6 | 1991-09-01 | Removed From Ground | Gas | 10000 | Fiberglass | Fiberglass Reinforced Plastic | Not Marked
9000358 | 7 | 1991-09-01 | Removed From Ground | Gas | 10000 | Fiberglass | Fiberglass Reinforced Plastic | Not Marked
9000362 | 1 | 1989-09-06 | Removed From Ground | Gas | 4000 | Bare Steel | Bare Steel | Not Marked |  | 1990-09-01 |  | 1990-09-01
9000362 | 179896 | 1990-08-31 | Currently In Use | Gas | 10000 | Composite | Fiberglass/Double Walled | Pressure |  | 1990-09-01 |  | 1990-09-01
9000362 | 179897 | 1990-08-31 | Currently In Use | Gas | 12000 | Composite | Fiberglass/Double Walled | Pressure |  | 1990-08-01 |  | 1990-08-01
9000362 | 179898 | 1990-08-31 | Currently In Use | Gas | 12000 | Composite | Fiberglass/Double Walled | Pressure |  | 1990-08-01 |  | 1990-08-01
9000362 | 2 | 1989-09-06 | Removed From Ground | Gas | 3000 | Bare Steel | Bare Steel | Not Marked
9000362 | 3 | 1989-09-07 | Removed From Ground | Gas | 3000 | Bare Steel | Bare Steel | Not Marked
9000362 | 4 | 1989-09-07 | Removed From Ground | Gas | 6000 | Bare Steel | Bare Steel | Not Marked
9000362 | 5 | 1989-09-07 | Removed From Ground | Gas | 6000 | Bare Steel | Bare Steel | Not Marked
9000362 | 6 | 1989-09-07 | Removed From Ground | Used Oil | 550 | Bare Steel | Bare Steel | Not Marked | Y |  | Y
9000364 | 1 | 1989-09-19 | Removed From Ground | Gas | 3000 | Bare Steel | Galvanized Steel | Not Marked
9000364 | 10 | 2005-03-10 | Removed From Ground | Gas | 8000 | Fiberglass | Fiberglass Reinforced Plastic | Pressure |  | 1989-11-01 |  | 1989-11-01
9000364 | 11 | 2005-03-10 | Removed From Ground | Gas | 8000 | Fiberglass | Fiberglass Reinforced Plastic | Pressure |  | 1989-11-01 |  | 1989-11-01
9000364 | 12 | 2005-03-10 | Removed From Ground | Gas | 8000 | Fiberglass | Fiberglass Reinforced Plastic | Pressure |  | 1989-11-01 |  | 1989-11-01
9000364 | 13 | 2005-03-10 | Removed From Ground | Diesel | 8000 | Fiberglass | Fiberglass Reinforced Plastic | Pressure |  | 1989-11-01 |  | 1989-11-01
9000364 | 2 | 1989-09-19 | Removed From Ground | Gas | 3000 | Bare Steel | Galvanized Steel | Not Marked
9000364 | 3 | 1989-09-19 | Removed From Ground | Gas | 3000 | Bare Steel | Galvanized Steel | Not Marked
9000364 | 4 | 1989-09-19 | Removed From Ground | Gas | 3000 | Bare Steel | Galvanized Steel | Not Marked
9000364 | 5 | 1989-09-19 | Removed From Ground | Gas | 10000 | Bare Steel | Galvanized Steel | Not Marked
9000364 | 6 | 1989-09-19 | Removed From Ground | Gas | 10000 | Bare Steel | Galvanized Steel | Not Marked
9000364 | 7 |  | Permanently Out Of Use | Used Oil | 1000 | Bare Steel | Galvanized Steel | Not Marked | Y |  | Y
9000364 | 8 |  | Permanently Out Of Use | Used Oil | 550 | Bare Steel | Galvanized Steel | Not Marked | Y |  | Y
9000364 | 9 |  | Permanently Out Of Use | Used Oil | 550 | Bare Steel | Galvanized Steel | Not Marked | Y |  | Y
9000365 | 1 | 1989-06-16 | Removed From Ground | Gas | 10000 | Bare Steel | Galvanized Steel | Not Marked
9000365 | 2 | 1989-06-16 | Removed From Ground | Gas | 10000 | Bare Steel | Galvanized Steel | Not Marked
9000365 | 3 | 1989-06-16 | Removed From Ground | Gas | 5000 | Bare Steel | Galvanized Steel | Not Marked
9000365 | 4 | 1989-06-16 | Removed From Ground | Used Oil | 550 | Bare Steel | Galvanized Steel | Not Marked | Y |  | Y
9000370 | 1 | 1989-06-01 | Removed From Ground | Diesel | 10000 | Bare Steel | Bare Steel | Not Marked
9000370 | 2 | 1991-10-01 | Removed From Ground | Diesel | 10000 | Fiberglass | Galvanized Steel | Not Marked
9000370 | 3 | 1989-06-01 | Removed From Ground | Gas | 3000 | Bare Steel | Bare Steel | Not Marked
9000371 | 1 | 1989-06-01 | Removed From Ground | Gas | 1000 | Bare Steel | Bare Steel | Not Marked
9000371 | 2 | 1991-10-01 | Removed From Ground | Gas | 4000 | Fiberglass | Galvanized Steel | Not Marked
9000371 | 3 | 1989-06-01 | Removed From Ground | Gas | 2000 | Bare Steel | Bare Steel | Not Marked
9000372 | 1 | 1991-08-01 | Removed From Ground | Other |  | Marked Unknown | Unknown | Not Marked
9000374 | C1 | 1989-11-13 | Removed From Ground | Gas | 1000 | Bare Steel | Bare Steel | Not Marked
9000374 | C2 | 1988-12-14 | Removed From Ground | Diesel | 2000 | Bare Steel | Bare Steel | Not Marked
9000374 | C3 | 1996-10-16 | Removed From Ground | Gas | 1000 | Bare Steel | Galvanized Steel | Not Marked
9000375 | 1 | 1979-01-01 | Removed From Ground | Other |  | Not Marked/Unknown | Not Marked | Not Marked
9000375 | 2 | 1979-01-01 | Removed From Ground | Not Marked/Tank Removed |  | Not Marked/Unknown | Unknown | Not Marked | N |  | N
9000375 | 3 | 1979-01-01 | Removed From Ground | Not Marked/Tank Removed |  | Not Marked/Unknown | Unknown | Not Marked | N |  | N
9000377 | 1 | 2006-10-04 | Removed From Ground | Gas | 4000 | Cathodically Protected Steel | Fiberglass Reinforced Plastic | Pressure |  | 1996-03-01 |  | 1996-03-01
9000377 | 2 | 2006-10-04 | Removed From Ground | Gas | 4000 | Cathodically Protected Steel | Fiberglass Reinforced Plastic | Pressure |  | 1996-03-01 |  | 1996-03-01
9000377 | 3 | 2006-10-04 | Removed From Ground | Gas | 4000 | Cathodically Protected Steel | Fiberglass Reinforced Plastic | Pressure |  | 1996-03-01 |  | 1996-03-01
9000377 | 341163 |  | Removed From Ground Date Unknown | Empty | 4000 | Bare Steel | Bare Steel | Not Marked
9000377 | 341164 |  | Removed From Ground Date Unknown | Empty | 550 | Bare Steel | Bare Steel | Not Marked
9000377 | 341165 |  | Removed From Ground Date Unknown | Empty | 4000 | Bare Steel | Bare Steel | Not Marked
9000377 | 341167 |  | Removed From Ground Date Unknown | Empty | 4000 | Bare Steel | Bare Steel | Not Marked
9000377 | 341172 |  | Removed From Ground Date Unknown | Empty | 4000 | Bare Steel | Bare Steel | Not Marked
9000377 | 4 | 2006-10-04 | Removed From Ground | Gas | 10000 | Cathodically Protected Steel | Fiberglass Reinforced Plastic | Pressure |  | 1996-03-01 |  | 1996-03-01
9000377 | 467013 |  | Permanently Out Of Use | Empty | 10150 | Fiberglass | Unknown | Not Marked
9000378 | 1 | 1991-07-18 | Removed From Ground | Gas | 8000 | Composite | Galvanized Steel | Not Marked
9000378 | 2 | 1991-07-18 | Removed From Ground | Gas | 8000 | Bare Steel | Galvanized Steel | Not Marked
9000378 | 3 | 1991-07-18 | Removed From Ground | Kerosene | 4000 | Composite | Galvanized Steel | Not Marked
9000378 | 4 | 1991-07-19 | Removed From Ground | Gas | 8000 | Bare Steel | Galvanized Steel | Not Marked
9000378 | 5 | 1991-07-19 | Removed From Ground | Diesel | 8000 | Bare Steel | Galvanized Steel | Not Marked
9000379 | 1 | 1989-07-18 | Removed From Ground | Gas | 4000 | Bare Steel | Galvanized Steel | Not Marked
9000379 | 1A | 1989-09-20 | Currently In Use | Gas | 10000 | STIP-3 | Fiberglass Reinforced Plastic | Pressure |  | 1989-09-20 |  | 1997-06-01
9000379 | 2 | 1989-07-18 | Removed From Ground | Gas | 4000 | Bare Steel | Galvanized Steel | Not Marked
9000379 | 2A | 1989-09-20 | Currently In Use | Diesel | 10000 | STIP-3 | Fiberglass Reinforced Plastic | Pressure |  | 1989-09-20 |  | 1997-06-01
9000379 | 3 | 1989-07-18 | Removed From Ground | Gas | 4000 | Bare Steel | Galvanized Steel | Not Marked
9000379 | 3A | 1989-09-20 | Currently In Use | Gas | 10000 | STIP-3 | Fiberglass Reinforced Plastic | Pressure |  | 1989-09-20 |  | 1997-06-01
9000379 | 4 | 1989-07-18 | Removed From Ground | Gas | 4000 | Bare Steel | Galvanized Steel | Not Marked
9000379 | 4A | 1989-09-20 | Currently In Use | Gas | 10000 | STIP-3 | Fiberglass Reinforced Plastic | Pressure |  | 1989-09-20 |  | 1997-06-01
9000379 | 5 | 1989-07-18 | Removed From Ground | Gas | 4000 | Bare Steel | Galvanized Steel | Not Marked
9000379 | 5A | 1989-07-01 | Removed From Ground | Used Oil | 500 | Marked Unknown | Unknown | Not Marked | Y |  | Y
9000379 | 6 | 1989-07-18 | Removed From Ground | Used Oil | 500 | Bare Steel | Galvanized Steel | Not Marked | Y |  | Y
9000380 | 1 | 1989-10-01 | Removed From Ground | Gas | 12000 | Bare Steel | Unknown | Pressure
9000380 | 2 | 1989-10-15 | Removed From Ground | Gas | 3000 | Bare Steel | Unknown | Pressure
9000382 | 1 | 1993-06-21 | Closed In Ground | Other | 30000 | Bare Steel | Bare Steel | Not Marked
9000382 | 2 | 1993-06-21 | Closed In Ground | Other | 30000 | Bare Steel | Bare Steel | Not Marked
9000382 | 3 | 1993-06-21 | Closed In Ground | Other | 30000 | Bare Steel | Bare Steel | Not Marked
9000382 | 4 | 1993-06-21 | Removed From Ground | Gas | 3000 | Bare Steel | Bare Steel | Not Marked
9000382 | 5 | 1993-06-21 | Removed From Ground | Empty | 2000 | Bare Steel | Bare Steel | Not Marked
9000387 | 1 | 1980-01-01 | Removed From Ground | Gas | 10000 | Bare Steel | Galvanized Steel | Not Marked
9000387 | 2 | 1980-01-01 | Removed From Ground | Gas | 10000 | Bare Steel | Galvanized Steel | Not Marked
9000387 | 3 | 1980-01-01 | Removed From Ground | Gas | 10000 | Bare Steel | Galvanized Steel | Not Marked
9000387 | 4 | 1980-01-01 | Removed From Ground | Diesel | 10000 | Bare Steel | Galvanized Steel | Not Marked
9000387 | 5 | 1989-01-01 | Currently In Use | Gas | 10000 | Fiberglass | Fiberglass Reinforced Plastic | Pressure |  | 1989-01-01 |  | 1989-01-01
9000387 | 6 | 1989-01-01 | Currently In Use | Gas | 10000 | Fiberglass | Fiberglass Reinforced Plastic | Pressure |  | 1989-01-01 |  | 1989-01-01
9000387 | 7 | 1989-01-01 | Currently In Use | Diesel | 10000 | Fiberglass | Fiberglass Reinforced Plastic | Pressure |  | 1989-01-01 |  | 1989-01-01
9000390 | 1 |  | Removed From Ground Date Unknown | Other | 1 | Not Marked/Unknown | Not Marked | Not Marked
9000392 | 1 | 2004-05-01 | Removed From Ground | Gas | 10000 | Cathodically Protected Steel | Cathodically Protected | Pressure |  | 1995-08-01 |  | 1995-08-01
9000392 | 10A | 2004-07-14 | Currently In Use | Gas | 12000 | Composite Double Walled | Double Walled Flex | Pressure | N | 2004-07-14 | N | 2004-07-14
9000392 | 10B | 2004-07-14 | Currently In Use | Diesel | 8000 | Composite Double Walled | Double Walled Flex | Pressure | N | 2004-07-14 | N | 2004-07-14
9000392 | 11 | 2004-07-14 | Currently In Use | Diesel | 25000 | Composite Double Walled | Double Walled Flex | Pressure | N | 2004-07-14 | N | 2004-07-14
9000392 | 2 | 2004-05-01 | Removed From Ground | Gas | 10000 | Cathodically Protected Steel | Cathodically Protected | Pressure |  | 1998-08-01 |  | 1995-08-01
9000392 | 3 | 1990-12-01 | Removed From Ground | Gas | 20000 | Bare Steel | Galvanized Steel | Not Marked
9000392 | 4 | 1989-12-15 | Removed From Ground | Diesel | 10000 | Steel-Impressed Current | Galvanized Steel | Not Marked
9000392 | 5 | 2004-05-01 | Removed From Ground | Gas | 4000 | Cathodically Protected Steel | Cathodically Protected | Pressure |  | 1995-08-01 |  | 1995-08-01
9000392 | 6 | 2004-05-01 | Removed From Ground | Kerosene | 2000 | Cathodically Protected Steel | Fiberglass Reinforced Plastic | Pressure |  | 1995-08-01 |  | 1995-08-01
9000392 | 7 | 2004-05-01 | Removed From Ground | Diesel | 20000 | Composite | Cathodically Protected | Pressure |  | 1995-08-01 |  | 1995-08-01
9000392 | 8 | 2004-05-01 | Removed From Ground | Diesel | 20000 | Composite | Double Walled | Pressure |  | 1995-08-01 |  | 1995-08-01
9000392 | 9 | 2004-07-14 | Currently In Use | Gas | 20000 | Composite Double Walled | Double Walled Flex | Pressure | N | 2004-07-14 | N | 2004-07-14
9000393 | 1 | 1989-12-04 | Removed From Ground | Gas | 10000 | Bare Steel | Galvanized Steel | Not Marked
9000393 | 2 | 1989-12-04 | Removed From Ground | Gas | 10000 | Bare Steel | Galvanized Steel | Not Marked
9000393 | 3 | 1989-12-04 | Removed From Ground | Diesel | 10000 | Bare Steel | Galvanized Steel | Not Marked
9000393 | 4 | 1989-12-04 | Removed From Ground | Gas | 12000 | Bare Steel | Galvanized Steel | Not Marked
9000393 | 5 | 1990-01-11 | Currently In Use | Gas | 10000 | Fiberglass | Fiberglass Reinforced Plastic | Pressure |  | 1990-01-01 |  | 1990-01-01
9000393 | 6 | 1990-01-11 | Currently In Use | Gas | 10000 | Fiberglass | Fiberglass Reinforced Plastic | Pressure |  | 1990-01-01 |  | 1990-01-01
9000393 | 7 | 1990-01-11 | Currently In Use | Diesel | 10000 | Fiberglass | Fiberglass Reinforced Plastic | Pressure |  | 1990-01-01 |  | 1990-01-01
9000395 | 1 | 1998-11-18 | Removed From Ground | Diesel | 8000 | Bare Steel | Galvanized Steel | Suction: Valve At The Tank
9000395 | 2 | 1998-11-18 | Removed From Ground | Gas | 10000 | Bare Steel | Galvanized Steel | Suction: Valve At The Tank
9000395 | 3 | 1998-05-08 | Currently In Use | Gas | 10000 | Composite | Double Walled | Pressure |  | 1998-05-10 |  | 1998-05-10
9000395 | 4 | 1998-05-08 | Currently In Use | Diesel | 10000 | Composite | Double Walled | Pressure |  | 1998-05-10 |  | 1998-05-10
9000395 | 5 |  | Removed From Ground Date Unknown | Gas | 250 | Not Marked/Unknown | Not Marked | Not Marked
9000396 | 1 | 2017-01-31 | Temporarily Out Of Use | Gas | 12000 | Fiberglass | Single Wall Flex | Pressure |  | 1993-06-01 |  | 1993-06-01
9000396 | 10 | 2016-10-01 | Currently In Use | Gas | 20000 | Fiberglass Double Walled | Fiberglass/Double Walled | Pressure | N | 2017-02-01 | N | 2017-02-01
9000396 | 11A | 2016-10-01 | Currently In Use | Gas | 10000 | Fiberglass Double Walled | Fiberglass/Double Walled | Pressure | N | 2017-02-01 | N | 2017-02-01
9000396 | 11B | 2016-10-01 | Currently In Use | Diesel | 9500 | Fiberglass Double Walled | Fiberglass/Double Walled | Pressure | N | 2017-02-01 | N | 2017-02-01
9000396 | 12 | 2016-10-01 | Currently In Use | Gas | 12000 | Fiberglass Double Walled | Fiberglass Reinforced Plastic | Pressure | N | 2017-02-01 | N | 2017-02-01
9000396 | 2 | 2017-01-31 | Temporarily Out Of Use | Gas | 12000 | Fiberglass | Single Wall Flex | Pressure |  | 1993-06-01 |  | 1993-06-01
9000396 | 3 | 2017-01-31 | Temporarily Out Of Use | Gas | 12000 | Fiberglass | Single Wall Flex | Pressure |  | 1993-06-01 |  | 1993-06-01
9000396 | 4 | 2017-01-31 | Temporarily Out Of Use | Diesel | 12000 | Fiberglass | Fiberglass Reinforced Plastic | Pressure |  | 1993-06-01 |  | 1993-06-01
9000396 | 5 | 2017-01-31 | Temporarily Out Of Use | Diesel | 12000 | Fiberglass | Fiberglass Reinforced Plastic | Pressure |  | 1993-06-01 |  | 1993-06-01
9000396 | 6 | 2017-01-31 | Temporarily Out Of Use | Diesel | 12000 | Fiberglass | Fiberglass Reinforced Plastic | Pressure |  | 1993-06-01 |  | 1993-06-01
9000396 | 7 | 2017-01-31 | Temporarily Out Of Use | Diesel | 12000 | Fiberglass | Fiberglass Reinforced Plastic | Pressure |  | 1993-06-01 |  | 1993-06-01
9000396 | 8 | 2017-01-31 | Temporarily Out Of Use | Gas | 12000 | Fiberglass | Single Wall Flex | Pressure |  | 1993-06-01 |  | 1993-06-01
9000396 | 9 | 2016-10-01 | Currently In Use | Gas | 20000 | Fiberglass Double Walled | Fiberglass/Double Walled | Pressure | N | 2017-02-01 | N | 2017-02-01
9000397 | 1 | 1987-02-01 | Removed From Ground | Gas | 6000 | Not Marked/Unknown | Not Marked | Not Marked
9000397 | 10 | 2008-11-15 | Currently In Use | Gas | 20000 | Fiberglass Double Walled | Fiberglass/Double Walled | Pressure | N | 2008-11-15 | N | 2008-11-15
9000397 | 2 | 1987-02-01 | Removed From Ground | Diesel | 6000 | Not Marked/Unknown | Not Marked | Not Marked
9000397 | 3 | 1987-02-01 | Removed From Ground | Gas | 6000 | Not Marked/Unknown | Not Marked | Not Marked
9000397 | 4 | 2009-06-25 | Removed From Ground | Gas | 12000 | Fiberglass | Copper | Pressure |  | 1998-08-05 |  | 1998-08-05
9000397 | 5 | 2009-06-25 | Removed From Ground | Gas | 12000 | Fiberglass | Copper | Pressure |  | 1998-08-05 |  | 1998-08-05
9000397 | 6 | 2009-06-25 | Removed From Ground | Gas | 12000 | Fiberglass | Copper | Pressure |  | 1998-08-05 |  | 1998-08-05
9000397 | 7 | 2009-06-25 | Closed In Ground | Gas | 12000 | Fiberglass | Copper | Pressure |  | 1998-08-05 |  | 1998-08-05
9000397 | 8 | 2008-11-15 | Currently In Use | Gas | 20000 | Fiberglass Double Walled | Fiberglass/Double Walled | Pressure | N | 2008-11-15 | N | 2008-11-15
9000397 | 9 | 2008-11-15 | Currently In Use | Gas | 12000 | Fiberglass Double Walled | Fiberglass/Double Walled | Pressure | N | 2008-11-15 | N | 2008-11-15
9000404 | REG-1 |  | Removed From Ground Date Unknown | Gas | 1000 | Bare Steel | Galvanized Steel | Not Marked
9000404 | REG-2 |  | Removed From Ground Date Unknown | Gas | 1000 | Bare Steel | Galvanized Steel | Not Marked
9000404 | UNL-1 |  | Removed From Ground Date Unknown | Gas | 500 | Bare Steel | Galvanized Steel | Not Marked
9000404 | UNL-2 | 1989-12-15 | Currently In Use | Gas | 2000 | Composite | Fiberglass Reinforced Plastic | Suction: Valve At The Tank |  | 1989-12-15 |  | 1989-12-15
9000405 | 1 | 1990-02-01 | Removed From Ground | Gas | 10000 | Fiberglass | Fiberglass Reinforced Plastic | Not Marked
9000405 | 2 | 1990-02-01 | Removed From Ground | Gas | 10000 | Fiberglass | Fiberglass Reinforced Plastic | Not Marked
9000405 | 3 | 1990-02-01 | Removed From Ground | Gas | 10000 | Fiberglass | Fiberglass Reinforced Plastic | Not Marked
9000405 | 4 | 1990-02-01 | Removed From Ground | Used Oil | 1000 | Fiberglass | Fiberglass Reinforced Plastic | Not Marked | Y |  | Y
9000406 | 1 | 1989-12-07 | Removed From Ground | Gas | 5000 | Cathodically Protected Steel | Galvanized Steel | Not Marked
9000406 | 2 | 1989-12-07 | Removed From Ground | Gas | 10000 | Cathodically Protected Steel | Galvanized Steel | Not Marked
9000406 | 3 | 1989-12-07 | Removed From Ground | Gas | 10000 | Cathodically Protected Steel | Galvanized Steel | Not Marked
9000406 | 4 | 1989-12-07 | Removed From Ground | Used Oil | 550 | Cathodically Protected Steel | Galvanized Steel | Not Marked | Y |  | Y
9000407 | 1 | 1984-03-17 | Currently In Use | Gas | 12000 | Steel-Impressed Current | Fiberglass Reinforced Plastic | Pressure |  | 1994-11-01 |  | 1994-11-01
9000407 | 2 | 1984-03-17 | Currently In Use | Gas | 12000 | Steel-Impressed Current | Fiberglass Reinforced Plastic | Pressure |  | 1994-11-01 |  | 1994-11-01
9000407 | 3 | 1984-03-17 | Currently In Use | Gas | 8000 | Steel-Impressed Current | Fiberglass Reinforced Plastic | Pressure |  | 1994-11-01 |  | 1994-11-01
9000407 | 4 | 1984-03-17 | Currently In Use | Diesel | 8000 | Steel-Impressed Current | Fiberglass Reinforced Plastic | Pressure |  | 1994-11-01 |  | 1994-11-01
9000407 | 5 | 1984-03-17 | Currently In Use | Kerosene | 2000 | Steel-Impressed Current | Fiberglass Reinforced Plastic | Suction: No Valve At The Tank |  | 1994-11-01 |  | 1994-11-01
9000410 | 1 | 1990-11-07 | Removed From Ground | Used Oil | 550 | Bare Steel | Galvanized Steel | Not Marked | Y |  | Y
9000410 | 2 | 1989-09-13 | Removed From Ground | Other | 750 | Bare Steel | Galvanized Steel | Not Marked
9000410 | 3 | 1989-09-13 | Removed From Ground | Diesel | 750 | Bare Steel | Galvanized Steel | Not Marked
9000410 | 4 | 1990-11-07 | Removed From Ground | Used Oil | 1000 | Bare Steel | Galvanized Steel | Not Marked | Y |  | Y
9000410 | 5 |  | Closed In Ground Date Unknown | Not Marked/Tank Removed | 0 | Unknown | Unknown |  | N |  | N
9000410 | 6 |  | Closed In Ground Date Unknown | Not Marked/Tank Removed | 0 | Unknown | Unknown |  | N |  | N
9000411 | 092 | 1995-05-30 | Removed From Ground | Gas | 1003 | Bare Steel | Galvanized Steel | Suction: Valve At The Tank |  | 1991-01-01 |  | 1991-01-01
9000411 | 093 | 1971-01-01 | Currently In Use | Gas | 5830 | Fiberglass | Fiberglass Reinforced Plastic | Pressure |  | 1991-01-01 |  | 1991-01-01
9000411 | 094 | 1971-01-01 | Currently In Use | Gas | 5830 | Fiberglass | Fiberglass Reinforced Plastic | Pressure |  | 1991-01-01 |  | 1991-01-01
9000411 | 095 | 1971-01-01 | Currently In Use | Diesel | 5830 | Fiberglass | Fiberglass Reinforced Plastic | Pressure |  | 1991-01-01 |  | 1991-01-01
9000411 | 096 | 1971-01-01 | Currently In Use | Diesel | 5830 | Fiberglass | Fiberglass Reinforced Plastic | Pressure |  | 1991-01-01 |  | 1991-01-01
9000411 | 119 | 1995-06-15 | Currently In Use | Gas | 6000 | Epoxy | Fiberglass Reinforced Plastic | Pressure |  | 1995-06-15 |  | 1995-06-15
9000411 | 6 | 1989-09-25 | Removed From Ground | Used Oil | 550 | Bare Steel | Unknown | Gravity Fed | Y |  | Y
9000412 | 50 | 1991-07-26 | Removed From Ground | Diesel | 800 | Bare Steel | Galvanized Steel | Not Marked
9000412 | 61 | 1989-12-02 | Removed From Ground | Gas | 1000 | Bare Steel | Bare Steel | Not Marked
9000412 | 62 | 1989-11-30 | Removed From Ground | Gas | 2000 | Bare Steel | Galvanized Steel | Not Marked
9000412 | 82 | 1989-11-17 | Removed From Ground | Gas | 1000 | Bare Steel | Bare Steel | Not Marked
9000412 | 83 | 1989-11-30 | Removed From Ground | Gas | 3000 | Bare Steel | Bare Steel | Not Marked
9000413 | 1 | 1989-01-01 | Removed From Ground | Diesel | 10000 | Bare Steel | Galvanized Steel | Not Marked
9000413 | 2 | 1989-01-01 | Removed From Ground | Diesel | 10000 | Fiberglass | Fiberglass Reinforced Plastic | Not Marked
9000413 | 3 | 1989-01-01 | Removed From Ground | Used Oil | 600 | Bare Steel | Galvanized Steel | Not Marked | Y |  | Y
9000415 | 1 | 1989-12-04 | Removed From Ground | Gas | 10000 | Bare Steel | Galvanized Steel | Not Marked
9000415 | 10 |  | Removed From Ground Date Unknown | Used Oil | 1000 | Not Marked/Unknown | Not Marked | Not Marked | Y |  | Y
9000415 | 2 | 1989-12-04 | Removed From Ground | Gas | 10000 | Bare Steel | Galvanized Steel | Not Marked
9000415 | 3 | 1989-12-04 | Removed From Ground | Diesel | 10000 | Bare Steel | Galvanized Steel | Not Marked
9000415 | 4 | 1989-12-04 | Removed From Ground | Gas | 10000 | Bare Steel | Galvanized Steel | Not Marked
9000415 | 5 | 1989-12-04 | Removed From Ground | Gas | 10000 | Bare Steel | Galvanized Steel | Not Marked
9000415 | 6 | 1989-12-04 | Removed From Ground | Gas | 10000 | Bare Steel | Galvanized Steel | Not Marked
9000415 | 7 | 1989-12-04 | Currently In Use | Gas | 10000 | Fiberglass | Fiberglass/Double Walled | Pressure |  | 1993-03-01 |  | 1993-03-01
9000415 | 8 | 1989-12-04 | Currently In Use | Gas | 10000 | Fiberglass | Fiberglass/Double Walled | Pressure |  | 1993-03-01 |  | 1993-03-01
9000415 | 9 | 1989-12-04 | Currently In Use | Gas | 10000 | Fiberglass | Fiberglass/Double Walled | Pressure |  | 1993-03-01 |  | 1993-03-01
9000416 | 1 |  | Removed From Ground Date Unknown | Diesel | 6000 | Bare Steel | Galvanized Steel | Not Marked
9000416 | 10 |  | Removed From Ground Date Unknown | Used Oil | 1000 | Not Marked/Unknown | Not Marked | Not Marked | Y |  | Y
9000416 | 2 |  | Removed From Ground Date Unknown | Gas | 6000 | Bare Steel | Galvanized Steel | Not Marked
9000416 | 3 |  | Removed From Ground Date Unknown | Gas | 6000 | Bare Steel | Galvanized Steel | Not Marked
9000416 | 4 |  | Removed From Ground Date Unknown | Gas | 6000 | Bare Steel | Galvanized Steel | Not Marked
9000416 | 5 |  | Removed From Ground Date Unknown | Gas | 10000 | Bare Steel | Galvanized Steel | Not Marked
9000416 | 6 |  | Removed From Ground Date Unknown | Gas | 10000 | Not Marked/Unknown | Not Marked | Not Marked
9000416 | 7 |  | Removed From Ground Date Unknown | Gas | 10000 | Not Marked/Unknown | Not Marked | Not Marked
9000416 | 8 |  | Removed From Ground Date Unknown | Gas | 10000 | Not Marked/Unknown | Not Marked | Not Marked
9000416 | 9 |  | Removed From Ground Date Unknown | Diesel | 10000 | Not Marked/Unknown | Not Marked | Not Marked
9000418 | 1 | 1990-03-09 | Removed From Ground | Diesel | 12000 | Marked Unknown | Unknown | Not Marked
9000418 | 2 | 1990-03-09 | Removed From Ground | Diesel | 12000 | Marked Unknown | Galvanized Steel | Not Marked
9000418 | 3 | 1990-03-09 | Removed From Ground | Other | 10000 | Marked Unknown | Unknown | Not Marked
9000418 | 4 | 1990-03-09 | Removed From Ground | Other | 1000 | Marked Unknown | Unknown | Not Marked
9000418 | 5 | 1990-03-09 | Removed From Ground | Used Oil | 500 | Marked Unknown | Unknown | Not Marked | Y |  | Y
9000420 | 1 | 1987-04-07 | Currently In Use | Gas | 8000 | Steel-Galvanic | Fiberglass Reinforced Plastic | Pressure |  | 2001-08-08 12:00 |  | 2001-08-08 12:00
9000420 | 2 | 1987-04-07 | Currently In Use | Gas | 8000 | Steel-Galvanic | Fiberglass Reinforced Plastic | Pressure |  | 2001-08-08 12:00 |  | 2001-08-08 12:00
9000420 | 3 | 1987-04-07 | Currently In Use | Gas | 8000 | Steel-Galvanic | Fiberglass Reinforced Plastic | Pressure |  | 2001-08-08 12:00 |  | 2001-08-08 12:00
9000420 | 4 |  | Permanently Out Of Use | Diesel | 6000 | Bare Steel | Galvanized Steel | Not Marked
9000420 | 5 |  | Permanently Out Of Use | Gas | 6000 | Bare Steel | Galvanized Steel | Not Marked
9000420 | 6 |  | Permanently Out Of Use | Gas | 6000 | Bare Steel | Galvanized Steel | Not Marked
9000423 | 1 | 1999-03-01 | Removed From Ground | Gas | 4000 | Steel-Galvanic | Fiberglass Reinforced Plastic | Suction: Valve At The Tank |  | 1997-06-20 |  | 1997-06-20
9000423 | 2 | 1999-03-01 | Removed From Ground | Diesel | 4000 | Steel-Galvanic | Fiberglass Reinforced Plastic | Suction: Valve At The Tank |  | 1997-06-20 |  | 1997-06-20
9000423 | 3 | 1999-03-01 | Removed From Ground | Gas | 4000 | Steel-Galvanic | Fiberglass Reinforced Plastic | Suction: Valve At The Tank |  | 1997-06-20 |  | 1997-06-20
9000424 | 2 | 1990-02-01 | Closed In Ground | Diesel | 20000 | Bare Steel | Copper | Not Marked
9000424 | 3 | 1990-01-01 | Removed From Ground | Diesel | 20000 | Cathodically Protected Steel | Bare Steel | Not Marked
9000424 | 4 | 1989-12-01 | Removed From Ground | Diesel | 10000 | Cathodically Protected Steel | Copper | Not Marked
9000424 | 5 | 1989-12-01 | Removed From Ground | Diesel | 2000 | Cathodically Protected Steel | Bare Steel | Not Marked
9000425 | 1 |  | Removed From Ground Date Unknown | Gas | 10000 | Bare Steel | Galvanized Steel | Not Marked
9000425 | 2 |  | Removed From Ground Date Unknown | Gas | 10000 | Bare Steel | Galvanized Steel | Not Marked
9000425 | 3 |  | Removed From Ground Date Unknown | Gas | 10000 | Bare Steel | Galvanized Steel | Not Marked
9000426 | 1 |  | Removed From Ground Date Unknown | Gas |  | Not Marked/Unknown | Not Marked | Not Marked
9000432 | 1 | 1989-12-05 | Removed From Ground | Gas | 5000 | Bare Steel | Galvanized Steel | Not Marked
9000432 | 2 | 1989-12-05 | Removed From Ground | Gas | 10000 | Bare Steel | Galvanized Steel | Not Marked
9000432 | 3 | 1989-12-05 | Removed From Ground | Gas | 10000 | Bare Steel | Galvanized Steel | Not Marked
9000432 | 4 | 1989-12-05 | Removed From Ground | Used Oil | 560 | Bare Steel | Galvanized Steel | Not Marked | Y |  | Y
9000433 | 13311 | 2016-04-29 | Removed From Ground | Gas | 1000 | STIP-3 | Cathodically Protected | Suction: No Valve At The Tank |  | 1989-11-30 |  | 1989-11-30
9000433 | 2 | 1989-06-06 | Removed From Ground | Hazardous Substance | 6000 | Bare Steel | Bare Steel | Not Marked
9000433 | 3 | 1989-11-14 | Removed From Ground | Gas | 1000 | Bare Steel | Bare Steel | Not Marked
9000435 | 1 | 1990-06-22 | Removed From Ground | Diesel | 10000 | Bare Steel | Unknown | Not Marked
9000435 | 2 | 1990-06-22 | Removed From Ground | Gas | 4000 | Bare Steel | Unknown | Not Marked
9000435 | 3 | 2003-06-17 | Removed From Ground | Diesel | 10000 | Tank Jacket | Fiberglass Reinforced Plastic | Pressure |  | 1990-04-15 |  | 1990-04-15
9000435 | 4 | 2003-06-17 | Removed From Ground | Gas | 4000 | Tank Jacket | Fiberglass Reinforced Plastic | Pressure |  | 1990-04-15 |  | 1990-04-15
9000437 | 1 | 1985-03-17 | Currently In Use | E85 | 4000 | Steel-Impressed Current | Fiberglass Reinforced Plastic | Pressure |  | 1992-09-01 |  | 1992-09-01
9000437 | 2 | 1985-03-17 | Currently In Use | Diesel | 20000 | Steel-Impressed Current | Fiberglass Reinforced Plastic | Pressure |  | 1992-09-01 |  | 1992-09-01
9000437 | 3 | 1985-03-17 | Currently In Use | Gas | 8000 | Steel-Impressed Current | Fiberglass Reinforced Plastic | Pressure |  | 1992-09-01 |  | 1992-09-01
9000437 | 4 | 1985-03-17 | Currently In Use | Gas | 10000 | Steel-Impressed Current | Fiberglass Reinforced Plastic | Pressure |  | 1992-09-01 |  | 1992-09-01
9000437 | 5 | 1985-03-17 | Currently In Use | Gas | 10000 | Steel-Impressed Current | Fiberglass Reinforced Plastic | Pressure |  | 1992-09-01 |  | 1992-09-01
9000438 | 1 | 1989-07-01 | Removed From Ground | Empty | 10000 | Bare Steel | Galvanized Steel | Not Marked
9000438 | 2 | 1989-07-01 | Removed From Ground | Empty | 10000 | Bare Steel | Galvanized Steel | Not Marked
9000438 | 3 | 1989-07-01 | Removed From Ground | Empty | 10000 | Bare Steel | Galvanized Steel | Not Marked
9000438 | 4 | 1989-07-01 | Removed From Ground | Empty | 10000 | Bare Steel | Galvanized Steel | Not Marked
9000438 | 5 | 1994-12-01 | Removed From Ground | Gas | 10000 | Fiberglass | Fiberglass Reinforced Plastic | Not Marked
9000438 | 6 | 1994-12-01 | Removed From Ground | Gas | 10000 | Fiberglass | Fiberglass Reinforced Plastic | Not Marked
9000438 | 7 | 1994-12-01 | Removed From Ground | Gas | 10000 | Fiberglass | Fiberglass Reinforced Plastic | Not Marked
9000438 | 8 | 1994-12-01 | Removed From Ground | Diesel | 10000 | Fiberglass | Fiberglass Reinforced Plastic | Not Marked
9000441 | 1 | 1989-10-01 | Removed From Ground | Gas | 2000 | Bare Steel | Unknown | Not Marked
9000441 | 2 | 1989-10-01 | Removed From Ground | Diesel | 3000 | Bare Steel | Unknown | Not Marked
9000441 | 3 | 1989-10-01 | Removed From Ground | Used Oil | 500 | Bare Steel | Unknown | Not Marked | Y |  | Y
9000442 | 1 | 1990-01-01 | Removed From Ground | Other | 10000 | Bare Steel | Galvanized Steel | Not Marked
9000442 | 2 | 1990-01-01 | Removed From Ground | Diesel | 6000 | Bare Steel | Galvanized Steel | Not Marked
9000442 | 3 | 1990-01-01 | Removed From Ground | Diesel | 10000 | Bare Steel | Galvanized Steel | Not Marked
9000442 | 4 | 1991-05-01 | Removed From Ground | Used Oil | 500 | Bare Steel | Galvanized Steel | Not Marked | Y |  | Y
9000444 | 1 | 1989-08-22 | Removed From Ground | Diesel | 10000 | Bare Steel | Unknown | Not Marked
9000444 | 10 | 1994-05-01 | Closed In Ground | Other | 2500 | Not Marked/Unknown | Not Marked | Not Marked
9000444 | 2 | 1989-04-04 | Closed In Ground | Gas | 10000 | Bare Steel | Unknown | Not Marked
9000444 | 3 | 1989-08-22 | Removed From Ground | Diesel | 10000 | Bare Steel | Unknown | Not Marked
9000444 | 4 | 1989-08-22 | Removed From Ground | Used Oil | 1000 | Bare Steel | Unknown | Gravity Fed | Y |  | Y
9000444 | 5 | 1989-08-07 | Removed From Ground | Used Oil | 550 | Bare Steel | Bare Steel | Not Marked | Y |  | Y
9000444 | 6 | 1989-01-01 | Currently In Use | Diesel | 15000 | Fiberglass Double Walled | Fiberglass/Double Walled | Pressure |  | 1989-01-01 |  | 1989-01-01
9000444 | 7 | 2002-05-01 | Currently In Use | Diesel | 10000 | Fiberglass Double Walled | Fiberglass/Sec Containment | Pressure |  | 1996-12-01 |  | 1996-12-01
9000444 | 8 | 2016-08-23 | Temporarily Out Of Use | Used Oil | 2000 | Fiberglass Double Walled | Bare Steel | Gravity Fed | Y | 1989-01-01 | Y | 1989-01-01
9000444 | 9 | 2010-04-21 | Removed From Ground | New Oil | 4000 | Cathodically Protected Steel | Aboveground Piping | Suction: Valve At The Tank |  | 1996-12-01 |  | 1996-12-01
9000445 | 1 | 1983-05-03 | Currently In Use | Gas | 10000 | Fiberglass | Fiberglass Reinforced Plastic | Not Marked |  | 1998-09-01 |  | 1998-09-01
9000445 | 2 | 1983-05-03 | Currently In Use | Gas | 10000 | Fiberglass | Fiberglass Reinforced Plastic | Not Marked |  | 1998-09-01 |  | 1998-09-01
9000445 | 3 | 1983-05-03 | Currently In Use | Gas | 10000 | Fiberglass | Fiberglass Reinforced Plastic | Not Marked |  | 1998-09-01 |  | 1998-09-01
9000445 | 4 | 2013-08-30 | Currently In Use | Gas | 10000 | Fiberglass | Fiberglass Reinforced Plastic | Not Marked |  | 1998-09-01 |  | 1998-09-01
9000446 | 1 | 1997-11-11 | Removed From Ground | Gas | 10000 | Bare Steel | Fiberglass Reinforced Plastic | Not Marked
9000446 | 2 | 1997-11-11 | Removed From Ground | Gas | 10000 | Bare Steel | Fiberglass Reinforced Plastic | Not Marked
9000446 | 3 | 1997-11-11 | Removed From Ground | Gas | 5000 | Bare Steel | Fiberglass Reinforced Plastic | Not Marked
9000446 | 4 | 1997-11-11 | Removed From Ground | Used Oil | 550 | Bare Steel | Galvanized Steel | Not Marked | Y |  | Y
9000449 | 1 | 1990-02-27 | Removed From Ground | Gas | 10000 | Cathodically Protected Steel | Galvanized Steel | Not Marked
9000449 | 2 | 1990-02-27 | Removed From Ground | Gas | 10000 | Cathodically Protected Steel | Galvanized Steel | Not Marked
9000449 | 3 | 1990-02-27 | Removed From Ground | Gas | 5000 | Cathodically Protected Steel | Galvanized Steel | Not Marked
9000449 | 4 | 1990-02-27 | Removed From Ground | Used Oil | 550 | Cathodically Protected Steel | Galvanized Steel | Not Marked | Y |  | Y
9000449 | 5 | 2010-12-21 | Removed From Ground | Gas | 8000 | Steel-Impressed Current | Fiberglass Reinforced Plastic | Pressure |  | 1998-10-28 |  | 1998-10-28
9000449 | 6 | 2010-12-02 | Removed From Ground | Gas | 8000 | Steel-Impressed Current | Fiberglass Reinforced Plastic | Pressure |  | 1998-10-28 |  | 1998-10-28
9000449 | 7 | 2010-12-02 | Removed From Ground | Gas | 8000 | Steel-Impressed Current | Fiberglass Reinforced Plastic | Pressure |  | 1998-10-28 |  | 1998-10-28
9000449 | 8 | 2010-07-16 | Removed From Ground | Used Oil | 550 | Steel-Impressed Current | Fiberglass Reinforced Plastic | Gravity Fed | Y | 2009-08-10 12:00 | Y | 1993-01-01 12:00
9000450 | 1 | 1977-02-26 | Currently In Use | Gas | 8000 | Steel-Impressed Current | Cathodically Protected | Suction: Valve At The Tank |  | 1995-01-01 |  | 1995-01-01
9000450 | 2 | 1977-02-26 | Currently In Use | Gas | 6000 | Steel-Impressed Current | Cathodically Protected | Suction: Valve At The Tank |  | 1995-01-01 |  | 1995-01-01
9000452 | 1 | 1993-03-03 | Removed From Ground | Gas | 3000 | Bare Steel | Fiberglass Reinforced Plastic | Suction: No Valve At The Tank
9000452 | 2 | 1993-03-03 | Removed From Ground | Gas | 3000 | Bare Steel | Fiberglass Reinforced Plastic | Suction: No Valve At The Tank
9000452 | 3 | 1993-03-03 | Removed From Ground | Gas | 3000 | Bare Steel | Fiberglass Reinforced Plastic | Suction: No Valve At The Tank
9000452 | 4 | 1993-03-03 | Removed From Ground | Used Oil | 550 | Bare Steel | Bare Steel | Not Marked | Y |  | Y
9000452 | 5 | 1993-03-03 | Removed From Ground | Used Oil | 550 | Bare Steel | Bare Steel | Not Marked | Y |  | Y
9000452 | 6 | 1993-03-30 | Removed From Ground | Gas | 550 | Bare Steel | Bare Steel | Suction: No Valve At The Tank
9000452 | 7 | 1993-03-30 | Removed From Ground | Gas | 550 | Bare Steel | Bare Steel | Suction: No Valve At The Tank
9000452 | 8 | 1993-03-30 | Removed From Ground | Gas | 550 | Bare Steel | Bare Steel | Suction: No Valve At The Tank
9000453 | 1 | 2005-07-05 | Removed From Ground | Diesel | 20000 | Fiberglass | Fiberglass Reinforced Plastic | Pressure
9000453 | 2 | 2005-07-05 | Removed From Ground | Diesel | 20000 | Fiberglass | Fiberglass Reinforced Plastic | Pressure
9000453 | 3 | 2005-09-14 | Removed From Ground | Other | 12000 | Fiberglass | Fiberglass Reinforced Plastic | Pressure
9000453 | 4 | 2005-09-14 | Removed From Ground | Gas | 12000 | Fiberglass | Fiberglass Reinforced Plastic | Pressure
9000453 | 5 | 2005-09-14 | Removed From Ground | Gas | 12000 | Fiberglass | Fiberglass Reinforced Plastic | Pressure
9000453 | 6 | 2005-09-14 | Removed From Ground | Gas | 2000 | Fiberglass | Fiberglass Reinforced Plastic | Pressure
9000453 | 7 | 2005-09-14 | Removed From Ground | Kerosene | 2000 | Fiberglass | Fiberglass Reinforced Plastic | Pressure
9000454 | 1 | 1989-09-24 | Removed From Ground | Gas | 8000 | Bare Steel | Galvanized Steel | Pressure
9000454 | 2 | 1989-09-24 | Removed From Ground | Gas | 4000 | Bare Steel | Galvanized Steel | Pressure
9000454 | 3 | 1989-09-24 | Removed From Ground | Gas | 8000 | Bare Steel | Galvanized Steel | Pressure
9000454 | 4 | 1989-09-24 | Removed From Ground | Gas | 10000 | Bare Steel | Galvanized Steel | Pressure
9000454 | 5 | 1989-11-01 | Currently In Use | Gas | 20188 | Epoxy | Fiberglass Reinforced Plastic | Pressure |  | 1989-11-01 |  | 1989-11-01
9000454 | 6 | 1989-11-01 | Currently In Use | Gas | 10152 | Epoxy | Fiberglass Reinforced Plastic | Pressure |  | 1989-11-01 |  | 1989-11-01
9000454 | 7 | 1989-11-01 | Currently In Use | Diesel | 10152 | Epoxy | Fiberglass Reinforced Plastic | Pressure |  | 1989-11-01 |  | 1989-11-01
9000454 | A | 1999-01-13 | Removed From Ground | Gas | 10000 | Steel-Impressed Current | Cathodically Protected | Pressure |  | 1989-01-01 |  | 1989-01-01
9000454 | B | 1999-01-20 | Removed From Ground | Gas | 10000 | Steel-Impressed Current | Cathodically Protected | Pressure |  | 1989-01-01 |  | 1989-01-01
9000454 | C | 1999-01-20 | Removed From Ground | Gas | 10000 | Steel-Impressed Current | Cathodically Protected | Pressure |  | 1989-01-01 |  | 1989-01-01
9000454 | D | 1999-01-20 | Removed From Ground | Diesel | 10000 | Steel-Impressed Current | Cathodically Protected | Pressure |  | 1989-01-01 |  | 1989-01-01
9000456 | 1 |  | Removed From Ground Date Unknown | Gas | 10700 | Bare Steel | Galvanized Steel | Not Marked
9000456 | 2 |  | Removed From Ground Date Unknown | Gas | 10700 | Bare Steel | Galvanized Steel | Not Marked
9000456 | 3 |  | Removed From Ground Date Unknown | Diesel | 10000 | Bare Steel | Galvanized Steel | Not Marked
9000456 | 4 | 1998-10-01 | Removed From Ground | Used Oil | 1000 | Bare Steel | Galvanized Steel | Not Marked | Y |  | Y
9000456 | 5 | 1991-02-01 | Removed From Ground | Used Oil | 1000 | Bare Steel | Galvanized Steel | Not Marked | Y |  | Y
9000456 | L213037 | 2015-10-14 | Removed From Ground | Gas | 20000 | Tank Jacket | Fiberglass/Double Walled | Pressure |  | 1990-04-06 |  | 1990-04-06
9000456 | L295063 | 2013-10-29 | Removed From Ground | Used Oil | 1000 | Tank Jacket | Double Walled Flex | Gravity Fed | Y | 1994-02-28 | Y | 1994-02-28
9000456 | L514071 | 2013-10-28 | Removed From Ground | Other | 4000 | Tank Jacket | Double Walled Flex | Suction: No Valve At The Tank |  | 1999-01-22 |  | 1999-01-22
9000456 | L514072 | 2013-10-28 | Removed From Ground | Other | 4000 | Tank Jacket | Double Walled Flex | Suction: No Valve At The Tank |  | 1999-01-22 |  | 1999-01-22
9000456 | L514073 | 2013-10-28 | Removed From Ground | Other | 4000 | Tank Jacket | Double Walled Flex | Suction: No Valve At The Tank |  | 1999-01-22 |  | 1999-01-22
9000456 | L514078 | 2013-10-28 | Removed From Ground | Other | 4000 | Tank Jacket | Double Walled Flex | Suction: No Valve At The Tank |  | 1999-01-22 |  | 1999-01-22
9000457 | 1 | 1984-01-01 | Closed In Ground | Hazardous Substance | 500 | Bare Steel | Galvanized Steel | Not Marked
9000457 | 2 | 1984-01-01 | Closed In Ground | Hazardous Substance | 500 | Bare Steel | Galvanized Steel | Not Marked
9000457 | 3 | 1984-01-01 | Closed In Ground | Other | 500 | Bare Steel | Galvanized Steel | Not Marked
9000458 | 02 | 1989-12-14 | Removed From Ground | Diesel | 14582 | Bare Steel | Bare Steel | Not Marked
9000458 | G02 | 1989-12-14 | Removed From Ground | Used Oil | 1000 | Bare Steel | Bare Steel | Not Marked | Y |  | Y
9000458 | G03 | 1989-12-26 | Removed From Ground | Diesel | 1000 | Bare Steel | Bare Steel | Not Marked
9000458 | G04 | 1989-12-26 | Removed From Ground | Diesel | 1000 | Bare Steel | Bare Steel | Not Marked
9000459 | 1 | 1993-01-01 | Removed From Ground | Diesel | 3000 | Bare Steel | Bare Steel | Not Marked
9000459 | 10 | 1993-01-01 | Removed From Ground | Gas | 12000 | Bare Steel | Bare Steel | Not Marked
9000459 | 11 | 1993-01-01 | Removed From Ground | Diesel | 9500 | Fiberglass | Bare Steel | Not Marked
9000459 | 12 | 1993-01-01 | Removed From Ground | Diesel | 9500 | Fiberglass | Bare Steel | Not Marked
9000459 | 13 | 1993-01-01 | Removed From Ground | Other | 2000 | Bare Steel | Bare Steel | Not Marked
9000459 | 14 | 1993-01-01 | Removed From Ground | Other | 12000 | Bare Steel | Bare Steel | Not Marked
9000459 | 15 | 1993-01-01 | Removed From Ground | Other | 30000 | Bare Steel | Bare Steel | Not Marked
9000459 | 16 | 1993-01-01 | Removed From Ground | Other | 12000 | Bare Steel | Bare Steel | Not Marked
9000459 | 17 | 1993-01-01 | Removed From Ground | Diesel | 2000 | Bare Steel | Bare Steel | Not Marked
9000459 | 18 | 1993-01-01 | Removed From Ground | Diesel | 250 | Bare Steel | Bare Steel | Not Marked
9000459 | 19 | 1993-01-01 | Removed From Ground | Other | 3000 | Bare Steel | Bare Steel | Not Marked
9000459 | 2 | 1993-01-01 | Removed From Ground | Other | 30000 | Bare Steel | Bare Steel | Not Marked
9000459 | 20 | 1993-01-01 | Removed From Ground | Other | 1000 | Concrete | Not Marked | Not Marked
9000459 | 21 | 1993-01-01 | Removed From Ground | Other | 3000 | Bare Steel | Bare Steel | Not Marked
9000459 | 22 | 1993-01-01 | Removed From Ground | Other | 2000 | Bare Steel | Bare Steel | Not Marked
9000459 | 23 | 1993-01-01 | Removed From Ground | Other | 50000 | Bare Steel | Bare Steel | Not Marked
9000459 | 24 | 1993-01-01 | Removed From Ground | Gas | 10000 | Bare Steel | Bare Steel | Not Marked
9000459 | 25 | 1993-01-01 | Removed From Ground | Other | 35000 | Bare Steel | Bare Steel | Not Marked
9000459 | 26 | 1993-01-01 | Removed From Ground | Other | 30000 | Bare Steel | Bare Steel | Not Marked
9000459 | 27 | 1993-01-01 | Removed From Ground | Other | 30000 | Bare Steel | Bare Steel | Not Marked
9000459 | 28 | 1993-01-01 | Removed From Ground | Other | 30000 | Bare Steel | Bare Steel | Not Marked
9000459 | 29 | 1993-01-01 | Removed From Ground | Other | 30000 | Bare Steel | Bare Steel | Not Marked
9000459 | 3 | 1993-01-01 | Removed From Ground | Other | 2500 | Fiberglass | Bare Steel | Not Marked
9000459 | 30 | 1993-01-01 | Removed From Ground | Diesel | 550 | Bare Steel | Bare Steel | Not Marked
9000459 | 31 | 1993-01-01 | Removed From Ground | Other | 10000 | Fiberglass | Bare Steel | Not Marked
9000459 | 32 | 1993-01-01 | Removed From Ground | Other | 10000 | Fiberglass | Bare Steel | Not Marked
9000459 | 33 | 1993-01-01 | Removed From Ground | Other | 10000 | Fiberglass | Bare Steel | Not Marked
9000459 | 34 | 1993-01-01 | Removed From Ground | Other | 10000 | Fiberglass | Bare Steel | Not Marked
9000459 | 4 | 1993-01-01 | Removed From Ground | Other | 9500 | Fiberglass | Bare Steel | Not Marked
9000459 | 5 | 1993-01-01 | Removed From Ground | Other | 5000 | Bare Steel | Bare Steel | Not Marked
9000459 | 6 | 1993-01-01 | Removed From Ground | Other | 5000 | Bare Steel | Bare Steel | Not Marked
9000459 | 7 | 1993-01-01 | Removed From Ground | Other | 10000 | Bare Steel | Bare Steel | Not Marked
9000459 | 8 | 1993-01-01 | Removed From Ground | Other | 12000 | Bare Steel | Bare Steel | Not Marked
9000459 | 9 | 1993-01-01 | Removed From Ground | Gas | 12000 | Bare Steel | Bare Steel | Not Marked
9000460 | 1 |  | Removed From Ground Date Unknown | Kerosene | 4000 | Composite | Fiberglass Reinforced Plastic | Pressure |  | 1994-11-01 |  | 1994-11-01
9000460 | 2 |  | Removed From Ground Date Unknown | Gas | 10000 | Composite | Fiberglass Reinforced Plastic | Pressure |  | 1994-11-01 |  | 1994-11-01
9000460 | 3 | 2014-08-01 | Currently In Use | Gas | 20000 | Fiberglass Double Walled | Fiberglass/Double Walled | Pressure | N | 2014-10-01 12:00 | N | 2014-11-01 12:00
9000460 | 317711 | 2014-04-17 | Removed From Ground | E85 | 4000 | Composite | Fiberglass Reinforced Plastic | Pressure |  | 1994-11-01 |  | 1994-11-01
9000460 | 317716 | 2014-04-17 | Removed From Ground | Gas | 10000 | Composite | Fiberglass Reinforced Plastic | Pressure |  | 1994-11-01 |  | 1994-11-01
9000460 | 317717 | 2014-04-17 | Removed From Ground | Gas | 10000 | Composite | Fiberglass Reinforced Plastic | Pressure |  | 1994-11-01 |  | 1994-11-01
9000460 | 317877 | 2014-04-17 | Removed From Ground | Gas | 10000 | Composite | Fiberglass Reinforced Plastic | Pressure |  | 1994-11-01 |  | 1994-11-01
9000460 | 317878 | 2014-04-17 | Removed From Ground | Diesel | 8000 | Composite | Fiberglass Reinforced Plastic | Pressure |  | 1994-11-01 |  | 1994-11-01
9000460 | 4 | 2014-08-01 | Currently In Use | Gas | 20000 | Fiberglass Double Walled | Fiberglass/Double Walled | Pressure | N | 2014-10-01 12:00 | N | 2014-11-01 12:00
9000460 | 5A | 2014-08-01 | Currently In Use | Gas | 9500 | Fiberglass Double Walled | Fiberglass/Double Walled | Pressure | N | 2014-10-01 12:00 | N | 2014-11-01 12:00
9000460 | 5B | 2014-12-04 | Temporarily Out Of Use | Other | 10000 | Fiberglass Double Walled | Fiberglass/Double Walled | Pressure | N | 2014-10-01 12:00 | N | 2014-11-01 12:00
9000460 | 6 | 2014-08-01 | Currently In Use | Diesel | 12000 | Fiberglass Double Walled | Fiberglass/Double Walled | Pressure | N | 2014-10-01 12:00 | N | 2014-11-01 12:00
9000460 | A | 1994-10-12 | Permanently Out Of Use | Gas | 10000 | Fiberglass | Fiberglass Reinforced Plastic | Pressure |  | 1994-11-01 |  | 1994-11-01
9000460 | B | 1994-10-12 | Permanently Out Of Use | Gas | 10000 | Fiberglass | Fiberglass Reinforced Plastic | Pressure |  | 1994-11-01 |  | 1994-11-01
9000460 | C | 1994-10-12 | Permanently Out Of Use | Gas | 10000 | Fiberglass | Fiberglass Reinforced Plastic | Pressure |  | 1994-11-01 |  | 1994-11-01
9000460 | D |  | Removed From Ground Date Unknown | Kerosene | 4000 | Fiberglass | Fiberglass Reinforced Plastic | Pressure |  | 1994-11-01 |  | 1994-11-01
9000460 | E |  | Removed From Ground Date Unknown | Diesel | 8000 | Fiberglass | Fiberglass Reinforced Plastic | Pressure |  | 1994-11-01 |  | 1994-11-01
9000464 | 1 | 1989-12-15 | Removed From Ground | Gas | 5000 | Bare Steel | Galvanized Steel | Not Marked
9000464 | 2 | 1989-12-15 | Removed From Ground | Gas | 5000 | Bare Steel | Galvanized Steel | Not Marked
9000464 | 3 | 1989-12-15 | Removed From Ground | Gas | 5000 | Bare Steel | Galvanized Steel | Not Marked
9000464 | 4 | 1989-12-15 | Removed From Ground | Gas | 5000 | Bare Steel | Galvanized Steel | Not Marked
9000464 | 5 | 1989-12-15 | Removed From Ground | Gas | 5000 | Bare Steel | Galvanized Steel | Not Marked
9000469 | 1 | 1988-01-01 | Removed From Ground | Gas | 12000 | Bare Steel | Unknown | Not Marked
9000469 | 2 | 1988-01-01 | Removed From Ground | Other | 6000 | Bare Steel | Unknown | Not Marked
9000469 | 3 | 1988-01-01 | Removed From Ground | Other | 1000 | Bare Steel | Unknown | Not Marked
9000469 | 4 | 1988-01-01 | Removed From Ground | Other | 1000 | Bare Steel | Unknown | Not Marked
9000469 | 5 | 2001-05-09 | Removed From Ground | Diesel | 12000 | Double Walled | Fiberglass Reinforced Plastic | Not Marked |  | 1990-01-10 |  | 1990-01-10
9000472 | 1 | 1991-02-08 | Removed From Ground | Gas | 10000 | Bare Steel | Bare Steel | Not Marked
9000472 | 2 | 1991-02-07 | Removed From Ground | Diesel | 10000 | Bare Steel | Bare Steel | Not Marked
9000472 | 3 | 1991-02-07 | Removed From Ground | Gas | 12000 | Fiberglass | Fiberglass Reinforced Plastic | Not Marked
9000473 | 1 | 2004-08-05 | Removed From Ground | Gas | 4000 | Marked Unknown | Unknown | Not Marked
9000473 | 2 | 2004-08-05 | Removed From Ground | Gas | 4000 | Marked Unknown | Unknown | Not Marked
9000473 | 3 | 2004-08-05 | Removed From Ground | Gas | 4000 | Marked Unknown | Unknown | Not Marked
9000473 | 4 | 2004-08-05 | Removed From Ground | Kerosene | 500 | Marked Unknown | Unknown | Not Marked
9000475 | 1 | 2006-10-19 | Currently In Use | Diesel | 10000 | Steel-Galvanic | Fiberglass Reinforced Plastic | Pressure |  | 1990-04-22 |  | 1990-04-22
9000475 | 2 | 2006-10-19 | Currently In Use | Gas | 10000 | Steel-Galvanic | Fiberglass Reinforced Plastic | Pressure |  | 1990-04-22 |  | 1990-04-22
9000475 | 3 | 2006-10-19 | Currently In Use | Gas | 10000 | Steel-Galvanic | Fiberglass Reinforced Plastic | Pressure |  | 1990-04-22 |  | 1990-04-22
9000476 | 1 | 1993-06-17 | Removed From Ground | Other | 30000 | Bare Steel | Bare Steel | Pressure
9000476 | 2 | 1993-06-17 | Removed From Ground | Other | 30000 | Bare Steel | Bare Steel | Pressure
9000476 | 3 | 1993-06-16 | Removed From Ground | Other | 25000 | Bare Steel | Bare Steel | Pressure
9000476 | 4A | 1993-06-16 | Removed From Ground | Other | 6000 | Bare Steel | Bare Steel | Pressure
9000476 | 5A | 1993-06-16 | Removed From Ground | Other | 6000 | Bare Steel | Bare Steel | Pressure
9000476 | 6A | 1993-06-16 | Removed From Ground | Other | 6000 | Bare Steel | Bare Steel | Pressure
9000476 | 7 | 1993-06-18 | Removed From Ground | Other | 10000 | Bare Steel | Bare Steel | Pressure
9000480 | 1 | 1989-12-01 | Removed From Ground | Gas | 6000 | Cathodically Protected Steel | Galvanized Steel | Not Marked
9000480 | 2 | 1989-12-01 | Removed From Ground | Gas | 6000 | Cathodically Protected Steel | Galvanized Steel | Not Marked
9000480 | 3 | 1989-12-01 | Removed From Ground | Gas | 4000 | Cathodically Protected Steel | Galvanized Steel | Not Marked
9000480 | 4 | 1989-12-01 | Removed From Ground | Used Oil | 550 | Cathodically Protected Steel | Galvanized Steel | Not Marked | Y |  | Y
9000481 | 1 | 2015-03-17 | Removed From Ground | Empty | 20000 | Fiberglass | Fiberglass Reinforced Plastic | Pressure |  | 1998-12-01 |  | 1994-01-01
9000481 | 10 | 2000-05-25 | Removed From Ground | Used Oil | 300 | Marked Unknown | Unknown | Not Marked | Y |  | Y
9000481 | 11 | 1993-01-16 | Removed From Ground | Used Oil | 400 | Bare Steel | Galvanized Steel | Gravity Fed | Y |  | Y
9000481 | 12 | 1993-01-12 | Removed From Ground | Used Oil | 300 | Bare Steel | Galvanized Steel | Gravity Fed | Y |  | Y
9000481 | 13 | 2016-02-04 | Removed From Ground | Empty | 1000 | Double Walled | Fiberglass Reinforced Plastic | Gravity Fed | Y | 1993-01-19 12:00 | Y | 1993-01-13 12:00
9000481 | 14 | 2016-02-04 | Removed From Ground | Empty | 2500 | Double Walled | Fiberglass Reinforced Plastic | Gravity Fed | Y | 1993-01-19 12:00 | Y | 1993-01-19 12:00
9000481 | 15 | 2016-02-03 | Removed From Ground | Empty | 1000 | Double Walled | Fiberglass Reinforced Plastic | Gravity Fed | Y | 1993-01-12 12:00 | Y | 1993-01-19 12:00
9000481 | 2 | 2015-03-18 | Removed From Ground | Empty | 20000 | Fiberglass | Fiberglass Reinforced Plastic | Suction: Valve At The Tank |  | 1998-12-01 |  | 1994-12-01
9000481 | 3 | 2015-03-18 | Removed From Ground | Empty | 20000 | Fiberglass | Fiberglass Reinforced Plastic | Pressure |  | 1998-12-01 |  | 1994-01-01
9000481 | 4 | 2015-03-18 | Removed From Ground | Empty | 20000 | Fiberglass | Fiberglass Reinforced Plastic | Pressure |  | 1998-12-01 |  | 1994-01-01
9000481 | 5 | 2015-03-23 | Removed From Ground | Other | 6000 | Fiberglass | Fiberglass Reinforced Plastic | Pressure |  | 1998-12-01 |  | 1994-01-01
9000481 | 6 | 2015-03-23 | Removed From Ground | Other | 2000 | Fiberglass | Fiberglass Reinforced Plastic | Pressure |  | 1998-12-01 |  | 1994-01-01
9000481 | 7 | 2015-03-16 | Removed From Ground | Other | 4000 | Fiberglass | Fiberglass Reinforced Plastic | Suction: No Valve At The Tank |  | 1998-12-01 |  | 1994-01-01
9000481 | 8 | 2000-06-01 | Removed From Ground | Used Oil | 550 | Marked Unknown | Unknown | Not Marked | Y |  | Y
9000481 | 9 | 2015-10-06 | Removed From Ground | Diesel | 15000 | Fiberglass Double Walled | Double Walled Flex | Pressure |  | 1998-12-01 |  | 1984-01-01
9000482 | 1 | 1980-07-01 | Removed From Ground | Diesel | 1500 | Bare Steel | Bare Steel | Not Marked
9000482 | 2 | 1980-07-01 | Removed From Ground | Diesel | 1500 | Bare Steel | Bare Steel | Not Marked
9000482 | 3 | 1993-04-01 | Removed From Ground | Other | 10000 | Bare Steel | Bare Steel | Not Marked
9000484 | 1 | 1992-10-01 | Removed From Ground | Gas | 6000 | Bare Steel | Galvanized Steel | Pressure
9000484 | 2 | 1992-10-01 | Removed From Ground | Gas | 6000 | Bare Steel | Galvanized Steel | Pressure
9000484 | 3 | 1992-10-01 | Removed From Ground | Gas | 4000 | Bare Steel | Galvanized Steel | Pressure
9000484 | 4 | 1992-10-01 | Removed From Ground | Heating Oil | 1000 | Bare Steel | Galvanized Steel | Gravity Fed
9000484 | 5 | 1992-10-01 | Removed From Ground | Used Oil | 1000 | Bare Steel | Galvanized Steel | Suction: No Valve At The Tank | Y |  | Y
9000484 | 6AST |  | Removed From Ground Date Unknown | Used Oil | 550 | Bare Steel | Galvanized Steel | Not Marked | Y |  | Y
9000484 | 7 | 1992-12-01 | Currently In Use | Gas | 10000 | Steel-Galvanic | Fiberglass Reinforced Plastic | Pressure |  | 1993-02-08 |  | 1993-02-08
9000484 | 8 | 1992-12-01 | Currently In Use | Gas | 12000 | Steel-Galvanic | Fiberglass Reinforced Plastic | Pressure |  | 1993-02-08 |  | 1993-02-08
9000485 | 1 | 1990-04-24 | Removed From Ground | Diesel | 10000 | Bare Steel | Unknown | Not Marked
9000486 | 1 | 1990-08-10 | Removed From Ground | Gas | 6000 | Cathodically Protected Steel | Galvanized Steel | Not Marked
9000486 | 2 | 1990-08-10 | Removed From Ground | Gas | 6000 | Cathodically Protected Steel | Galvanized Steel | Not Marked
9000486 | 3 | 1990-08-10 | Removed From Ground | Gas | 4000 | Cathodically Protected Steel | Galvanized Steel | Not Marked
9000486 | 4 | 1990-08-10 | Removed From Ground | Used Oil | 550 | Cathodically Protected Steel | Galvanized Steel | Not Marked | Y |  | Y
9000488 | 1 | 1994-07-06 | Removed From Ground | Kerosene | 1000 | Bare Steel | Bare Steel | Not Marked
9000488 | 2 | 1994-07-06 | Removed From Ground | Kerosene | 550 | Bare Steel | Bare Steel | Not Marked
9000488 | 3 | 1994-07-06 | Removed From Ground | Gas | 1000 | Bare Steel | Bare Steel | Not Marked
9000488 | 4 | 1994-07-06 | Removed From Ground | Gas | 3000 | Not Marked/Unknown | Not Marked | Not Marked
9000488 | 5 | 1994-07-06 | Removed From Ground | Gas | 3000 | Not Marked/Unknown | Not Marked | Not Marked
9000488 | 6 | 1994-07-06 | Removed From Ground | Gas | 200 | Not Marked/Unknown | Not Marked | Not Marked
9000488 | 7 | 1994-07-06 | Removed From Ground | Diesel | 200 | Not Marked/Unknown | Not Marked | Not Marked
9000490 | 1 | 1987-04-01 | Removed From Ground | Gas | 1000 | Cathodically Protected Steel | Galvanized Steel | Suction: Valve At The Tank
9000490 | 1G | 2001-08-01 | Removed From Ground | Gas | 1050 | Bare Steel | Galvanized Steel | Suction: Valve At The Tank
9000490 | 2 | 1987-04-01 | Removed From Ground | Gas | 1000 | Cathodically Protected Steel | Galvanized Steel | Suction: Valve At The Tank
9000490 | 2G | 2001-08-01 | Removed From Ground | Gas | 1050 | Bare Steel | Galvanized Steel | Pressure
9000490 | 3A | 2016-03-10 | Temporarily Out Of Use | Gas | 10000 | Composite | Double Walled Flex | Pressure | N | 2002-02-13 | N | 2002-02-13
9000490 | 3B | 2016-03-10 | Temporarily Out Of Use | Gas | 5000 | Composite | Double Walled Flex | Pressure | N | 2002-02-13 | N | 2002-02-13
9000495 | 1 | 1986-09-01 | Removed From Ground | Gas | 8000 | Bare Steel | Galvanized Steel | Not Marked
9000495 | 2 | 1986-09-01 | Removed From Ground | Gas | 6000 | Bare Steel | Galvanized Steel | Not Marked
9000495 | 3 | 1986-09-01 | Removed From Ground | Gas | 6000 | Bare Steel | Galvanized Steel | Not Marked
9000495 | 4 | 1986-09-01 | Removed From Ground | Used Oil | 500 | Bare Steel | Galvanized Steel | Not Marked | Y |  | Y
9000495 | 5 | 1990-05-01 | Currently In Use | Gas | 12000 | Fiberglass Double Walled | Fiberglass Reinforced Plastic | Pressure | N | 1990-05-01 | N | 1990-05-01
9000495 | 6 | 1990-05-01 | Currently In Use | Gas | 12000 | Fiberglass Double Walled | Fiberglass Reinforced Plastic | Pressure | N | 1990-05-01 | N | 1990-05-01
9000495 | 7 | 1990-05-01 | Currently In Use | Gas | 12000 | Fiberglass Double Walled | Fiberglass Reinforced Plastic | Pressure | N | 1990-05-01 | N | 1990-05-01
9000496 | 1 |  | Permanently Out Of Use | Gas | 10000 | Bare Steel | Galvanized Steel | Not Marked
9000496 | 10 | 2007-09-01 | Currently In Use | Diesel | 4000 | Composite Double Walled | Fiberglass/Double Walled | Pressure | N | 2007-09-01 | N | 2007-09-01
9000496 | 2 |  | Permanently Out Of Use | Gas | 8000 | Bare Steel | Galvanized Steel | Not Marked
9000496 | 3 |  | Permanently Out Of Use | Gas | 6000 | Bare Steel | Galvanized Steel | Not Marked
9000496 | 4 |  | Permanently Out Of Use | Gas | 6000 | Bare Steel | Galvanized Steel | Not Marked
9000496 | 5 | 2004-11-17 | Removed From Ground | Gas | 10000 | Steel-Galvanic | Galvanized Steel | Pressure |  | 1990-03-13 |  | 1990-03-13
9000496 | 6 | 2004-11-17 | Removed From Ground | Gas | 10000 | Steel-Galvanic | Galvanized Steel | Pressure |  | 1990-03-13 |  | 1990-03-13
9000496 | 7 | 2004-11-17 | Removed From Ground | Gas | 10000 | Steel-Galvanic | Galvanized Steel | Pressure |  | 1990-03-13 |  | 1990-03-13
9000496 | 8 | 2007-09-01 | Currently In Use | Gas | 15000 | Composite Double Walled | Fiberglass/Double Walled | Pressure | N | 2007-09-01 | N | 2007-09-01
9000496 | 9 | 2007-09-01 | Currently In Use | Gas | 8000 | Composite Double Walled | Fiberglass/Double Walled | Pressure | N | 2007-09-01 | N | 2007-09-01
9000497 | 1 | 2004-07-16 | Temporarily Out Of Use | Gas | 10000 | Bare Steel | Galvanized Steel | Not Marked
9000497 | 1 |  | Removed From Ground Date Unknown | Gas | 10000 | Bare Steel | Galvanized Steel | Not Marked
9000497 | 1A | 2004-07-01 | Removed From Ground | Gas | 10000 | Steel-Galvanic | Galvanized Steel | Pressure |  | 1988-07-15 |  | 1988-07-15
9000497 | 2 | 2004-07-16 | Temporarily Out Of Use | Gas | 10000 | Bare Steel | Galvanized Steel | Not Marked
9000497 | 2 |  | Removed From Ground Date Unknown | Gas | 10000 | Bare Steel | Galvanized Steel | Not Marked
9000497 | 2A | 2004-07-01 | Removed From Ground | Gas | 10000 | Steel-Galvanic | Galvanized Steel | Pressure |  | 1988-07-15 |  | 1988-07-15
9000497 | 3 | 2004-07-16 | Temporarily Out Of Use | Gas | 10000 | Bare Steel | Galvanized Steel | Not Marked
9000497 | 3 |  | Removed From Ground Date Unknown | Gas | 10000 | Bare Steel | Galvanized Steel | Not Marked
9000497 | 3A | 2004-07-01 | Removed From Ground | Gas | 10000 | Steel-Galvanic | Galvanized Steel | Pressure |  | 1988-07-15 |  | 1988-07-15
9000497 | 4 | 2004-07-16 | Temporarily Out Of Use | Used Oil | 500 | Bare Steel | Galvanized Steel | Not Marked | Y |  | Y
9000497 | 4 |  | Removed From Ground Date Unknown | Used Oil | 500 | Bare Steel | Galvanized Steel | Not Marked | Y |  | Y
9000497 | 4A | 2004-07-01 | Removed From Ground | Diesel | 10000 | Steel-Galvanic | Galvanized Steel | Pressure |  | 1988-07-15 |  | 1988-07-15
9000497 | 5 | 2004-07-26 | Currently In Use | Gas | 10000 | Fiberglass Double Walled | Double Walled Flex | Pressure | N | 2004-07-26 | N | 2004-07-26
9000497 | 6 | 2004-07-26 | Currently In Use | Gas | 10000 | Fiberglass Double Walled | Double Walled Flex | Pressure | N | 2004-07-26 | N | 2004-07-26
9000497 | 7 | 2004-07-26 | Currently In Use | Gas | 10000 | Fiberglass Double Walled | Double Walled Flex | Pressure | N | 2004-07-26 | N | 2004-07-26
9000497 | 8 | 2004-07-26 | Currently In Use | Gas | 10000 | Fiberglass Double Walled | Double Walled Flex | Pressure | N | 2004-07-26 | N | 2004-07-26
9000498 | 1 | 2003-04-07 | Currently In Use | Gas | 10000 | STIP-3 | Fiberglass Reinforced Plastic | Pressure |  | 1986-10-31 |  | 1986-10-31
9000498 | 2 | 2003-04-07 | Currently In Use | Gas | 10000 | STIP-3 | Fiberglass Reinforced Plastic | Pressure |  | 1986-10-31 |  | 1986-10-31
9000498 | 3 | 2003-04-07 | Currently In Use | Gas | 5000 | STIP-3 | Fiberglass Reinforced Plastic | Pressure |  | 1986-10-31 |  | 1986-10-31
9000498 | 4 | 2003-04-07 | Currently In Use | Gas | 5000 | STIP-3 | Fiberglass Reinforced Plastic | Pressure |  | 1986-10-31 |  | 1986-10-31
9000499 | 1 | 1987-11-01 | Removed From Ground | Gas | 4000 | Bare Steel | Galvanized Steel | Not Marked
9000499 | 10 | 1986-01-01 | Currently In Use | Gas | 10000 | STIP-3 | Fiberglass Reinforced Plastic | Pressure |  | 1997-10-22 |  | 1987-11-01
9000499 | 11 | 1986-01-01 | Currently In Use | Gas | 10000 | STIP-3 | Fiberglass Reinforced Plastic | Pressure |  | 1997-10-22 |  | 1987-11-01
9000499 | 2 | 1987-11-01 | Removed From Ground | Gas | 4000 | Bare Steel | Galvanized Steel | Not Marked
9000499 | 3 | 1987-11-01 | Removed From Ground | Gas | 4000 | Bare Steel | Galvanized Steel | Not Marked
9000499 | 4 | 1987-11-01 | Removed From Ground | Gas | 4000 | Bare Steel | Galvanized Steel | Not Marked
9000499 | 5 | 1987-11-01 | Removed From Ground | Gas | 4000 | Bare Steel | Galvanized Steel | Not Marked
9000499 | 6 | 1987-11-01 | Removed From Ground | Gas | 4000 | Bare Steel | Galvanized Steel | Not Marked
9000499 | 7 | 1987-11-01 | Removed From Ground | Gas | 4000 | Bare Steel | Galvanized Steel | Not Marked
9000499 | 8 | 1989-11-15 | Removed From Ground | Used Oil | 550 | Bare Steel | Galvanized Steel | Not Marked | Y |  | Y
9000499 | 9 | 1986-01-01 | Currently In Use | Gas | 10000 | STIP-3 | Fiberglass Reinforced Plastic | Pressure |  | 1997-10-22 |  | 1987-11-01
9000505 | 1 | 1990-06-12 | Removed From Ground | Diesel | 10000 | Bare Steel | Galvanized Steel | Not Marked
9000505 | 2 | 1990-06-12 | Removed From Ground | Diesel | 10000 | Bare Steel | Galvanized Steel | Not Marked
9000505 | 3 | 1990-06-01 | Removed From Ground | Used Oil | 1000 | Bare Steel | Galvanized Steel | Not Marked | Y |  | Y
9000505 | 4 | 1990-06-01 | Removed From Ground | Used Oil | 1000 | Bare Steel | Galvanized Steel | Not Marked | Y |  | Y
9000506 | 1 | 1987-01-31 | Currently In Use | Diesel | 6000 | Composite | Cathodically Protected | Pressure |  | 1998-12-09 |  | 1998-12-09
9000506 | 2 | 1987-01-31 | Currently In Use | Gas | 10000 | Composite | Cathodically Protected | Pressure |  | 1998-12-09 |  | 1998-12-09
9000506 | 3 | 1987-01-31 | Currently In Use | Gas | 10000 | Composite | Cathodically Protected | Pressure |  | 1998-12-09 |  | 1998-12-09
9000506 | 4 | 1987-01-31 | Currently In Use | Gas | 6000 | Composite | Cathodically Protected | Pressure |  | 1998-12-09 |  | 1998-12-09
9000506 | 5 | 1987-01-31 | Currently In Use | Diesel | 10000 | Composite | Cathodically Protected | Pressure |  | 1998-12-09 |  | 1998-12-09
9000506 | 6 | 1987-01-31 | Currently In Use | Diesel | 10000 | Composite | Cathodically Protected | Pressure |  | 1998-12-09 |  | 1998-12-09
9000506 | 7 | 1987-01-31 | Currently In Use | Diesel | 10000 | Composite | Cathodically Protected | Pressure |  | 1998-12-09 |  | 1998-12-09
9000509 | 1 | 1990-01-11 | Removed From Ground | Gas | 10000 | Bare Steel | Bare Steel | Not Marked
9000509 | 2 | 1990-01-22 | Removed From Ground | Diesel | 29000 | Bare Steel | Bare Steel | Not Marked
9000509 | 3 | 1990-01-08 | Removed From Ground | Other | 5000 | Bare Steel | Bare Steel | Not Marked
9000509 | 4 | 1990-01-08 | Removed From Ground | Other | 5000 | Bare Steel | Bare Steel | Not Marked
9000509 | 5 | 1990-01-08 | Removed From Ground | Other | 5000 | Bare Steel | Bare Steel | Not Marked
9000509 | 6 | 1990-01-09 | Removed From Ground | Used Oil | 1000 | Bare Steel | Bare Steel | Not Marked | Y |  | Y
9000510 | 1 | 1990-04-24 | Removed From Ground | Gas | 5000 | Cathodically Protected Steel | Galvanized Steel | Not Marked
9000510 | 2 | 1990-04-24 | Removed From Ground | Gas | 3000 | Cathodically Protected Steel | Galvanized Steel | Not Marked
9000510 | 3 | 1990-04-24 | Removed From Ground | Gas | 3000 | Cathodically Protected Steel | Galvanized Steel | Not Marked
9000510 | 4 | 1990-04-24 | Removed From Ground | Gas | 3000 | Cathodically Protected Steel | Galvanized Steel | Not Marked
9000510 | 5 | 1990-04-24 | Removed From Ground | Gas | 10000 | Cathodically Protected Steel | Galvanized Steel | Not Marked
9000510 | 6 | 1990-04-24 | Removed From Ground | Used Oil | 550 | Cathodically Protected Steel | Galvanized Steel | Not Marked | Y |  | Y
9000512 | 1 | 1992-11-30 | Removed From Ground | Gas | 1000 | Bare Steel | Galvanized Steel | Suction: Valve At The Tank
9000512 | 2 | 1992-11-30 | Removed From Ground | Gas | 1000 | Bare Steel | Galvanized Steel | Suction: Valve At The Tank
9000512 | 3 | 1992-11-30 | Removed From Ground | Gas | 1000 | Bare Steel | Galvanized Steel | Suction: Valve At The Tank
9000514 | 1 | 1990-04-26 | Removed From Ground | Diesel | 6000 | Bare Steel | Unknown | Not Marked
9000514 | 2 | 1992-07-07 | Removed From Ground | Diesel | 10000 | Bare Steel | Unknown | Not Marked
9000514 | 3 | 1992-08-03 | Removed From Ground | Used Oil | 560 | Bare Steel | Unknown | Not Marked | Y |  | Y
9000514 | 618486 | 1992-07-02 | Currently In Use | Diesel | 6000 | Fiberglass | Fiberglass Reinforced Plastic | Pressure |  | 1992-07-02 |  | 1992-07-02
9000517 | 1 |  | Removed From Ground Date Unknown | Gas | 3000 | Bare Steel | Galvanized Steel | Not Marked
9000517 | 2 |  | Removed From Ground Date Unknown | Gas | 1000 | Bare Steel | Galvanized Steel | Not Marked
9000517 | 3 |  | Removed From Ground Date Unknown | Empty | 1000 | Bare Steel | Galvanized Steel | Not Marked
9000517 | 4 |  | Removed From Ground Date Unknown | Empty | 1000 | Bare Steel | Galvanized Steel | Not Marked
9000517 | 5 |  | Removed From Ground Date Unknown | Empty | 1000 | Bare Steel | Galvanized Steel | Not Marked
9000518 | 1 |  | Removed From Ground Date Unknown | Diesel | 10000 | Bare Steel | Galvanized Steel | Not Marked
9000518 | 2 |  | Removed From Ground Date Unknown | Diesel | 2000 | Bare Steel | Galvanized Steel | Not Marked
9000518 | 3 |  | Removed From Ground Date Unknown | Diesel | 2000 | Bare Steel | Galvanized Steel | Not Marked
9000518 | 4 |  | Removed From Ground Date Unknown | Empty | 2000 | Bare Steel | Galvanized Steel | Not Marked
9000518 | 5 |  | Removed From Ground Date Unknown | Other | 1000 | Bare Steel | Galvanized Steel | Not Marked
9000519 | 1 | 1990-08-07 | Removed From Ground | Gas | 6000 | Bare Steel | Unknown | Not Marked
9000519 | 2 | 1990-08-01 | Removed From Ground | Diesel | 10000 | Bare Steel | Unknown | Not Marked
9000519 | 3 | 1993-03-17 | Removed From Ground | Gas | 10000 | Bare Steel | Bare Steel | Pressure
9000519 | 4 | 1990-08-02 | Removed From Ground | Kerosene | 1000 | Bare Steel | Galvanized Steel | Not Marked
9000519 | 6 | 1990-08-06 | Removed From Ground | Used Oil | 500 | Bare Steel | Bare Steel | Not Marked | Y |  | Y
9000519 | D | 1993-03-17 | Removed From Ground | Diesel | 10000 | Composite | Fiberglass Reinforced Plastic | Pressure
9000520 | 1 | 1990-02-01 | Removed From Ground | Gas | 6000 | Bare Steel | Galvanized Steel | Not Marked
9000520 | 2 | 1990-02-01 | Removed From Ground | Diesel | 6000 | Bare Steel | Galvanized Steel | Not Marked
9000520 | 3 | 1990-02-01 | Removed From Ground | Kerosene | 2000 | Bare Steel | Galvanized Steel | Not Marked
9000520 | 4 | 1990-02-01 | Removed From Ground | Diesel | 1040 | Bare Steel | Galvanized Steel | Not Marked
9000520 | 5 | 1990-02-01 | Removed From Ground | Diesel | 1040 | Bare Steel | Galvanized Steel | Not Marked
9000521 | 105-MG1 | 1990-01-01 | Removed From Ground | Other | 500 | Marked Unknown | Unknown | Not Marked
9000521 | 105-MG2 | 1991-01-01 | Closed In Ground | Other | 500 | Marked Unknown | Unknown | Not Marked
9000526 | 1 | 1968-04-21 | Currently In Use | Gas | 1000 | Bare Steel | Unknown | Not Marked
9000526 | 1 |  | Removed From Ground Date Unknown | Gas | 1000 | Bare Steel | Unknown | Not Marked
9000526 | 2 | 1968-04-21 | Currently In Use | Diesel | 10000 | Bare Steel | Unknown | Not Marked
9000526 | 2 |  | Removed From Ground Date Unknown | Diesel | 10000 | Bare Steel | Unknown | Not Marked
9000527 | 1 | 1989-12-01 | Removed From Ground | Used Oil | 550 | Bare Steel | Galvanized Steel | Not Marked | Y |  | Y
9000527 | 10 | 2015-01-23 | Removed From Ground | Gas | 10000 | Fiberglass | Fiberglass Reinforced Plastic | Pressure |  | 1989-12-01 12:00 |  | 1989-12-01 12:00
9000527 | 2 | 1989-12-01 | Removed From Ground | Gas | 3000 | Bare Steel | Galvanized Steel | Not Marked
9000527 | 3 | 1989-12-01 | Removed From Ground | Gas | 4000 | Bare Steel | Galvanized Steel | Not Marked
9000527 | 4 | 1989-12-01 | Removed From Ground | Gas | 4000 | Bare Steel | Galvanized Steel | Not Marked
9000527 | 5 | 1989-12-01 | Removed From Ground | Gas | 4000 | Bare Steel | Galvanized Steel | Not Marked
9000527 | 6 | 1989-12-01 | Removed From Ground | Gas | 6000 | Bare Steel | Galvanized Steel | Not Marked
9000527 | 7 | 2015-01-23 | Removed From Ground | Used Oil | 550 | Fiberglass | Fiberglass Reinforced Plastic | Pressure | Y | 1989-12-01 12:00 | Y | 1989-12-01 12:00
9000527 | 8 | 2015-01-23 | Removed From Ground | Gas | 10000 | Fiberglass | Fiberglass Reinforced Plastic | Pressure |  | 1989-12-01 12:00 |  | 1989-12-01 12:00
9000527 | 9 | 2015-01-23 | Removed From Ground | Gas | 10000 | Fiberglass | Fiberglass Reinforced Plastic | Pressure |  | 1989-12-01 12:00 |  | 1989-12-01 12:00
9000528 | 1 | 1990-03-29 | Removed From Ground | Gas | 3000 | Cathodically Protected Steel | Galvanized Steel | Not Marked
9000528 | 2 | 1990-03-29 | Removed From Ground | Gas | 3000 | Cathodically Protected Steel | Galvanized Steel | Not Marked
9000528 | 3 | 1990-03-29 | Removed From Ground | Gas | 10000 | Cathodically Protected Steel | Galvanized Steel | Not Marked
9000528 | 4 | 1990-03-29 | Removed From Ground | Gas | 4000 | Cathodically Protected Steel | Galvanized Steel | Not Marked
9000528 | 5 | 1990-03-29 | Removed From Ground | Gas | 4000 | Cathodically Protected Steel | Galvanized Steel | Not Marked
9000528 | 6 | 1990-03-29 | Removed From Ground | Used Oil | 550 | Cathodically Protected Steel | Galvanized Steel | Not Marked | Y |  | Y
9000528 | 7 | 1990-04-16 | Currently In Use | Gas | 6000 | Composite | Fiberglass Reinforced Plastic | Pressure |  | 1994-11-22 |  | 1990-03-27
9000528 | 8 | 1990-04-16 | Currently In Use | Gas | 6000 | Composite | Fiberglass Reinforced Plastic | Pressure |  | 1994-11-22 |  | 1990-03-23
9000528 | 9 | 1990-04-16 | Currently In Use | Gas | 6000 | Composite | Fiberglass Reinforced Plastic | Pressure |  | 1994-11-22 |  | 1990-03-23
9000529 | 1 | 1994-01-24 | Removed From Ground | Gas | 8000 | Bare Steel | Galvanized Steel | Not Marked
9000529 | 2 | 1994-01-24 | Removed From Ground | Gas | 8000 | Bare Steel | Galvanized Steel | Not Marked
9000529 | 3 | 2012-03-07 | Removed From Ground | Gas | 12000 | Composite | Double Walled Flex | Pressure |  | 1995-04-01 |  | 1995-04-01
9000529 | 4 | 2012-03-07 | Removed From Ground | Gas | 8000 | Composite | Double Walled Flex | Pressure |  | 1995-04-01 |  | 1995-04-01
9000532 | 1 | 1986-08-21 | Currently In Use | Gas | 5000 | Steel-Impressed Current | Fiberglass Reinforced Plastic | Pressure |  | 1998-05-12 |  | 1998-05-12
9000532 | 2 | 1986-08-21 | Currently In Use | Gas | 10000 | Steel-Impressed Current | Fiberglass Reinforced Plastic | Pressure |  | 1998-05-12 |  | 1998-05-12
9000532 | 3 | 1986-08-21 | Currently In Use | Gas | 10000 | Steel-Impressed Current | Fiberglass Reinforced Plastic | Pressure |  | 1998-05-12 |  | 1998-05-12
9000532 | 4 | 1993-11-01 | Permanently Out Of Use | Gas | 10000 | Cathodically Protected Steel | Galvanized Steel | Not Marked
9000532 | 5 | 1993-11-01 | Permanently Out Of Use | Gas | 10000 | Cathodically Protected Steel | Galvanized Steel | Not Marked
9000532 | 6 | 1993-11-01 | Permanently Out Of Use | Gas | 5000 | Cathodically Protected Steel | Galvanized Steel | Not Marked
9000532 | 7 | 1995-11-01 | Permanently Out Of Use | Used Oil | 550 | Cathodically Protected Steel | Galvanized Steel | Not Marked | Y |  | Y
9000535 | 1 | 1990-10-01 | Removed From Ground | Gas | 12000 | Cathodically Protected Steel | Unknown | Not Marked
9000535 | 2 | 1990-10-01 | Removed From Ground | Diesel | 6000 | Cathodically Protected Steel | Unknown | Not Marked
9000535 | 3 | 1999-11-10 | Removed From Ground | Diesel | 12000 | Fiberglass | Cathodically Protected | Pressure |  | 1990-09-01 |  | 1990-09-01
9000535 | 4 | 1999-11-10 | Removed From Ground | Gas | 8000 | Fiberglass | Cathodically Protected | Pressure |  | 1990-09-01 |  | 1990-09-01
9000536 | 1 | 1993-11-29 | Removed From Ground | Gas | 10000 | Bare Steel | Fiberglass Reinforced Plastic | Pressure
9000536 | 2 | 1993-11-29 | Removed From Ground | Gas | 10000 | Bare Steel | Fiberglass Reinforced Plastic | Pressure
9000536 | 3 | 1993-11-29 | Removed From Ground | Gas | 10000 | Bare Steel | Fiberglass Reinforced Plastic | Pressure
9000536 | 4 | 2012-04-19 | Currently In Use | Diesel | 10000 | Fiberglass | Double Walled | Pressure |  | 1996-10-01 |  | 1996-10-01
9000536 | 5 | 1996-10-10 | Currently In Use | Gas | 10000 | Fiberglass | Double Walled | Pressure |  | 1996-10-01 |  | 1996-10-01
9000536 | 6 | 1996-10-10 | Currently In Use | Gas | 10000 | Fiberglass | Double Walled | Pressure |  | 1996-10-01 |  | 1996-10-01
9000540 | 1 | 1989-11-13 | Removed From Ground | Gas | 10000 | Fiberglass | Fiberglass Reinforced Plastic | Not Marked
9000540 | 2 | 1989-11-17 | Removed From Ground | Gas | 10000 | Fiberglass | Fiberglass Reinforced Plastic | Not Marked
9000540 | 3 | 1989-11-13 | Removed From Ground | Gas | 10000 | Fiberglass | Fiberglass Reinforced Plastic | Not Marked
9000540 | 4 | 1989-11-13 | Removed From Ground | Gas | 10000 | Fiberglass | Fiberglass Reinforced Plastic | Not Marked
9000541 | 1 | 1989-12-01 | Removed From Ground | Used Oil | 550 | Bare Steel | Galvanized Steel | Not Marked | Y |  | Y
9000541 | 2 | 1989-12-01 | Removed From Ground | Gas | 4000 | Bare Steel | Galvanized Steel | Not Marked
9000541 | 3 | 1989-12-01 | Removed From Ground | Gas | 4000 | Bare Steel | Galvanized Steel | Not Marked
9000541 | 4 | 1989-12-01 | Removed From Ground | Gas | 4000 | Bare Steel | Galvanized Steel | Not Marked
9000541 | 5 | 1989-12-01 | Removed From Ground | Gas | 4000 | Bare Steel | Galvanized Steel | Not Marked
9000541 | 6 | 1989-12-01 | Removed From Ground | Gas | 4000 | Bare Steel | Galvanized Steel | Not Marked
9000543 | 1 | 1990-03-07 | Removed From Ground | Gas | 1100 | Bare Steel | Bare Steel | Not Marked
9000546 | 1 |  | Removed From Ground Date Unknown | Gas | 10000 | Fiberglass | Fiberglass Reinforced Plastic | Not Marked
9000546 | 10 | 1990-01-01 | Currently In Use | Gas | 10000 | Fiberglass | Fiberglass Reinforced Plastic | Pressure |  | 1990-01-01 |  | 1990-01-01
9000546 | 11 | 1990-01-01 | Permanently Out Of Use | Used Oil | 1000 | Fiberglass | Fiberglass Reinforced Plastic | Pressure | Y |  | Y
9000546 | 2 |  | Removed From Ground Date Unknown | Gas | 10000 | Fiberglass | Fiberglass Reinforced Plastic | Not Marked
9000546 | 3 |  | Removed From Ground Date Unknown | Gas | 10000 | Fiberglass | Fiberglass Reinforced Plastic | Not Marked
9000546 | 4 |  | Removed From Ground Date Unknown | Gas | 10000 | Fiberglass | Fiberglass Reinforced Plastic | Not Marked
9000546 | 5 |  | Removed From Ground Date Unknown | Diesel | 10000 | Fiberglass | Fiberglass Reinforced Plastic | Not Marked
9000546 | 6 |  | Removed From Ground Date Unknown | Other | 18000 | Fiberglass | Fiberglass Reinforced Plastic | Not Marked
9000546 | 7 | 1990-01-01 | Currently In Use | Gas | 10000 | Fiberglass | Fiberglass Reinforced Plastic | Pressure |  | 1990-01-01 |  | 1990-01-01
9000546 | 8 | 1990-01-01 | Currently In Use | Gas | 10000 | Fiberglass | Fiberglass Reinforced Plastic | Pressure |  | 1990-01-01 |  | 1990-01-01
9000546 | 9 | 1990-01-01 | Currently In Use | Gas | 10000 | Fiberglass | Fiberglass Reinforced Plastic | Pressure |  | 1990-01-01 |  | 1990-01-01
9000547 | 1 | 1993-09-21 | Removed From Ground | Gas | 10000 | Fiberglass | Fiberglass Reinforced Plastic | Not Marked
9000547 | 2 | 1993-09-21 | Removed From Ground | Gas | 10000 | Fiberglass | Fiberglass Reinforced Plastic | Not Marked
9000547 | 3 | 1993-09-21 | Removed From Ground | Gas | 10000 | Fiberglass | Fiberglass Reinforced Plastic | Not Marked
9000547 | 4 | 1993-09-21 | Removed From Ground | Used Oil | 550 | Fiberglass | Fiberglass Reinforced Plastic | Not Marked | Y |  | Y
9000549 | 1 | 1990-12-07 | Removed From Ground | Gas | 5000 | Bare Steel | Galvanized Steel | Not Marked
9000549 | 1-181020 | 1991-03-25 | Currently In Use | Gas | 8000 | Steel-Galvanic | Fiberglass Reinforced Plastic | Pressure |  | 1991-01-01 |  | 1991-01-01
9000549 | 2 | 1990-12-07 | Removed From Ground | Gas | 10000 | Bare Steel | Galvanized Steel | Not Marked
9000549 | 2-181022 | 1991-03-25 | Currently In Use | Gas | 8000 | Steel-Galvanic | Fiberglass Reinforced Plastic | Pressure |  | 1991-01-01 |  | 1991-01-01
9000549 | 3 | 1990-12-07 | Removed From Ground | Gas | 10000 | Bare Steel | Galvanized Steel | Not Marked
9000549 | 3-181016 | 1991-03-25 | Currently In Use | Gas | 6000 | Steel-Galvanic | Fiberglass Reinforced Plastic | Pressure |  | 1991-01-01 |  | 1991-01-01
9000549 | 4 | 1990-12-07 | Removed From Ground | Used Oil | 550 | Bare Steel | Galvanized Steel | Not Marked | Y |  | Y
9000549 | 4-UNK | 1991-03-25 | Currently In Use | Used Oil | 1000 | Steel-Galvanic | Fiberglass Reinforced Plastic | Gravity Fed | Y | 1997-07-07 12:00 | Y | 1991-01-01 12:00
9000552 | 1 | 1990-10-01 | Removed From Ground | Gas | 6000 | Bare Steel | Cathodically Protected | Not Marked
9000552 | 2 | 1990-10-01 | Removed From Ground | Gas | 6000 | Bare Steel | Cathodically Protected | Not Marked
9000552 | 3 | 1990-10-01 | Removed From Ground | Gas | 6000 | Bare Steel | Galvanized Steel | Not Marked
9000552 | 4 | 1990-10-01 | Removed From Ground | Gas | 6000 | Bare Steel | Galvanized Steel | Not Marked
9000552 | 5 | 1990-10-01 | Removed From Ground | Gas | 1000 | Bare Steel | Cathodically Protected | Not Marked
9000552 | 6 | 1993-05-05 | Removed From Ground | Gas | 12000 | Fiberglass | Fiberglass Reinforced Plastic | Pressure
9000552 | 7 | 1993-05-05 | Removed From Ground | Gas | 12000 | Fiberglass | Fiberglass Reinforced Plastic | Pressure
9000552 | 8 | 1993-05-05 | Removed From Ground | Gas | 12000 | Fiberglass | Fiberglass Reinforced Plastic | Pressure
9000556 | 1 | 1990-04-09 | Removed From Ground | Diesel | 10000 | Bare Steel | Galvanized Steel | Not Marked
9000556 | 2 |  | Permanently Out Of Use | Other | 1000 | Bare Steel | Galvanized Steel | Not Marked
9000556 | 3 |  | Permanently Out Of Use | Other | 1000 | Bare Steel | Galvanized Steel | Not Marked
9000556 | 4 | 1990-06-04 | Removed From Ground | Used Oil | 500 | Bare Steel | Galvanized Steel | Not Marked | Y |  | Y
9000556 | 5 | 1989-01-25 | Removed From Ground | Other | 1000 | Bare Steel | Not Marked | Not Marked
9000556 | 6 | 1989-01-25 | Removed From Ground | Other | 550 | Bare Steel | Not Marked | Not Marked
9000556 | 7 | 1989-01-25 | Removed From Ground | Other | 550 | Bare Steel | Not Marked | Not Marked
9000556 | 8 | 1989-01-25 | Removed From Ground | Other | 550 | Bare Steel | Not Marked | Not Marked
9000557 | 1 | 1986-01-01 | Removed From Ground | Other |  | Marked Unknown | Unknown | Not Marked
9000561 | 1 | 1990-08-01 | Removed From Ground | Gas | 10000 | Bare Steel | Unknown | Not Marked
9000561 | 10 | 1990-07-01 | Currently In Use | Gas | 10000 | Fiberglass Double Walled | Fiberglass Reinforced Plastic | Pressure |  | 1990-07-01 |  | 1990-07-01
9000561 | 11 | 1990-07-01 | Currently In Use | Diesel | 10000 | Fiberglass Double Walled | Fiberglass Reinforced Plastic | Pressure | Y | 1990-07-01 |  | 1990-07-01
9000561 | 2 | 1990-08-01 | Removed From Ground | Gas | 10000 | Bare Steel | Unknown | Not Marked
9000561 | 3 | 1990-08-01 | Removed From Ground | Diesel | 10000 | Bare Steel | Unknown | Not Marked
9000561 | 4 | 1990-08-01 | Removed From Ground | Gas | 10000 | Bare Steel | Unknown | Not Marked
9000561 | 5 | 1990-08-01 | Removed From Ground | Used Oil | 940 | Bare Steel | Unknown | Not Marked | Y |  | Y
9000561 | 6 | 1990-08-01 | Removed From Ground | Used Oil | 500 | Bare Steel | Unknown | Not Marked | Y |  | Y
9000561 | 7 | 1990-08-01 | Removed From Ground | Other | 500 | Bare Steel | Unknown | Not Marked | Y |  | Y
9000561 | 8 | 1990-08-01 | Currently In Use | Diesel | 10000 | Fiberglass Double Walled | Fiberglass Reinforced Plastic | Pressure | Y | 1990-08-01 |  | 1990-08-01
9000561 | 9 | 1990-08-01 | Currently In Use | Gas | 10000 | Fiberglass Double Walled | Fiberglass Reinforced Plastic | Pressure | Y | 1990-08-01 |  | 1990-08-01
9000561 | GW/0-3 | 1990-07-01 | Currently In Use | Used Oil | 1000 | STIP-3 | Fiberglass Reinforced Plastic | Gravity Fed | Y | 1990-07-01 12:00 | Y | 1990-07-01 12:00
9000561 | GW/0-4 | 1987-05-01 | Currently In Use | Gasohol | 1000 | Fiberglass Double Walled | Fiberglass Reinforced Plastic | Gravity Fed | Y | 1991-11-16 12:00 | Y | 1991-11-16 12:00
9000561 | W/O-1 | 1990-08-01 | Currently In Use | Used Oil | 1000 | Fiberglass Double Walled | Fiberglass Reinforced Plastic | Gravity Fed | Y | 1990-08-01 12:00 | Y | 1990-08-01 12:00
9000561 | W/O-2 | 1990-08-01 | Currently In Use | Gasohol | 1000 | Fiberglass Double Walled | Fiberglass Reinforced Plastic | Gravity Fed | Y | 1990-08-01 12:00 | Y | 1990-08-01 12:00
9000562 | 1 | 1996-05-31 | Removed From Ground | Gas | 10000 | Bare Steel | Galvanized Steel | Not Marked
9000562 | 2 | 1996-05-31 | Removed From Ground | Gas | 8000 | Bare Steel | Galvanized Steel | Not Marked
9000562 | 3 | 1996-05-31 | Removed From Ground | Gas | 10000 | Bare Steel | Galvanized Steel | Not Marked
9000563 | 1 | 1994-05-01 | Removed From Ground | Gas | 4000 | Bare Steel | Galvanized Steel | Not Marked
9000563 | 2 | 1994-05-16 | Removed From Ground | Gas | 4000 | Bare Steel | Galvanized Steel | Not Marked
9000563 | 3 | 1994-05-16 | Removed From Ground | Gas | 4000 | Bare Steel | Galvanized Steel | Not Marked
9000563 | 4 | 1994-05-16 | Removed From Ground | Gas | 4000 | Bare Steel | Galvanized Steel | Not Marked
9000563 | 5 | 1994-05-16 | Removed From Ground | Gas | 8000 | Epoxy | Galvanized Steel | Not Marked
9000563 | 6 | 1994-05-16 | Removed From Ground | Diesel | 2000 | Bare Steel | Galvanized Steel | Not Marked
9000564 | 1 | 1989-08-16 | Removed From Ground | Gas | 10000 | Bare Steel | Galvanized Steel | Not Marked
9000564 | 2 | 1989-08-16 | Removed From Ground | Gas | 10000 | Bare Steel | Galvanized Steel | Not Marked
9000564 | 3 | 1989-08-16 | Removed From Ground | Gas | 5000 | Bare Steel | Galvanized Steel | Not Marked
9000564 | 4 | 1989-08-16 | Removed From Ground | Used Oil | 550 | Bare Steel | Galvanized Steel | Not Marked | Y |  | Y
9000569 | 1 | 1990-03-12 | Closed In Ground | Gas | 7500 | Bare Steel | Galvanized Steel | Not Marked
9000569 | 2 | 1990-03-12 | Closed In Ground | Gas | 1000 | Bare Steel | Galvanized Steel | Not Marked
9000569 | 3 | 1990-05-31 | Closed In Ground | Used Oil | 280 | Bare Steel | Unknown | Not Marked | Y |  | Y
9000569 | 4 |  | Permanently Out Of Use | Empty | 20000 | Concrete | Unknown | Not Marked
9000574 | 1 | 1989-02-16 | Currently In Use | New Oil | 12000 | Steel-Impressed Current | Impressed Current | Suction: No Valve At The Tank |  | 1998-12-22 12:00 |  | 1998-12-22 12:00
9000574 | 2 | 1989-02-16 | Currently In Use | Diesel | 12000 | Steel-Impressed Current | Impressed Current | Suction: Valve At The Tank |  | 1998-12-22 12:00 |  | 1998-12-22 12:00
9000574 | 3 | 1989-02-16 | Currently In Use | Diesel | 12000 | Steel-Impressed Current | Impressed Current | Suction: Valve At The Tank |  | 1998-12-22 12:00 |  | 1998-12-22 12:00
9000574 | 4 | 1989-02-16 | Currently In Use | Used Oil | 2000 | Steel-Impressed Current | Impressed Current | Gravity Fed | N | 1998-12-22 | N | 1998-12-22
9000579 | 1 | 1990-08-20 | Removed From Ground | Other | 550 | Marked Unknown | Unknown | Not Marked
9000580 | 1 | 1990-12-13 | Removed From Ground | Gas | 8000 | Bare Steel | Galvanized Steel | Not Marked
9000580 | 2 | 1990-12-13 | Removed From Ground | Gas | 4000 | Bare Steel | Galvanized Steel | Not Marked
9000580 | 3 | 1990-12-13 | Removed From Ground | Gas | 3000 | Bare Steel | Galvanized Steel | Not Marked
9000580 | 4 | 1990-12-13 | Removed From Ground | Gas | 3000 | Bare Steel | Galvanized Steel | Not Marked
9000580 | 5 | 1990-12-13 | Removed From Ground | Gas | 4000 | Bare Steel | Galvanized Steel | Not Marked
9000580 | 6 | 1990-12-13 | Removed From Ground | Used Oil | 550 | Bare Steel | Galvanized Steel | Not Marked | Y |  | Y
9000581 | 1 | 1994-04-27 | Removed From Ground | Gas | 6000 | Bare Steel | Bare Steel | Not Marked
9000581 | 2 | 1994-04-27 | Removed From Ground | Gas | 6000 | Bare Steel | Bare Steel | Not Marked
9000581 | 3 | 1994-04-27 | Removed From Ground | Gas | 6000 | Bare Steel | Bare Steel | Not Marked
9000581 | 4 | 1992-10-01 | Currently In Use | Gas | 8000 | STIP-3 | Fiberglass Reinforced Plastic | Pressure |  | 1992-10-01 |  | 1992-10-01
9000581 | 5 | 1992-10-01 | Currently In Use | Diesel | 5000 | STIP-3 | Fiberglass Reinforced Plastic | Pressure |  | 1992-10-01 |  | 1992-10-01
9000581 | 6 | 1992-10-01 | Currently In Use | Gas | 5000 | STIP-3 | Fiberglass Reinforced Plastic | Pressure |  | 1992-10-01 |  | 1992-10-01
9000586 | 1 | 1990-03-01 | Removed From Ground | Gas | 10000 | Bare Steel | Galvanized Steel | Not Marked
9000586 | 2 | 1990-03-01 | Removed From Ground | Gas | 10000 | Bare Steel | Galvanized Steel | Not Marked
9000586 | 3 | 1990-03-01 | Removed From Ground | Gas | 4000 | Bare Steel | Galvanized Steel | Not Marked
9000586 | 4 | 1994-03-24 | Removed From Ground | Gas | 2000 | Unknown | Unknown | Not Marked | N |  | N
9000587 | 1 | 1996-10-08 | Removed From Ground | Gas | 4000 | Cathodically Protected Steel | Galvanized Steel | Not Marked
9000587 | 2 | 1996-10-08 | Removed From Ground | Gas | 4000 | Cathodically Protected Steel | Galvanized Steel | Not Marked
9000587 | 3 | 1996-10-08 | Removed From Ground | Gas | 4000 | Cathodically Protected Steel | Galvanized Steel | Not Marked
9000587 | 4 | 1996-10-08 | Removed From Ground | Gas | 4000 | Cathodically Protected Steel | Galvanized Steel | Not Marked
9000587 | 5 | 1996-10-08 | Removed From Ground | Used Oil | 600 | Bare Steel | Galvanized Steel | Not Marked | Y |  | Y
9000589 | 1 | 1989-02-01 | Removed From Ground | Gas | 10000 | Bare Steel | Galvanized Steel | Not Marked
9000589 | 10 | 1989-01-01 | Currently In Use | Gas | 4000 | Fiberglass | Fiberglass Reinforced Plastic | Pressure |  | 1989-01-01 |  | 1989-01-01
9000589 | 11 | 1989-01-01 | Currently In Use | Gas | 10000 | Fiberglass | Fiberglass Reinforced Plastic | Not Marked |  | 1989-01-01 |  | 1989-01-01
9000589 | 2 | 1989-02-01 | Removed From Ground | Gas | 4000 | Bare Steel | Galvanized Steel | Not Marked
9000589 | 3 | 1989-02-01 | Removed From Ground | Gas | 4000 | Bare Steel | Galvanized Steel | Not Marked
9000589 | 4 | 1989-02-01 | Removed From Ground | Gas | 4000 | Bare Steel | Galvanized Steel | Not Marked
9000589 | 5 | 1989-02-01 | Removed From Ground | Gas | 4000 | Bare Steel | Galvanized Steel | Pressure |  | 1989-01-01 |  | 1989-01-01
9000589 | 6 | 1989-02-01 | Removed From Ground | Diesel | 3000 | Bare Steel | Galvanized Steel | Not Marked
9000589 | 7 | 1989-01-01 | Currently In Use | Gas | 4000 | Fiberglass | Fiberglass Reinforced Plastic | Pressure |  | 1989-01-01 |  | 1989-01-01
9000589 | 8 | 1989-01-01 | Currently In Use | Gas | 4000 | Fiberglass | Fiberglass Reinforced Plastic | Pressure |  | 1989-01-01 |  | 1989-01-01
9000589 | 9 | 1989-01-01 | Currently In Use | Gas | 4000 | Fiberglass | Fiberglass Reinforced Plastic | Pressure |  | 1989-01-01 |  | 1989-01-01
9000590 | 1 | 1992-03-18 | Removed From Ground | Gas | 10000 | Fiberglass | Fiberglass Reinforced Plastic | Not Marked
9000590 | 2 | 1992-03-18 | Removed From Ground | Gas | 10000 | Fiberglass | Fiberglass Reinforced Plastic | Not Marked
9000590 | 3 | 1992-03-18 | Removed From Ground | Gas | 10000 | Fiberglass | Fiberglass Reinforced Plastic | Not Marked
9000590 | 4 | 1992-03-18 | Removed From Ground | Used Oil | 1000 | Fiberglass | Fiberglass Reinforced Plastic | Not Marked | Y |  | Y
9000592 | 1 | 1982-03-18 | Currently In Use | Kerosene | 4000 | Cathodically Protected Steel | Fiberglass Reinforced Plastic | Pressure |  | 1997-10-01 |  | 1996-11-01
9000592 | 2 | 1982-03-18 | Currently In Use | Gas | 8000 | Cathodically Protected Steel | Fiberglass Reinforced Plastic | Pressure |  | 1997-10-01 |  | 1996-10-01
9000592 | 3 | 1982-03-18 | Currently In Use | Gas | 8000 | Cathodically Protected Steel | Fiberglass Reinforced Plastic | Pressure |  | 1997-10-01 |  | 1996-11-01
9000592 | 4 | 1982-03-18 | Currently In Use | Gas | 12000 | Cathodically Protected Steel | Fiberglass Reinforced Plastic | Pressure |  | 1997-10-01 |  | 1996-11-01
9000592 | 5 | 1982-03-18 | Currently In Use | Diesel | 12000 | Cathodically Protected Steel | Fiberglass Reinforced Plastic | Pressure |  | 1997-10-01 |  | 1996-11-01
9000595 | 1 | 1990-07-01 | Removed From Ground | Gas | 10000 | Bare Steel | Bare Steel | Not Marked
9000595 | 2 | 1990-07-01 | Removed From Ground | Gas | 10000 | Bare Steel | Bare Steel | Not Marked
9000595 | 3 | 1990-07-01 | Removed From Ground | Gas | 10000 | Bare Steel | Bare Steel | Not Marked
9000597 | 1 | 1991-04-15 | Removed From Ground | Gas | 12000 | Bare Steel | Galvanized Steel | Not Marked
9000597 | 2 | 1991-06-15 | Removed From Ground | Gas | 8000 | Bare Steel | Galvanized Steel | Not Marked
9000597 | 3 | 1991-08-15 | Currently In Use | Gas | 8000 | Fiberglass Double Walled | Fiberglass Reinforced Plastic | Pressure | Y | 1991-08-01 12:00 | Y | 1991-08-01 12:00
9000597 | 4 | 1991-08-15 | Currently In Use | Diesel | 8000 | Fiberglass Double Walled | Fiberglass Reinforced Plastic | Pressure | Y | 1991-08-01 12:00 | Y | 1991-08-01 12:00
9000597 | 5 | 1991-08-15 | Currently In Use | Used Oil | 550 | Fiberglass Double Walled | Fiberglass Reinforced Plastic | Gravity Fed | Y | 2007-12-07 12:00 | Y | 2009-08-11 12:00
9000597 | 6 | 1991-08-15 | Currently In Use | Diesel | 12000 | Fiberglass Double Walled | Fiberglass Reinforced Plastic | Pressure | N | 1991-08-01 | N | 1991-08-01
9000597 | 7 | 2006-05-23 | Currently In Use | Diesel | 30000 | Fiberglass Double Walled | Fiberglass Reinforced Plastic | Pressure | N | 2006-05-04 | N | 2006-04-04
9000598 | 1 | 1990-04-25 | Removed From Ground | Gas | 10000 | Bare Steel | Galvanized Steel | Not Marked
9000598 | 2 | 1990-04-25 | Removed From Ground | Gas | 10000 | Bare Steel | Galvanized Steel | Not Marked
9000598 | 3 | 1991-04-25 | Removed From Ground | Gas | 5000 | Bare Steel | Galvanized Steel | Not Marked
9000598 | 4 | 2010-04-02 | Removed From Ground | Used Oil | 550 | Bare Steel | Galvanized Steel | Not Marked | Y |  | Y
9000598 | 5 | 1990-05-01 | Currently In Use | Gas | 8000 | Steel-Impressed Current | Fiberglass Reinforced Plastic | Pressure |  | 2012-08-02 12:00 |  | 2012-08-02 12:00
9000598 | 6 | 1990-05-01 | Currently In Use | Gas | 8000 | Steel-Impressed Current | Fiberglass Reinforced Plastic | Pressure |  | 2012-08-02 12:00 |  | 2012-08-02 12:00
9000598 | 7 | 1990-05-01 | Currently In Use | Gas | 8000 | Steel-Impressed Current | Fiberglass Reinforced Plastic | Pressure |  | 2012-08-02 12:00 |  | 2012-08-02 12:00
9000599 | 1 | 1991-10-30 | Removed From Ground | Kerosene | 4000 | Composite | Fiberglass Reinforced Plastic | Not Marked
9000599 | 2 | 1991-10-30 | Removed From Ground | Diesel | 8000 | Composite | Fiberglass Reinforced Plastic | Not Marked
9000599 | 3 | 1991-10-30 | Removed From Ground | Kerosene | 8000 | Composite | Fiberglass Reinforced Plastic | Not Marked
9000599 | 4 | 1991-10-30 | Removed From Ground | Gas | 10000 | Composite | Fiberglass Reinforced Plastic | Not Marked
9000599 | 5 | 1991-10-30 | Removed From Ground | Gas | 10000 | Composite | Fiberglass Reinforced Plastic | Not Marked
9000599 | 6 | 1996-02-14 | Currently In Use | Gas | 10000 | Composite | Double Walled/Sec. Containment | Pressure | N | 1996-02-14 | N | 1996-02-14
9000599 | 7 | 1996-02-14 | Currently In Use | Gas | 10000 | Composite | Double Walled/Sec. Containment | Pressure | N | 1996-02-14 | N | 1996-02-14
9000599 | 8 | 1996-02-14 | Currently In Use | Gas | 10000 | Composite | Double Walled/Sec. Containment | Pressure | N | 1996-02-14 | N | 1996-02-14
9000600 | 1 | 1997-01-01 | Closed In Ground | Gas | 10000 | Composite | Fiberglass Reinforced Plastic | Pressure
9000600 | 2 | 1997-01-01 | Closed In Ground | Gas | 10000 | Composite | Fiberglass Reinforced Plastic | Pressure
9000600 | 3 | 1997-01-01 | Closed In Ground | Gas | 8000 | Composite | Fiberglass Reinforced Plastic | Pressure
9000600 | 4 | 1997-01-01 | Closed In Ground | Diesel | 8000 | Composite | Fiberglass Reinforced Plastic | Pressure
9000600 | 5 | 1997-01-01 | Closed In Ground | Kerosene | 4000 | Composite | Fiberglass Reinforced Plastic | Pressure
9000600 | 6 | 1997-10-07 | Currently In Use | Gas | 15000 | Unknown | Fiberglass Reinforced Plastic | Pressure |  | 1997-10-14 12:00 | Y | 1997-10-14 12:00
9000602 | 1 | 1990-05-16 | Removed From Ground | Gas | 4000 | Bare Steel | Galvanized Steel | Not Marked
9000603 | 3030-01 | 1987-01-01 | Currently In Use | Diesel | 15000 | Fiberglass | Double Walled | Pressure |  | 1998-11-15 |  | 1987-01-01
9000603 | 3030-02 | 1987-01-01 | Currently In Use | Diesel | 15000 | Fiberglass | Cathodically Protected | Pressure |  | 1998-11-15 |  | 1987-01-01
9000603 | 3030-03 | 1987-01-01 | Currently In Use | Diesel | 15000 | Fiberglass | Cathodically Protected | Pressure |  | 1998-11-15 |  | 1987-01-01
9000603 | 3030-04 | 1988-01-01 | Temporarily Out Of Use | Used Oil | 1000 | Fiberglass | Cathodically Protected | Gravity Fed | Y | 1999-01-29 12:00 | Y | 1999-01-29 12:00
9000606 | 1 | 1993-01-01 | Removed From Ground | Gas | 10000 | Bare Steel | Galvanized Steel | Suction: Valve At The Tank
9000606 | 2 | 1993-01-01 | Removed From Ground | Gas | 10000 | Bare Steel | Galvanized Steel | Suction: Valve At The Tank
9000606 | 3 | 1993-01-01 | Removed From Ground | Gas | 10000 | Bare Steel | Galvanized Steel | Suction: Valve At The Tank
9000606 | 522040 | 1994-08-10 | Currently In Use | Gas | 10000 | Composite | Fiberglass Reinforced Plastic | Pressure |  | 1994-08-19 |  | 1994-08-19
9000606 | 522041 | 1994-08-10 | Currently In Use | Gas | 10000 | Composite | Fiberglass Reinforced Plastic | Pressure |  | 1994-08-19 |  | 1994-08-19
9000606 | 522043 | 1994-08-10 | Currently In Use | Diesel | 10000 | Composite | Fiberglass Reinforced Plastic | Pressure |  | 1994-08-19 |  | 1994-08-19
9000608 | 1 | 1992-09-04 | Removed From Ground | Gas | 8000 | Bare Steel | Galvanized Steel | Suction: No Valve At The Tank
9000608 | 2 | 1992-09-04 | Removed From Ground | Gas | 6000 | Bare Steel | Galvanized Steel | Suction: No Valve At The Tank
9000608 | 205378 | 1992-10-26 | Currently In Use | Gas | 8200 | STIP-3 | Double Walled Flex | Pressure |  | 1992-10-26 |  | 1992-10-26
9000608 | 205380 | 1992-10-26 | Currently In Use | Gas | 8200 | STIP-3 | Double Walled Flex | Pressure |  | 1992-10-26 |  | 1992-10-26
9000608 | 205381 | 1992-10-26 | Currently In Use | Gas | 8200 | STIP-3 | Double Walled Flex | Pressure |  | 1992-10-26 |  | 1992-10-26
9000608 | 3 | 1992-09-04 | Removed From Ground | Gas | 6000 | Bare Steel | Galvanized Steel | Suction: No Valve At The Tank
9000608 | 4 | 1992-09-04 | Removed From Ground | Diesel | 2000 | Bare Steel | Galvanized Steel | Suction: No Valve At The Tank
9000608 | 8 | 2014-06-25 | Currently In Use | Gas | 15000 | Tank Jacket | Fiberglass/Double Walled | Pressure | N | 2014-06-25 | N | 2014-06-25
9000608 | 9 | 2014-06-25 | Currently In Use | Diesel | 5000 | Tank Jacket | Fiberglass/Double Walled | Pressure | N | 2014-06-25 | N | 2014-06-25
9000613 | 1 | 1990-06-01 | Removed From Ground | Used Oil | 1000 | Bare Steel | Not Marked | Not Marked | Y |  | Y
9000615 | 1 | 1990-05-30 | Removed From Ground | Gas | 3000 | Bare Steel | Bare Steel | Not Marked
9000615 | 2 | 1990-05-30 | Removed From Ground | Gas | 3000 | Bare Steel | Bare Steel | Not Marked
9000615 | 3 | 1990-05-30 | Removed From Ground | Diesel | 1000 | Bare Steel | Bare Steel | Not Marked
9000615 | 4 | 1990-05-30 | Removed From Ground | Diesel | 1000 | Bare Steel | Bare Steel | Not Marked
9000615 | 5 | 1990-05-30 | Removed From Ground | Kerosene | 500 | Bare Steel | Bare Steel | Not Marked
9000615 | 6 | 1990-05-30 | Removed From Ground | Used Oil | 500 | Bare Steel | Bare Steel | Not Marked | Y |  | Y
9000616 | DUMMY |  | Currently In Use | Heating Oil |  | Not Marked/Unknown | Not Marked | Not Marked
9000617 | 3 | 1990-07-15 | Removed From Ground | Other | 6000 | Not Marked/Unknown | Not Marked | Not Marked
9000617 | 370090 | 1990-07-15 | Removed From Ground | Other | 550 | Not Marked/Unknown | Not Marked | Not Marked
9000617 | 37045 | 2000-04-01 | Removed From Ground | Diesel | 20000 | Composite | Fiberglass Reinforced Plastic | Not Marked
9000617 | 4 | 1990-07-15 | Removed From Ground | Other | 8000 | Not Marked/Unknown | Not Marked | Not Marked
9000617 | 5010 | 1990-07-15 | Removed From Ground | Other | 1000 | Not Marked/Unknown | Not Marked | Not Marked
9000618 | 1 | 1992-07-07 | Removed From Ground | Gas | 20000 | Bare Steel | Galvanized Steel | Pressure
9000618 | 10 | 2002-07-10 | Removed From Ground | Diesel | 10000 | Double Walled | Fiberglass Reinforced Plastic | Pressure |  | 1992-08-01 |  | 1992-08-01
9000618 | 11 | 2002-07-10 | Removed From Ground | Diesel | 10000 | Double Walled | Fiberglass Reinforced Plastic | Pressure |  | 1992-08-01 |  | 1992-08-01
9000618 | 2 | 1990-07-01 | Removed From Ground | Gas | 20000 | Bare Steel | Galvanized Steel | Not Marked
9000618 | 3 | 1992-07-07 | Removed From Ground | Diesel | 20000 | Unknown | Galvanized Steel | Pressure
9000618 | 4 | 1990-09-19 | Removed From Ground | Used Oil | 550 | Bare Steel | Galvanized Steel | Gravity Fed | Y |  | Y
9000618 | 5 | 1990-09-19 | Removed From Ground | Used Oil | 550 | Bare Steel | Galvanized Steel | Gravity Fed | Y |  | Y
9000618 | 6 | 1992-01-22 | Removed From Ground | Kerosene | 2000 | Bare Steel | Galvanized Steel | Suction: Valve At The Tank
9000618 | 7 | 1992-01-22 | Removed From Ground | Other | 2000 | Bare Steel | Galvanized Steel | Suction: Valve At The Tank
9000618 | 8 | 2002-07-11 | Removed From Ground | Used Oil | 2500 | Double Walled | Fiberglass Reinforced Plastic | Gravity Fed | Y |  | Y | 1992-08-01
9000618 | 9 | 2002-07-10 | Removed From Ground | Gas | 10000 | Double Walled | Fiberglass Reinforced Plastic | Pressure |  | 1992-08-01 |  | 1992-08-01
9000619 | 1 | 1988-05-01 | Removed From Ground | Gas | 10000 | Bare Steel | Galvanized Steel | Not Marked
9000619 | 2 | 1988-05-01 | Removed From Ground | Gas | 10000 | Bare Steel | Galvanized Steel | Not Marked
9000619 | 3 | 1988-05-01 | Removed From Ground | Gas | 5000 | Bare Steel | Galvanized Steel | Not Marked
9000619 | 4 | 1988-05-01 | Removed From Ground | Used Oil | 550 | Bare Steel | Galvanized Steel | Not Marked | Y |  | Y
9000620 | 1 | 1990-07-10 | Removed From Ground | Diesel | 500 | Bare Steel | Galvanized Steel | Not Marked
9000621 | 1 | 1991-05-27 | Removed From Ground | Diesel | 3000 | Bare Steel | Galvanized Steel | Not Marked
9000621 | 2 | 1991-05-27 | Removed From Ground | Kerosene | 2000 | Bare Steel | Galvanized Steel | Not Marked
9000621 | 3 | 1991-05-27 | Removed From Ground | Gas | 8000 | Bare Steel | Galvanized Steel | Not Marked
9000621 | 4 | 1991-05-27 | Removed From Ground | Gas | 10000 | Bare Steel | Galvanized Steel | Not Marked
9000621 | 5 | 1991-05-27 | Removed From Ground | Gas | 10000 | Bare Steel | Galvanized Steel | Not Marked
9000621 | 6 |  | Permanently Out Of Use | Other | 550 | Bare Steel | Unknown | Not Marked
9000621 | 7 |  | Permanently Out Of Use | Other | 550 | Bare Steel | Unknown | Not Marked
9000622 | 1 | 1980-04-05 | Currently In Use | Gas | 10270 | Steel-Impressed Current | Fiberglass Reinforced Plastic | Pressure |  | 1990-03-28 |  | 1990-03-28
9000622 | 2 | 1980-04-05 | Currently In Use | Gas | 10270 | Steel-Impressed Current | Fiberglass Reinforced Plastic | Pressure |  | 1990-03-28 |  | 1990-03-28
9000622 | 3 | 1980-04-05 | Currently In Use | Gas | 10270 | Steel-Impressed Current | Fiberglass Reinforced Plastic | Pressure |  | 1990-03-28 |  | 1990-03-28
9000622 | 4 | 1980-04-05 | Currently In Use | Gas | 10270 | Steel-Impressed Current | Fiberglass Reinforced Plastic | Pressure |  | 1990-03-28 |  | 1990-03-28
9000624 | 1 | 1987-10-01 | Currently In Use | Gas | 8200 | Marked Unknown | Fiberglass Reinforced Plastic | Pressure |  | 1995-01-05 |  | 1995-01-05
9000624 | 2 | 1987-10-01 | Currently In Use | Gas | 5200 | Marked Unknown | Fiberglass Reinforced Plastic | Pressure |  | 1995-01-05 |  | 1995-01-05
9000624 | 3A | 1996-01-10 | Currently In Use | Gas | 4000 | Composite | Fiberglass Reinforced Plastic | Pressure | N | 1996-01-10 | N | 1996-01-10
9000624 | 3B | 1996-01-10 | Currently In Use | Gas | 4000 | Composite | Fiberglass Reinforced Plastic | Pressure | N | 1996-01-10 | N | 1996-01-10
9000625 | 1 | 1990-08-01 | Removed From Ground | Gas | 8000 | Bare Steel | Galvanized Steel | Not Marked
9000625 | 10A | 2016-08-31 | Removed From Ground | Diesel | 4000 | Composite | Fiberglass Reinforced Plastic | Suction: No Valve At The Tank | N | 2002-06-10 | N | 2002-06-10
9000625 | 10B | 2016-08-31 | Removed From Ground | Diesel | 4000 | Composite | Fiberglass Reinforced Plastic | Suction: No Valve At The Tank | N | 2002-06-10 | N | 2002-06-10
9000625 | 2 | 1990-09-20 | Removed From Ground | Gas | 8000 | Bare Steel | Galvanized Steel | Not Marked
9000625 | 3 | 1990-09-20 | Removed From Ground | Gas | 3000 | Bare Steel | Galvanized Steel | Not Marked
9000625 | 4 | 1990-09-20 | Removed From Ground | Diesel | 3000 | Bare Steel | Galvanized Steel | Not Marked
9000625 | 5 | 1998-09-25 | Removed From Ground | Diesel | 1000 | Bare Steel | Galvanized Steel | Suction: Valve At The Tank
9000625 | 6 | 2016-08-31 | Removed From Ground | Gas | 8000 | Composite | Fiberglass Reinforced Plastic | Pressure |  | 1990-09-25 |  | 1990-09-25
9000625 | 7 | 2016-09-01 | Removed From Ground | Gas | 6000 | Composite | Fiberglass Reinforced Plastic | Pressure |  | 1990-09-25 |  | 1990-09-25
9000625 | 8 | 2016-08-31 | Removed From Ground | Gas | 6000 | Composite | Fiberglass Reinforced Plastic | Pressure |  | 1990-09-25 |  | 1990-09-25
9000625 | 9 | 2016-08-31 | Removed From Ground | Kerosene | 3000 | Composite | Fiberglass Reinforced Plastic | Suction: Valve At The Tank |  | 1998-09-28 |  | 1998-09-28
9000626 | 1 | 1990-07-05 | Removed From Ground | Gas | 4000 | Bare Steel | Unknown | Not Marked
9000626 | 156019 | 2013-04-30 | Removed From Ground | Diesel | 1000 | Double Walled | Fiberglass/Double Walled | Suction: No Valve At The Tank |  | 1991-01-01 |  | 1991-01-01
9000626 | 156020 | 2013-04-30 | Removed From Ground | Gas | 1000 | Double Walled | Fiberglass/Double Walled | Suction: No Valve At The Tank |  | 1991-01-01 |  | 1991-01-01
9000626 | 156021 | 2013-04-30 | Removed From Ground | Gas | 1000 | Double Walled | Fiberglass/Double Walled | Suction: No Valve At The Tank |  | 1991-01-01 |  | 1991-01-01
9000626 | 2 | 1990-07-05 | Removed From Ground | Other | 8000 | Bare Steel | Unknown | Not Marked
9000626 | 2A | 1990-07-05 | Removed From Ground | Gas | 4000 | Bare Steel | Galvanized Steel | Not Marked
9000626 | 3 | 1990-07-05 | Removed From Ground | Other | 8000 | Bare Steel | Unknown | Not Marked
9000626 | 3A | 1990-07-05 | Removed From Ground | Gas | 4000 | Bare Steel | Galvanized Steel | Not Marked
9000626 | 4 | 1990-07-05 | Removed From Ground | Gas | 4000 | Bare Steel | Galvanized Steel | Not Marked
9000626 | 5 | 1990-07-05 | Removed From Ground | Empty | 2000 | Bare Steel | Unknown | Not Marked
9000626 | 5A | 1990-07-05 | Removed From Ground | Hazardous Substance | 8000 | Bare Steel | Galvanized Steel | Not Marked
9000626 | 6 | 1990-07-05 | Removed From Ground | Empty | 2000 | Bare Steel | Unknown | Not Marked
9000626 | 6A | 1990-07-05 | Removed From Ground | Hazardous Substance | 8000 | Bare Steel | Galvanized Steel | Not Marked
9000626 | 7 | 1990-07-05 | Removed From Ground | Used Oil | 500 | Bare Steel | Galvanized Steel | Not Marked | Y |  | Y
9000631 | 1 | 1998-06-10 | Removed From Ground | Diesel | 30000 | Bare Steel | Galvanized Steel | Pressure |  | 1990-06-25 |  | 1990-06-25
9000631 | 2 | 1998-06-10 | Removed From Ground | Gas | 12000 | Bare Steel | Galvanized Steel | Suction: Valve At The Tank |  | 1990-06-25 |  | 1990-06-25
9000631 | 3 | 2003-03-25 | Removed From Ground | Used Oil | 560 | Cathodically Protected Steel | Cathodically Protected | Gravity Fed | Y |  | Y | 1990-06-25
9000631 | 4 | 2007-01-24 | Removed From Ground | Other | 1000 | Cathodically Protected Steel | Cathodically Protected | Suction: Valve At The Tank |  | 1998-05-15 |  | 1998-05-15
9000631 | 5 | 2007-01-24 | Removed From Ground | Gas | 12000 | Fiberglass | Fiberglass Reinforced Plastic | Suction: Valve At The Tank |  | 1998-06-11 |  | 1998-06-11
9000631 | 6 | 2007-01-24 | Removed From Ground | Diesel | 12000 | Fiberglass | Fiberglass Reinforced Plastic | Suction: Valve At The Tank |  | 1998-06-11 |  | 1998-06-11
9000633 | 1 | 1998-11-01 | Removed From Ground | Empty | 5000 | Bare Steel | Galvanized Steel | Not Marked
9000633 | 10 | 1998-11-01 | Removed From Ground | Empty | 5000 | Not Marked/Unknown | Not Marked | Not Marked
9000633 | 11 | 1998-11-01 | Removed From Ground | Empty | 2000 | Not Marked/Unknown | Not Marked | Not Marked
9000633 | 2 | 1998-11-01 | Removed From Ground | Empty | 5000 | Bare Steel | Galvanized Steel | Not Marked
9000633 | 3 | 1998-11-01 | Removed From Ground | Empty | 5000 | Bare Steel | Galvanized Steel | Not Marked
9000633 | 4 | 1998-11-01 | Removed From Ground | Empty | 500 | Fiberglass | Galvanized Steel | Not Marked
9000633 | 5 | 1998-11-01 | Removed From Ground | Empty | 5000 | Fiberglass | Galvanized Steel | Not Marked
9000633 | 6 | 1998-11-01 | Removed From Ground | Empty | 5000 | Bare Steel | Galvanized Steel | Not Marked | Y |  | Y
9000633 | 7 | 1998-11-01 | Removed From Ground | Empty | 5000 | Not Marked/Unknown | Not Marked | Not Marked
9000633 | 8 | 1998-11-01 | Removed From Ground | Empty | 10000 | Not Marked/Unknown | Not Marked | Not Marked
9000633 | 9 | 1998-11-01 | Removed From Ground | Empty | 10000 | Not Marked/Unknown | Not Marked | Not Marked
9000635 | 1 | 1991-07-23 | Removed From Ground | Gas | 10000 | Bare Steel | Bare Steel | Not Marked
9000635 | 2 | 1991-07-23 | Removed From Ground | Gas | 10000 | Bare Steel | Bare Steel | Not Marked
9000636 | 10 | 2000-02-01 | Currently In Use | Gas | 10000 | Epoxy | Fiberglass Reinforced Plastic | Pressure |  | 2000-03-15 |  | 2000-03-15
9000636 | 11 | 2000-02-01 | Currently In Use | Gas | 12000 | Epoxy | Fiberglass Reinforced Plastic | Pressure |  | 2000-03-15 |  | 2000-03-15
9000636 | 1/A | 1999-05-07 | Removed From Ground | Gas | 12000 | Bare Steel | Galvanized Steel | Pressure |  | 1990-01-01 |  | 1990-01-01
9000636 | 2/B | 1999-05-07 | Removed From Ground | Gas | 12000 | Bare Steel | Galvanized Steel | Pressure |  | 1990-01-01 |  | 1990-01-01
9000636 | 3/C | 1999-05-07 | Removed From Ground | Gas | 8000 | Bare Steel | Galvanized Steel | Pressure |  | 1990-01-01 |  | 1990-01-01
9000636 | 4/D | 1999-05-07 | Removed From Ground | Diesel | 8000 | Bare Steel | Galvanized Steel | Pressure |  | 1990-01-01 |  | 1990-01-01
9000636 | 5/F | 1999-05-07 | Removed From Ground | Kerosene | 8000 | Bare Steel | Galvanized Steel | Pressure |  | 1990-01-01 |  | 1990-01-01
9000636 | 6/G | 1999-05-07 | Removed From Ground | Gas | 10000 | Bare Steel | Galvanized Steel | Pressure |  | 1990-01-01 |  | 1990-01-01
9000636 | 7/E | 1999-05-07 | Removed From Ground | Gas | 8000 | Cathodically Protected Steel | Galvanized Steel | Pressure
9000636 | 8/H | 1999-05-07 | Removed From Ground | Other | 3000 | Marked Unknown | Unknown | Pressure
9000636 | 9 | 1999-05-07 | Removed From Ground | Used Oil | 3000 | Bare Steel | Galvanized Steel | Not Marked | Y |  | Y
9000638 | 1 | 1969-08-01 | Closed In Ground | Empty | 250 | Bare Steel | Galvanized Steel | Not Marked
9000638 | 2 | 1990-08-01 | Removed From Ground | Empty | 250 | Bare Steel | Galvanized Steel | Not Marked
9000638 | 3 | 1990-08-01 | Removed From Ground | Empty | 500 | Bare Steel | Bare Steel | Not Marked
9000639 | 050188 |  | Permanently Out Of Use | Kerosene | 1000 | Bare Steel | Unknown | Not Marked
9000639 | 372 | 2001-07-31 | Removed From Ground | Other | 6000 | Double Walled | Fiberglass Reinforced Plastic | Suction: No Valve At The Tank |  | 1988-05-01 |  | 1988-05-01
9000639 | 377 | 2005-05-01 | Closed In Ground | Other | 5000 | Unknown | Fiberglass Reinforced Plastic | Gravity Fed | Y | 1998-12-21 12:00 | Y | 1986-01-01 12:00
9000639 | 378 | 2005-05-01 | Closed In Ground | Other | 5000 | Unknown | Fiberglass Reinforced Plastic | Gravity Fed | Y | 1998-12-21 12:00 | Y | 1986-01-01 12:00
9000639 | 379 | 2005-05-01 | Closed In Ground | Other | 2000 | Unknown | Fiberglass Reinforced Plastic | Gravity Fed | Y | 1998-12-21 12:00 | Y | 1986-01-01 12:00
9000639 | 391 | 1988-07-01 | Removed From Ground | Used Oil | 6000 | Bare Steel | Unknown | Not Marked | Y |  | Y
9000639 | 393 | 1988-05-01 | Removed From Ground | Gas | 10000 | Bare Steel | Unknown | Not Marked
9000639 | 394 | 1988-05-01 | Removed From Ground | Gas | 2000 | Bare Steel | Unknown | Not Marked
9000639 | 395 | 1988-05-01 | Removed From Ground | Used Oil | 5000 | Bare Steel | Bare Steel | Not Marked | Y |  | Y
9000639 | 396 | 1988-05-01 | Removed From Ground | Kerosene | 1000 | Bare Steel | Unknown | Not Marked
9000639 | 397 | 1988-05-01 | Closed In Ground | Kerosene | 10000 | Bare Steel | Bare Steel | Not Marked
9000639 | 398 | 1991-09-01 | Removed From Ground | Gas | 550 | Bare Steel | Bare Steel | Not Marked
9000639 | 399 | 1991-09-01 | Removed From Ground | Diesel | 550 | Bare Steel | Bare Steel | Not Marked
9000639 | 400 | 1987-05-01 | Removed From Ground | Used Oil | 2000 | Bare Steel | Bare Steel | Not Marked | Y |  | Y
9000639 | 51 | 1998-06-01 | Closed In Ground | Hazardous Substance | 20000 | Bare Steel | Unknown | Not Marked
9000639 | 54 | 1998-12-01 | Closed In Ground | Gas | 10000 | Bare Steel | Bare Steel | Suction: No Valve At The Tank
9000639 | 55 | 1997-10-01 | Removed From Ground | Used Oil | 1000 | Bare Steel | Bare Steel | Not Marked | Y |  | Y
9000639 | 56 | 1994-04-01 | Removed From Ground | Kerosene | 20000 | Bare Steel | Unknown | Not Marked
9000639 | 57 | 1994-04-01 | Removed From Ground | Kerosene | 10000 | Bare Steel | Unknown | Not Marked
9000639 | 58 | 1994-04-01 | Removed From Ground | Kerosene | 10000 | Bare Steel | Unknown | Not Marked
9000639 | 59 | 1994-04-01 | Removed From Ground | Kerosene | 5000 | Bare Steel | Unknown | Not Marked
9000640 | 1 | 1989-01-01 | Removed From Ground | Gas | 3000 | Bare Steel | Galvanized Steel | Not Marked
9000640 | 2 | 1989-01-01 | Removed From Ground | Gas | 3000 | Bare Steel | Galvanized Steel | Not Marked
9000640 | 3 | 1989-01-01 | Removed From Ground | Gas | 4000 | Bare Steel | Galvanized Steel | Not Marked
9000640 | 4 | 1989-01-01 | Removed From Ground | Used Oil | 1000 | Bare Steel | Galvanized Steel | Not Marked | Y |  | Y
9000640 | 5 | 1989-01-01 | Removed From Ground | Used Oil | 500 | Bare Steel | Galvanized Steel | Not Marked | Y |  | Y
9000641 | 1 | 1990-07-31 | Removed From Ground | Other | 1000 | Not Marked/Unknown | Not Marked | Not Marked
9000641 | 2 | 1990-07-31 | Removed From Ground | Not Marked | 1000 | Not Marked/Unknown | Not Marked | Not Marked | N |  | N
9000642 | 1-UN |  | Removed From Ground Date Unknown | Gas | 5999 | Bare Steel | Unknown | Not Marked
9000642 | 2-UN |  | Removed From Ground Date Unknown | Gas | 6000 | Bare Steel | Unknown | Not Marked
9000642 | 3-DIESEL |  | Removed From Ground Date Unknown | Diesel | 12000 | Cathodically Protected Steel | Cathodically Protected | Not Marked
9000642 | 4-UN |  | Removed From Ground Date Unknown | Gas | 8000 | Bare Steel | Unknown | Not Marked
9000642 | 5-OIL |  | Removed From Ground Date Unknown | Other | 6000 | Bare Steel | Unknown | Not Marked
9000642 | 6 | 2013-02-08 | Currently In Use | Gas | 12000 | Fiberglass | Fiberglass Reinforced Plastic | Pressure |  | 1991-04-01 |  | 1991-04-01
9000642 | 7 | 2013-02-08 | Currently In Use | Diesel | 12000 | Fiberglass | Fiberglass Reinforced Plastic | Pressure |  | 1991-04-01 |  | 1991-04-01
9000642 | ANTIFREEZE |  | Removed From Ground Date Unknown | Other | 3000 | Not Marked/Unknown | Unknown | Not Marked
9000642 | WASTE-OIL |  | Removed From Ground Date Unknown | Used Oil | 3000 | Not Marked/Unknown | Unknown | Not Marked | Y |  | Y
9000642 | WASTE#OIL |  | Removed From Ground Date Unknown | Used Oil | 3000 | Not Marked/Unknown | Unknown | Not Marked | Y |  | Y
9000643 | 1 | 1990-04-18 | Removed From Ground | Gas | 10000 | Cathodically Protected Steel | Galvanized Steel | Not Marked
9000643 | 2 | 1990-04-18 | Removed From Ground | Gas | 5000 | Cathodically Protected Steel | Galvanized Steel | Not Marked
9000643 | 3 | 1990-04-18 | Removed From Ground | Gas | 10000 | Cathodically Protected Steel | Galvanized Steel | Not Marked
9000643 | 4 | 1990-04-18 | Removed From Ground | Used Oil | 550 | Cathodically Protected Steel | Galvanized Steel | Not Marked | Y |  | Y
9000643 | 5 | 1989-01-01 | Currently In Use | Gas | 4000 | Fiberglass | Fiberglass Reinforced Plastic | Pressure |  | 1990-01-01 |  | 1990-01-01
9000643 | 6 | 1990-01-01 | Currently In Use | Gas | 4000 | Fiberglass | Fiberglass Reinforced Plastic | Pressure |  | 1990-01-01 |  | 1990-01-01
9000643 | 7 | 1990-01-01 | Currently In Use | Diesel | 4000 | Fiberglass | Fiberglass Reinforced Plastic | Pressure |  | 1990-01-01 |  | 1990-01-01
9000643 | 8 | 1990-01-01 | Currently In Use | Diesel | 4000 | Fiberglass | Fiberglass Reinforced Plastic | Pressure |  | 1990-01-01 |  | 1990-01-01
9000643 | 9 | 2003-09-01 | Currently In Use | Gas | 10000 | Composite | Fiberglass Reinforced Plastic | Pressure | N | 2003-09-01 | N | 2003-09-01
9000644 | 1 | 1988-08-27 | Removed From Ground | Gas | 3000 | Bare Steel | Galvanized Steel | Not Marked
9000644 | 10 | 1988-09-01 | Currently In Use | Gas | 10000 | Cathodically Protected Steel | Fiberglass Reinforced Plastic | Pressure |  | 1988-09-01 |  | 1988-09-01
9000644 | 11 | 1988-09-01 | Currently In Use | Gas | 10000 | Cathodically Protected Steel | Fiberglass Reinforced Plastic | Pressure |  | 1988-09-01 |  | 1988-09-01
9000644 | 12 | 1988-09-01 | Currently In Use | Kerosene | 2000 | Cathodically Protected Steel | Fiberglass Reinforced Plastic | Suction: Valve At The Tank |  | 1988-09-01 |  | 1988-09-01
9000644 | 2 | 1988-09-27 | Removed From Ground | Diesel | 2000 | Bare Steel | Galvanized Steel | Not Marked
9000644 | 3 | 1988-08-27 | Removed From Ground | Gas | 6000 | Bare Steel | Galvanized Steel | Not Marked
9000644 | 4 | 1988-08-27 | Removed From Ground | Gas | 6000 | Bare Steel | Galvanized Steel | Not Marked
9000644 | 5 | 1988-08-27 | Removed From Ground | Gas | 6000 | Bare Steel | Galvanized Steel | Not Marked
9000644 | 6 | 1988-08-27 | Removed From Ground | Diesel | 2000 | Bare Steel | Galvanized Steel | Not Marked
9000644 | 7 | 1988-08-27 | Removed From Ground | Kerosene | 2000 | Bare Steel | Galvanized Steel | Not Marked
9000644 | 8 | 1988-09-01 | Currently In Use | Gas | 10000 | Steel-Galvanic | Fiberglass Reinforced Plastic | Pressure |  | 1988-09-01 |  | 1988-09-01
9000644 | 9 | 1988-09-01 | Currently In Use | Gas | 10000 | Cathodically Protected Steel | Fiberglass Reinforced Plastic | Pressure |  | 1988-09-01 |  | 1988-09-01
9000649 | 1 | 1990-06-13 | Removed From Ground | Kerosene | 560 | Bare Steel | Galvanized Steel | Not Marked
9000649 | 2 | 1990-06-13 | Removed From Ground | Kerosene | 560 | Bare Steel | Galvanized Steel | Not Marked
9000649 | 3 |  | Permanently Out Of Use | Used Oil | 500 | Marked Unknown | Unknown | Not Marked | Y |  | Y
9000649 | 4 | 1996-01-01 | Removed From Ground | Used Oil | 500 | Marked Unknown | Unknown | Not Marked | Y |  | Y
9000650 | 1 | 1988-03-01 | Removed From Ground | Gas | 8000 | Bare Steel | Galvanized Steel | Suction: Valve At The Tank
9000650 | 2 | 1988-03-01 | Removed From Ground | Gas | 8000 | Bare Steel | Galvanized Steel | Suction: Valve At The Tank
9000650 | 3 | 1988-03-01 | Removed From Ground | Gas | 8000 | Bare Steel | Galvanized Steel | Suction: Valve At The Tank
9000651 | 1 | 2013-01-30 | Temporarily Out Of Use | Diesel | 20000 | Steel-Impressed Current | Fiberglass Reinforced Plastic | Pressure |  | 1992-12-01 |  | 1992-12-01
9000651 | 2 | 2013-01-30 | Temporarily Out Of Use | Gas | 12000 | Steel-Impressed Current | Fiberglass Reinforced Plastic | Pressure |  | 1992-12-01 |  | 1992-12-01
9000651 | 3 | 2013-01-30 | Temporarily Out Of Use | Gas | 12000 | Steel-Impressed Current | Fiberglass Reinforced Plastic | Pressure |  | 1992-12-01 |  | 1992-12-01
9000651 | 4 | 2013-01-30 | Temporarily Out Of Use | Gas | 8000 | Steel-Impressed Current | Fiberglass Reinforced Plastic | Pressure |  | 1992-12-01 |  | 1992-12-01
9000651 | 5 | 2013-01-30 | Temporarily Out Of Use | Kerosene | 3000 | Steel-Impressed Current | Fiberglass Reinforced Plastic | Pressure |  | 1992-12-01 |  | 1992-12-01
9000651 | A |  | Removed From Ground Date Unknown | Not Marked/Tank Removed |  | Unknown |  |  | N |  | N
9000651 | B |  | Removed From Ground Date Unknown | Not Marked/Tank Removed |  | Unknown |  |  | N |  | N
9000651 | C |  | Removed From Ground Date Unknown | Not Marked/Tank Removed |  | Unknown |  |  | N |  | N
9000652 | 1 | 1991-04-01 | Removed From Ground | Gas | 10000 | Bare Steel | Galvanized Steel | Not Marked
9000652 | 2 | 1991-04-01 | Removed From Ground | Gas | 10000 | Bare Steel | Galvanized Steel | Not Marked
9000652 | 3 | 1991-04-01 | Removed From Ground | Gas | 5000 | Bare Steel | Galvanized Steel | Not Marked
9000652 | 4 | 1991-04-01 | Removed From Ground | Used Oil | 550 | Bare Steel | Galvanized Steel | Not Marked | Y |  | Y
9000653 | 118 | 1994-08-24 | Removed From Ground | Gas | 6000 | Bare Steel | Bare Steel | Not Marked
9000653 | 119 | 1994-08-24 | Removed From Ground | Gas | 6000 | Bare Steel | Bare Steel | Not Marked
9000653 | 120 | 1994-08-25 | Removed From Ground | Gas | 6000 | Bare Steel | Bare Steel | Not Marked
9000653 | 121 | 1994-08-25 | Removed From Ground | Gas | 6000 | Bare Steel | Bare Steel | Not Marked
9000653 | 122 | 1994-08-25 | Removed From Ground | Gas | 4000 | Bare Steel | Bare Steel | Not Marked
9000653 | 123 | 1994-08-17 | Removed From Ground | Used Oil | 1000 | Bare Steel | Bare Steel | Gravity Fed | Y |  | Y
9000654 | 1 | 1991-04-01 | Removed From Ground | Diesel | 6000 | Not Marked/Unknown | Not Marked | Not Marked
9000654 | 2 | 1991-04-01 | Removed From Ground | Gas | 6000 | Not Marked/Unknown | Not Marked | Not Marked
9000654 | 3 | 1991-03-14 | Currently In Use | Diesel | 10000 | Composite | Fiberglass Reinforced Plastic | Pressure |  | 1991-03-14 |  | 1991-03-14
9000654 | 4 | 1991-03-14 | Currently In Use | Diesel | 10000 | Composite | Fiberglass Reinforced Plastic | Pressure |  | 1991-03-14 |  | 1991-03-14
9000654 | 5 | 2000-05-01 | Removed From Ground | Used Oil | 500 | Bare Steel | Galvanized Steel | Gravity Fed | Y |  | Y
9000655 | 1 | 1990-09-10 | Removed From Ground | Other | 20000 | Bare Steel | Bare Steel | Not Marked
9000655 | 2 | 1988-12-01 | Removed From Ground | Other | 16000 | Bare Steel | Unknown | Not Marked
9000655 | 3 | 1988-12-01 | Removed From Ground | Empty | 10000 | Bare Steel | Unknown | Not Marked
9000656 | 1 | 1994-06-16 | Removed From Ground | Diesel | 1000 | Bare Steel | Cathodically Protected | Gravity Fed
9000656 | 2 |  | Removed From Ground Date Unknown | Gas | 3000 | Bare Steel | Unknown | Not Marked
9000656 | 3 |  | Removed From Ground Date Unknown | Gas | 280 | Bare Steel | Unknown | Not Marked
9000656 | 4 | 1994-06-16 | Removed From Ground | Gas | 560 | Bare Steel | Cathodically Protected | Gravity Fed
9000656 | 5 |  | Permanently Out Of Use | Other | 3000 | Cathodically Protected Steel | Bare Steel | Gravity Fed |  | 1994-06-14
9000657 | 1 | 1990-08-29 | Removed From Ground | Diesel | 3000 | Bare Steel | Bare Steel | Not Marked
9000657 | 2 | 1990-08-01 | Removed From Ground | Diesel | 3000 | Bare Steel | Bare Steel | Not Marked
9000657 | 3 | 1990-08-29 | Removed From Ground | Other | 16000 | Bare Steel | Bare Steel | Not Marked
9000658 | 1 | 2013-01-17 | Currently In Use | Gas | 10000 | Fiberglass Double Walled | Fiberglass/Double Walled | Pressure |  | 1990-06-01 |  | 1990-06-01
9000658 | 2 | 2013-01-17 | Currently In Use | Gas | 10000 | Fiberglass Double Walled | Fiberglass/Double Walled | Pressure |  | 1990-06-01 |  | 1990-06-01
9000658 | 3 | 2013-01-17 | Currently In Use | Gas | 10000 | Fiberglass Double Walled | Fiberglass/Double Walled | Not Marked |  | 1990-06-01 |  | 1990-06-01
9000658 | 4 | 2013-01-17 | Currently In Use | Diesel | 4000 | Fiberglass Double Walled | Fiberglass/Double Walled | Pressure |  | 1990-06-01 |  | 1990-06-01
9000658 | 5 |  | Removed From Ground Date Unknown | Gas | 6000 | Bare Steel | Fiberglass Reinforced Plastic | Not Marked
9000658 | 6 |  | Removed From Ground Date Unknown | Gas | 10000 | Bare Steel | Fiberglass Reinforced Plastic | Not Marked
9000658 | 7 | 1990-04-30 | Removed From Ground | Gas | 10000 | Bare Steel | Fiberglass Reinforced Plastic | Not Marked
9000659 | 1 | 1995-04-18 | Removed From Ground | Heating Oil | 1 | Not Marked/Unknown | Not Marked | Not Marked
9000660 | 1 | 1990-08-01 | Removed From Ground | Gas | 3000 | Bare Steel | Bare Steel | Not Marked
9000661 | 1 | 1981-02-25 | Currently In Use | Gas | 8000 | Steel-Impressed Current | Double Walled | Pressure |  | 1997-08-01 |  | 1997-08-01
9000661 | 2 | 1981-02-25 | Currently In Use | Diesel | 8000 | Steel-Impressed Current | Double Walled | Pressure |  | 1997-08-01 |  | 1997-08-01
9000661 | 3 | 1981-02-25 | Currently In Use | Gas | 8000 | Steel-Impressed Current | Double Walled | Pressure |  | 1997-08-01 |  | 1997-08-01
9000661 | 4 | 1997-09-19 | Removed From Ground | Gas | 4000 | Not Marked/Unknown | Not Marked | Not Marked
9000661 | 5 | 1997-09-19 | Removed From Ground | Diesel | 4000 | Not Marked/Unknown | Not Marked | Not Marked
9000661 | 6 | 1997-09-19 | Removed From Ground | Gas |  | Not Marked/Unknown | Not Marked | Not Marked
9000662 | 1 |  | Removed From Ground Date Unknown | Other | 2000 | Bare Steel | Galvanized Steel | Not Marked
9000662 | 10 |  | Closed In Ground Date Unknown | Empty | 2000 | Marked Unknown | Unknown | Not Marked
9000662 | 2 |  | Removed From Ground Date Unknown | Other | 2000 | Bare Steel | Galvanized Steel | Not Marked
9000662 | 3 |  | Removed From Ground Date Unknown | Other | 2000 | Bare Steel | Galvanized Steel | Not Marked
9000662 | 4 |  | Removed From Ground Date Unknown | Other | 2000 | Bare Steel | Galvanized Steel | Not Marked
9000662 | 5 |  | Removed From Ground Date Unknown | Other | 2000 | Bare Steel | Galvanized Steel | Not Marked
9000662 | 9 |  | Closed In Ground Date Unknown | Empty | 2000 | Marked Unknown | Unknown | Not Marked
9000664 | 1 |  | Removed From Ground Date Unknown | Kerosene | 0 | Not Marked/Unknown | Not Marked | Not Marked
9000667 | 2007-01 | 1997-03-26 | Removed From Ground | Gas | 4000 | Bare Steel | Bare Steel | Pressure
9000667 | 2007-02 | 1997-03-26 | Removed From Ground | Gas | 4000 | Bare Steel | Bare Steel | Pressure
9000667 | 2007-03 | 1997-03-26 | Removed From Ground | Gas | 4000 | Bare Steel | Bare Steel | Pressure
9000667 | 2007-04 | 1985-01-01 | Currently In Use | Gas | 6000 | Fiberglass | Fiberglass Reinforced Plastic | Pressure |  | 1997-11-18 |  | 1985-01-01
9000667 | 2007-05 | 1985-01-01 | Currently In Use | Diesel | 6000 | Fiberglass | Fiberglass Reinforced Plastic | Pressure |  | 1997-11-18 |  | 1985-01-01
9000667 | 2007-06 | 1985-01-01 | Currently In Use | Diesel | 6000 | Fiberglass | Fiberglass Reinforced Plastic | Pressure |  | 1997-11-18 |  | 1985-01-01
9000667 | 2007-07 | 1985-01-01 | Currently In Use | Gas | 8000 | Fiberglass | Fiberglass Reinforced Plastic | Pressure |  | 1997-11-18 |  | 1985-01-01
9000667 | 2007-08 | 1997-05-14 | Removed From Ground | Used Oil | 100 | Bare Steel | Bare Steel | Gravity Fed | Y |  | Y
9000667 | 2007-09 | 1988-01-01 | Temporarily Out Of Use | Used Oil | 2000 | Fiberglass Double Walled | Fiberglass/Double Walled | Gravity Fed | Y | 1997-11-18 12:00 | Y | 1988-01-01 12:00
9000667 | 2007-10 | 1988-01-01 | Temporarily Out Of Use | Used Oil | 2000 | Fiberglass Double Walled | Fiberglass/Double Walled | Gravity Fed | Y | 1997-11-18 12:00 | Y | 1988-01-01 12:00
9000667 | 2007-11 | 1997-05-01 | Currently In Use | Gas | 4000 | Fiberglass Double Walled | Fiberglass/Double Walled | Pressure | N | 1997-05-12 | N | 1997-05-12
9000667 | 2007-12 | 1997-05-01 | Currently In Use | Gas | 4000 | Fiberglass Double Walled | Fiberglass/Double Walled | Suction: No Valve At The Tank | N | 1997-05-12 | N | 1997-05-12
9000667 | 2007-13 | 1997-05-01 | Currently In Use | Gas | 4000 | Fiberglass Double Walled | Fiberglass/Double Walled | Pressure | N | 1997-05-12 | N | 1997-05-12
9000668 | 1063-01 | 1990-08-17 | Removed From Ground | Diesel | 1000 | Fiberglass | Galvanized Steel | Suction: No Valve At The Tank
9000668 | 1063-02 | 1990-08-08 | Currently In Use | Diesel | 8000 | Double Walled | Secondary Containment | Suction: No Valve At The Tank |  | 1998-01-13 |  | 1998-01-13
9000669 | 15 | 1988-03-01 | Removed From Ground | Gas | 550 | Bare Steel | Bare Steel | Not Marked
9000669 | 16 | 1988-03-01 | Removed From Ground | Gas | 1000 | Bare Steel | Bare Steel | Not Marked
9000669 | 17 |  | Currently In Use | Used Oil | 250 | Concrete | Unknown | Not Marked | Y |  | Y
9000669 | 2 |  | Currently In Use | Heating Oil | 200000 | Bare Steel | Unknown | Not Marked
9000669 | 28 | 1988-02-01 | Closed In Ground | Heating Oil | 55 | Bare Steel | Bare Steel | Not Marked
9000669 | 29 | 1988-01-01 | Removed From Ground | Heating Oil | 50 | Bare Steel | Bare Steel | Not Marked
9000669 | 31 |  | Currently In Use | Heating Oil | 1000 | Bare Steel | Unknown | Not Marked
9000669 | 32 |  | Currently In Use | Heating Oil | 1000 | Bare Steel | Unknown | Not Marked
9000669 | 35 |  | Currently In Use | Heating Oil | 1000 | Bare Steel | Unknown | Not Marked
9000669 | 36 | 1988-01-01 | Removed From Ground | Used Oil | 500 | Bare Steel | Bare Steel | Not Marked | Y |  | Y
9000669 | 37 |  | Currently In Use | Used Oil | 2005 | Bare Steel | Not Marked | Not Marked | Y |  | Y
9000669 | 38 |  | Currently In Use | Used Oil | 2760 | Bare Steel | Not Marked | Not Marked | Y |  | Y
9000669 | 3B | 1988-01-01 | Removed From Ground | Used Oil | 2000 | Bare Steel | Galvanized Steel | Not Marked | Y |  | Y
9000669 | 5 | 1988-01-01 | Removed From Ground | Diesel | 5000 | Bare Steel | Bare Steel | Not Marked
9000669 | 8 | 1988-01-01 | Removed From Ground | Gas | 1000 | Bare Steel | Bare Steel | Not Marked
9000670 | 1 | 1998-02-18 | Removed From Ground | Kerosene | 2000 | Bare Steel | Galvanized Steel | Suction: Valve At The Tank
9000670 | 2 | 1998-02-18 | Removed From Ground | Diesel | 10000 | Bare Steel | Galvanized Steel | Pressure
9000670 | 3 | 1998-02-18 | Removed From Ground | Gas | 10000 | Bare Steel | Galvanized Steel | Pressure
9000670 | 4 | 1998-02-18 | Removed From Ground | Gas | 3000 | Bare Steel | Galvanized Steel | Pressure
9000670 | 5 | 1998-02-18 | Removed From Ground | Gas | 8000 | Bare Steel | Galvanized Steel | Pressure
9000671 | 1 | 1990-07-18 | Removed From Ground | Gas | 3000 | Bare Steel | Galvanized Steel | Not Marked
9000671 | 2 | 1990-07-18 | Removed From Ground | Gas | 3000 | Bare Steel | Galvanized Steel | Not Marked
9000671 | 3 | 1990-07-18 | Removed From Ground | Gas | 5000 | Bare Steel | Galvanized Steel | Not Marked
9000671 | 4 | 1990-07-18 | Removed From Ground | Gas | 3000 | Bare Steel | Galvanized Steel | Not Marked
9000671 | 5 | 1990-07-18 | Removed From Ground | Used Oil | 550 | Bare Steel | Galvanized Steel | Not Marked | Y |  | Y
9000672 | 1 |  | Removed From Ground Date Unknown | Kerosene | 20000 | Bare Steel | Bare Steel | Not Marked
9000672 | 2 |  | Removed From Ground Date Unknown | Kerosene | 20000 | Bare Steel | Bare Steel | Not Marked
9000672 | 3 |  | Removed From Ground Date Unknown | Kerosene | 20000 | Bare Steel | Bare Steel | Not Marked
9000672 | 4 |  | Removed From Ground Date Unknown | Other | 10000 | Bare Steel | Bare Steel | Not Marked | Y |  | Y
9000672 | 5 |  | Removed From Ground Date Unknown | Gas | 10000 | Bare Steel | Bare Steel | Not Marked
9000672 | 6 | 1992-03-31 | Closed In Ground | Gas | 1000 | Bare Steel | Bare Steel | Not Marked
9000672 | 7 |  | Removed From Ground Date Unknown | Gas | 10000 | Bare Steel | Bare Steel | Not Marked
9000673 | 0 | 1985-06-01 | Removed From Ground | Used Oil |  | Marked Unknown | Unknown | Not Marked
9000674 | 1 | 1990-08-15 | Closed In Ground | Gas | 7300 | Cathodically Protected Steel | Galvanized Steel | Not Marked
9000674 | 2 | 1990-08-15 | Closed In Ground | Gas | 7300 | Cathodically Protected Steel | Galvanized Steel | Not Marked
9000674 | 3 | 1990-08-15 | Closed In Ground | Gas | 7300 | Cathodically Protected Steel | Galvanized Steel | Not Marked
9000674 | 4 | 1990-08-15 | Removed From Ground | Diesel | 10000 | Cathodically Protected Steel | Galvanized Steel | Not Marked
9000674 | 5 | 2013-10-03 | Temporarily Out Of Use | Kerosene | 4000 | Cathodically Protected Steel | Fiberglass Reinforced Plastic | Suction: No Valve At The Tank |  | 1998-09-22 |  | 1998-09-22
9000674 | 6 | 1990-09-07 | Currently In Use | Gas | 10000 | Composite | Fiberglass Reinforced Plastic | Pressure |  | 1990-10-01 |  | 1990-10-01
9000674 | 7 | 1990-09-07 | Currently In Use | Gas | 10000 | Composite | Fiberglass Reinforced Plastic | Pressure |  | 1990-10-01 |  | 1990-10-01
9000674 | 8 | 1990-09-07 | Currently In Use | Gas | 10000 | Composite | Fiberglass Reinforced Plastic | Pressure |  | 1990-10-01 |  | 1990-10-01
9000674 | 9 | 1990-09-07 | Currently In Use | Diesel | 6000 | Composite | Fiberglass Reinforced Plastic | Pressure |  | 1990-10-01 |  | 1990-10-01
9000675 | 1 | 1990-08-15 | Removed From Ground | Gas | 2000 | Bare Steel | Galvanized Steel | Not Marked
9000676 | 1 | 1990-10-18 | Removed From Ground | Diesel | 1000 | Bare Steel | Galvanized Steel | Not Marked
9000676 | 2 | 1990-10-18 | Removed From Ground | Gas | 2000 | Bare Steel | Galvanized Steel | Not Marked
9000676 | 3 | 1990-10-18 | Removed From Ground | Other | 550 | Bare Steel | Galvanized Steel | Not Marked
9000677 | 1 |  | Removed From Ground Date Unknown | Gas | 1990 | Bare Steel | Bare Steel | Not Marked
9000677 | 2 |  | Removed From Ground Date Unknown | Diesel | 1000 | Bare Steel | Bare Steel | Not Marked
9000677 | 3 | 1981-06-01 | Removed From Ground | Gas | 282 | Bare Steel | Bare Steel | Not Marked
9000677 | 4 | 1981-06-01 | Removed From Ground | Gas | 282 | Bare Steel | Bare Steel | Not Marked
9000677 | 5 |  | Removed From Ground Date Unknown | Gas | 500 | Bare Steel | Bare Steel | Not Marked
9000677 | 6 | 1981-06-01 | Removed From Ground | Diesel | 557 | Bare Steel | Bare Steel | Not Marked
9000677 | 7 | 1991-07-01 | Currently In Use | Diesel | 20000 | Fiberglass Double Walled | Fiberglass Reinforced Plastic | Suction: Valve At The Tank |  | 1997-05-21 |  | 1997-05-21
9000678 | 1 | 1992-06-01 | Removed From Ground | Diesel | 27910 | Composite | Unknown | Not Marked
9000678 | 2 | 1992-06-01 | Removed From Ground | Diesel | 27910 | Composite | Unknown | Not Marked
9000678 | 3 | 1992-06-01 | Removed From Ground | Diesel | 27910 | Composite | Unknown | Not Marked
9000678 | 4 | 1992-06-01 | Removed From Ground | Diesel | 27910 | Composite | Unknown | Not Marked
9000678 | 5 | 1992-06-01 | Removed From Ground | Empty | 13500 | Bare Steel | Unknown | Not Marked
9000678 | 6 | 1992-06-01 | Removed From Ground | Used Oil | 5000 | Bare Steel | Unknown | Not Marked | Y |  | Y
9000678 | 7 | 1992-06-01 | Removed From Ground | Other | 2000 | Bare Steel | Unknown | Not Marked
9000678 | 8 | 2000-09-15 | Removed From Ground | Diesel | 20000 | Steel-Impressed Current | Fiberglass Reinforced Plastic | Pressure |  | 1992-08-01 |  | 1992-08-01
9000678 | 9 | 2000-09-15 | Removed From Ground | Diesel | 20000 | Steel-Impressed Current | Fiberglass Reinforced Plastic | Pressure |  | 1992-08-01 |  | 1992-08-01
9000679 | 1 | 1990-09-09 | Removed From Ground | Diesel | 20000 | Bare Steel | Galvanized Steel | Not Marked
9000679 | A | 1990-09-09 | Removed From Ground | Diesel | 1000 | Bare Steel | Galvanized Steel | Not Marked
9000679 | A-1 | 1990-09-09 | Removed From Ground | Diesel | 500 | Bare Steel | Galvanized Steel | Not Marked
9000681 | 1 | 1990-05-17 | Removed From Ground | Gas | 4000 | Not Marked/Unknown | Not Marked | Not Marked
9000681 | 2 | 1990-05-17 | Removed From Ground | Gas | 4000 | Not Marked/Unknown | Unknown | Not Marked | N |  | N
9000681 | 3 | 1990-05-17 | Removed From Ground | Gas | 6000 | Not Marked/Unknown | Unknown | Not Marked | N |  | N
9000682 | 1 | 1999-03-19 | Removed From Ground | Empty | 30000 | Not Marked/Unknown | Not Marked | Not Marked
9000682 | 2 | 1990-02-06 | Removed From Ground | Diesel | 20000 | Marked Unknown | Unknown | Not Marked
9000692 | 1 | 1992-08-12 | Removed From Ground | Gas | 6000 | Bare Steel | Galvanized Steel | Not Marked
9000692 | 2 | 1992-08-12 | Removed From Ground | Gas | 6000 | Bare Steel | Galvanized Steel | Not Marked
9000692 | 3 | 1992-08-12 | Removed From Ground | Gas | 6000 | Bare Steel | Galvanized Steel | Not Marked
9000692 | 4 | 1992-08-12 | Removed From Ground | Gas | 6000 | Bare Steel | Galvanized Steel | Not Marked
9000692 | 5 | 1992-10-15 | Currently In Use | Gas | 10000 | STIP-3 | Fiberglass Reinforced Plastic | Pressure |  | 1992-08-01 |  | 1992-08-01
9000692 | 6 | 1992-10-15 | Currently In Use | Gas | 10000 | STIP-3 | Fiberglass Reinforced Plastic | Pressure |  | 1992-10-15 |  | 1992-10-15
9000692 | 7 | 1992-10-15 | Currently In Use | Gas | 10000 | STIP-3 | Fiberglass Reinforced Plastic | Pressure |  | 1992-10-15 |  | 1992-10-15
9000695 | 1 |  | Temporarily Out Of Use | Empty | 7500 | Cathodically Protected Steel | Not Marked | Not Marked
9000695 | 2 |  | Temporarily Out Of Use | Empty | 7500 | Cathodically Protected Steel | Not Marked | Not Marked
9000696 | 1 | 1995-11-15 | Removed From Ground | Diesel | 10000 | Bare Steel | Galvanized Steel | Not Marked
9000696 | 2 | 1995-11-15 | Removed From Ground | Diesel | 10000 | Bare Steel | Galvanized Steel | Not Marked
9000696 | 3 | 1995-11-15 | Removed From Ground | Used Oil | 550 | Bare Steel | Galvanized Steel | Not Marked | Y |  | Y
9000697 | 1 | 1996-03-11 | Removed From Ground | Gas | 6000 | Bare Steel | Galvanized Steel | Pressure
9000697 | 2 | 1996-03-11 | Removed From Ground | Gas | 6000 | Bare Steel | Galvanized Steel | Pressure
9000697 | 3 | 1996-03-11 | Removed From Ground | Gas | 6000 | Bare Steel | Galvanized Steel | Pressure
9000697 | 4 | 1996-03-11 | Removed From Ground | Gas | 6000 | Bare Steel | Galvanized Steel | Pressure
9000697 | 5 | 1996-04-20 | Currently In Use | Gas | 10000 | Composite | Double Walled Flex | Pressure |  | 1996-04-20 |  | 1996-04-20
9000697 | 6 | 1996-04-20 | Currently In Use | Gas | 10000 | Composite | Double Walled Flex | Pressure |  | 1996-04-20 |  | 1996-04-20
9000697 | 7 | 1996-04-20 | Currently In Use | Diesel | 10000 | Composite | Double Walled Flex | Pressure |  | 1996-04-20 |  | 1996-04-20
9000700 | L213212 | 1990-08-01 | Currently In Use | Gas | 1000 | Tank Jacket | Fiberglass Reinforced Plastic | Suction: No Valve At The Tank |  | 1990-08-01 |  | 1990-08-01
9000700 | L213214 | 1990-08-01 | Currently In Use | Diesel | 1000 | Tank Jacket | Fiberglass Reinforced Plastic | Suction: No Valve At The Tank |  | 1990-08-01 |  | 1990-08-01
9000706 | 1 | 1989-08-01 | Removed From Ground | Used Oil | 11 | Not Marked/Unknown | Not Marked | Not Marked
9000706 | 2 | 1989-08-01 | Removed From Ground | Gas | 11 | Not Marked/Unknown | Not Marked | Not Marked
9000706 | 3 | 1989-08-01 | Removed From Ground | Gas | 11 | Not Marked/Unknown | Not Marked | Not Marked
9000706 | 4 | 1989-08-01 | Removed From Ground | Gas | 11 | Not Marked/Unknown | Not Marked | Not Marked
9000706 | 5 | 1989-08-01 | Removed From Ground | Gas | 11 | Not Marked/Unknown | Not Marked | Not Marked
9000706 | 6 | 1989-08-01 | Removed From Ground | Diesel | 11 | Not Marked/Unknown | Not Marked | Not Marked
9000706 | 7 | 1989-08-01 | Removed From Ground | Gas | 11 | Not Marked/Unknown | Not Marked | Not Marked
9000706 | 8 | 1989-08-01 | Removed From Ground | Gas | 11 | Not Marked/Unknown | Not Marked | Not Marked
9000706 | 9 | 1989-08-01 | Removed From Ground | Gas | 11 | Not Marked/Unknown | Not Marked | Not Marked
9000713 | 1 | 1994-10-18 | Removed From Ground | Gas | 8000 | Bare Steel | Galvanized Steel | Pressure
9000713 | 2 | 1994-10-18 | Removed From Ground | Gas | 8000 | Bare Steel | Galvanized Steel | Pressure
9000713 | 3 | 1994-10-18 | Removed From Ground | Gas | 8000 | Bare Steel | Galvanized Steel | Pressure
9000713 | 4 | 1994-10-01 | Currently In Use | Gas | 10000 | Fiberglass | Fiberglass/Double Walled | Pressure |  | 1994-10-01 |  | 1994-10-01
9000713 | 5 | 1994-10-01 | Currently In Use | Gas | 10000 | Fiberglass | Fiberglass/Double Walled | Pressure |  | 1994-10-01 |  | 1994-10-01
9000716 | 1 | 1990-06-12 | Removed From Ground | Empty | 4000 | Bare Steel | Galvanized Steel | Not Marked
9000716 | 2 | 1990-06-12 | Removed From Ground | Empty | 4000 | Bare Steel | Galvanized Steel | Not Marked
9000716 | 3 | 1990-06-12 | Removed From Ground | Empty | 4000 | Bare Steel | Galvanized Steel | Not Marked
9000716 | 4 | 1990-06-12 | Removed From Ground | Empty | 4000 | Bare Steel | Galvanized Steel | Not Marked
9000716 | 5 | 1990-06-12 | Removed From Ground | Empty | 550 | Bare Steel | Galvanized Steel | Not Marked | Y |  | Y
9000717 | 1 | 1979-05-07 | Currently In Use | Diesel | 12000 | Bare Steel | Galvanized Steel | Not Marked
9000717 | 2 | 1979-05-07 | Currently In Use | Diesel | 12000 | Bare Steel | Galvanized Steel | Not Marked
9000717 | 3 |  | Temporarily Out Of Use | Empty | 2000 | Bare Steel | Galvanized Steel | Not Marked
9000718 | 1 | 1990-01-01 | Removed From Ground | Gas | 3000 | Bare Steel | Galvanized Steel | Not Marked
9000718 | 2 | 1999-10-19 | Removed From Ground | Gas | 10000 | Cathodically Protected Steel | Fiberglass Reinforced Plastic | Not Marked
9000729 | 1 | 1981-03-10 | Currently In Use | Diesel | 20000 | Steel-Impressed Current | Fiberglass Reinforced Plastic | Pressure |  | 1998-08-01 |  | 1998-08-01
9000729 | 2 | 1981-03-10 | Currently In Use | Diesel | 20000 | Steel-Impressed Current | Fiberglass Reinforced Plastic | Pressure |  | 1998-08-01 |  | 1998-08-01
9000729 | 3 | 1981-03-10 | Currently In Use | Gas | 10000 | Steel-Impressed Current | Fiberglass Reinforced Plastic | Pressure |  | 1998-08-01 |  | 1998-08-01
9000729 | 4 | 1981-03-10 | Currently In Use | Gas | 12000 | Steel-Impressed Current | Fiberglass Reinforced Plastic | Pressure |  | 1998-08-01 |  | 1998-08-01
9000729 | 5 | 1981-03-10 | Currently In Use | Gas | 12000 | Steel-Impressed Current | Fiberglass Reinforced Plastic | Pressure |  | 1998-08-01 |  | 1998-08-01
9000732 | 1 | 1990-09-01 | Removed From Ground | Gas | 10000 | Bare Steel | Galvanized Steel | Not Marked
9000732 | 2 | 1990-09-01 | Removed From Ground | Gas | 10000 | Bare Steel | Galvanized Steel | Not Marked
9000732 | 3 | 1990-09-01 | Removed From Ground | Diesel | 10000 | Bare Steel | Galvanized Steel | Not Marked
9000732 | 4 | 1990-09-01 | Removed From Ground | Diesel | 10000 | Bare Steel | Galvanized Steel | Not Marked
9000732 | 5 | 1991-01-01 | Removed From Ground | Used Oil | 500 | Bare Steel | Galvanized Steel | Not Marked | Y |  | Y
9000732 | D-1 | 1990-11-01 | Currently In Use | Diesel | 20000 | Fiberglass Double Walled | Fiberglass/Double Walled | Pressure |  | 1990-11-01 |  | 1990-11-01
9000732 | D-2 | 1991-11-01 | Currently In Use | Diesel | 15000 | Fiberglass Double Walled | Fiberglass/Double Walled | Pressure |  | 1990-11-01 |  | 1990-11-01
9000732 | GU-3 | 1991-11-01 | Currently In Use | Gas | 20000 | Fiberglass Double Walled | Fiberglass/Double Walled | Pressure |  | 1990-11-01 |  | 1990-11-01
9000734 | 1 | 1990-04-01 | Removed From Ground | Gas | 5000 | Bare Steel | Galvanized Steel | Not Marked
9000734 | 2 | 1990-11-01 | Removed From Ground | Diesel | 565 | Bare Steel | Galvanized Steel | Not Marked
9000736 | 1 | 2009-12-21 | Removed From Ground | Gas | 10000 | Steel-Impressed Current | Impressed Current | Pressure
9000736 | 2 | 2009-12-21 | Removed From Ground | Gas | 10000 | Steel-Impressed Current | Impressed Current | Pressure
9000736 | 3 | 1997-02-15 | Removed From Ground | Used Oil | 550 | Bare Steel | Unknown | Not Marked | Y |  | Y
9000737 | 1 | 2004-09-22 | Currently In Use | Gas | 12000 | Fiberglass | Fiberglass/Double Walled | Pressure |  | 1997-10-01 |  | 1997-10-01
9000737 | 2 | 2004-09-22 | Currently In Use | Gas | 10000 | Fiberglass | Fiberglass/Double Walled | Pressure |  | 1997-10-01 |  | 1997-10-01
9000737 | 3 | 2004-09-22 | Currently In Use | Gas | 10000 | Fiberglass | Fiberglass/Double Walled | Pressure |  | 1997-10-01 |  | 1997-10-01
9000737 | 4 | 2004-09-22 | Currently In Use | Diesel | 8000 | Fiberglass | Fiberglass/Double Walled | Pressure |  | 1997-10-01 |  | 1997-10-01
9000738 | 1D | 1991-01-01 | Currently In Use | Diesel | 10000 | Steel-Galvanic | Fiberglass Reinforced Plastic | Pressure |  | 1991-01-01 |  | 1991-01-01
9000738 | 2RU | 1991-01-01 | Currently In Use | Gas | 10000 | Steel-Galvanic | Fiberglass Reinforced Plastic | Pressure |  | 1991-01-01 |  | 1991-01-01
9000739 | 1 | 1990-09-21 | Removed From Ground | Gas | 250 | Bare Steel | Unknown | Not Marked
9000741 | 1 | 1996-01-22 | Removed From Ground | Gas | 10000 | Cathodically Protected Steel | Galvanized Steel | Pressure |  | 1985-04-15 |  | 1985-04-15
9000741 | 10 | 2001-12-01 | Removed From Ground | Gas | 12000 | Double Walled | Double Walled | Pressure |  | 1996-02-26 |  | 1996-02-26
9000741 | 11 | 2001-12-01 | Removed From Ground | Gas | 12000 | Double Walled | Double Walled | Pressure |  | 1996-02-26 |  | 1996-02-26
9000741 | 12 | 2001-12-01 | Removed From Ground | Gas | 12000 | Double Walled | Double Walled | Pressure |  | 1996-02-26 |  | 1996-02-26
9000741 | 13 | 2001-12-01 | Removed From Ground | Kerosene | 8000 | Double Walled | Double Walled | Pressure |  | 1996-02-26 |  | 1996-02-26
9000741 | 14 | 2002-03-04 | Currently In Use | Diesel | 20000 | Fiberglass Double Walled | Fiberglass/Double Walled | Pressure | N | 2002-03-04 | N | 2002-03-04
9000741 | 15 | 2002-03-04 | Currently In Use | Diesel | 20000 | Fiberglass Double Walled | Fiberglass/Double Walled | Pressure | N | 2002-03-04 | N | 2002-03-04
9000741 | 16 | 2002-03-04 | Currently In Use | Gas | 16000 | Fiberglass Double Walled | Fiberglass/Double Walled | Pressure | N | 2002-03-04 | N | 2002-03-04
9000741 | 17 | 2002-03-04 | Currently In Use | Gas | 12000 | Fiberglass Double Walled | Fiberglass/Double Walled | Pressure | N | 2002-03-04 | N | 2002-03-04
9000741 | 2 | 1996-01-22 | Removed From Ground | Gas | 10000 | Cathodically Protected Steel | Galvanized Steel | Pressure |  | 1985-04-15 |  | 1985-04-15
9000741 | 3 | 1996-01-22 | Removed From Ground | Gas | 10000 | Cathodically Protected Steel | Galvanized Steel | Pressure |  | 1985-04-15 |  | 1985-04-15
9000741 | 4 | 1996-01-22 | Removed From Ground | Diesel | 20000 | Cathodically Protected Steel | Galvanized Steel | Pressure |  | 1985-04-15 |  | 1985-04-15
9000741 | 5 | 1996-01-22 | Removed From Ground | Diesel | 20000 | Cathodically Protected Steel | Galvanized Steel | Pressure |  | 1985-04-15 |  | 1985-04-15
9000741 | 6 | 1996-01-22 | Removed From Ground | Kerosene | 4000 | Cathodically Protected Steel | Galvanized Steel | Pressure |  | 1985-04-15 |  | 1985-04-15
9000741 | 7 | 2001-12-01 | Removed From Ground | Diesel | 20000 | Double Walled | Double Walled | Pressure |  | 1996-02-26 |  | 1996-02-26
9000741 | 8 | 2001-12-01 | Removed From Ground | Diesel | 20000 | Double Walled | Double Walled | Pressure |  | 1996-02-26 |  | 1996-02-26
9000741 | 9 | 2001-12-01 | Removed From Ground | Diesel | 20000 | Double Walled | Double Walled | Pressure |  | 1996-02-26 |  | 1996-02-26
9000742 | 1 | 1990-09-18 | Removed From Ground | Gas | 1000 | Bare Steel | Galvanized Steel | Not Marked
9000743 | E-1 | 1990-06-20 | Removed From Ground | Other | 6000 | Bare Steel | Bare Steel | Not Marked
9000743 | E-2 | 1990-06-20 | Removed From Ground | Other | 6000 | Bare Steel | Bare Steel | Not Marked
9000743 | E-3 | 1990-06-20 | Removed From Ground | Other | 6000 | Bare Steel | Bare Steel | Not Marked
9000743 | E-4 | 1990-06-20 | Removed From Ground | Other | 6000 | Bare Steel | Bare Steel | Not Marked
9000744 | 1 | 1989-12-01 | Removed From Ground | Gas | 4000 | Bare Steel | Bare Steel | Not Marked
9000744 | 10 | 1992-01-01 | Currently In Use | Gas | 8084 | Composite | Fiberglass Reinforced Plastic | Pressure |  | 1991-12-26 |  | 1991-12-26
9000744 | 2 | 1989-12-01 | Removed From Ground | Gas | 4000 | Bare Steel | Bare Steel | Not Marked
9000744 | 3 | 1989-12-01 | Removed From Ground | Gas | 4000 | Bare Steel | Bare Steel | Not Marked
9000744 | 4 | 1989-12-01 | Removed From Ground | Gas | 4000 | Bare Steel | Bare Steel | Not Marked
9000744 | 5 | 1989-12-01 | Removed From Ground | Kerosene | 550 | Bare Steel | Bare Steel | Not Marked
9000744 | 6 | 1989-12-01 | Removed From Ground | Used Oil | 550 | Bare Steel | Bare Steel | Not Marked | Y |  | Y
9000744 | 7 | 1989-12-01 | Removed From Ground | Empty | 550 | Bare Steel | Bare Steel | Not Marked
9000744 | 8 | 1992-01-01 | Currently In Use | Gas | 10089 | Composite | Fiberglass Reinforced Plastic | Pressure |  | 1991-12-26 |  | 1991-12-26
9000744 | 9 | 1992-01-01 | Currently In Use | Gas | 10089 | Composite | Fiberglass Reinforced Plastic | Pressure |  | 1991-12-26 |  | 1991-12-26
9000747 | 1 | 1990-10-01 | Removed From Ground | Gas | 5000 | Cathodically Protected Steel | Galvanized Steel | Not Marked
9000747 | 2 | 1990-10-01 | Removed From Ground | Gas | 5000 | Cathodically Protected Steel | Galvanized Steel | Not Marked
9000747 | 3 | 1990-10-01 | Removed From Ground | Gas | 5000 | Cathodically Protected Steel | Galvanized Steel | Not Marked
9000747 | 4 | 1990-10-01 | Removed From Ground | Gas | 5000 | Cathodically Protected Steel | Galvanized Steel | Not Marked
9000747 | 5 | 1990-10-01 | Removed From Ground | Used Oil | 600 | Cathodically Protected Steel | Galvanized Steel | Not Marked | Y |  | Y
9000749 | 120.01 | 1990-10-01 | Removed From Ground | Diesel | 1000 | Bare Steel | Bare Steel | Not Marked
9000749 | 120.02 | 1990-10-01 | Removed From Ground | Gas | 1000 | Bare Steel | Bare Steel | Not Marked
9000750 | 1 | 1990-06-29 | Removed From Ground | Diesel | 2000 | Bare Steel | Unknown | Not Marked
9000750 | 2 | 1990-06-29 | Removed From Ground | Gas | 2000 | Bare Steel | Unknown | Not Marked
9000751 | 1 | 1991-01-16 | Removed From Ground | Gas | 10000 | Fiberglass | Fiberglass Reinforced Plastic | Not Marked
9000751 | 2 | 1991-01-16 | Removed From Ground | Gas | 10000 | Fiberglass | Fiberglass Reinforced Plastic | Not Marked
9000751 | 3 | 1991-01-16 | Removed From Ground | Gas | 10000 | Fiberglass | Fiberglass Reinforced Plastic | Not Marked
9000751 | 4 | 1991-01-16 | Removed From Ground | Diesel | 10000 | Fiberglass | Fiberglass Reinforced Plastic | Not Marked
9000751 | 5 | 1991-01-17 | Removed From Ground | Heating Oil | 1000 | Bare Steel | Galvanized Steel | Not Marked
9000751 | 6 | 1981-12-01 | Closed In Ground | Other | 550 | Bare Steel | Galvanized Steel | Not Marked
9000752 | 1 | 1999-05-01 | Closed In Ground | Diesel | 25000 | Bare Steel | Galvanized Steel | Pressure
9000752 | 10 | 1997-05-15 | Removed From Ground | Used Oil | 1500 | Bare Steel | Galvanized Steel | Not Marked | Y |  | Y
9000752 | 11 | 2000-06-01 | Removed From Ground | Other | 1000 | Bare Steel | Fiberglass/Double Walled | Suction: Valve At The Tank
9000752 | 12 | 2000-06-01 | Removed From Ground | Other | 3000 | Bare Steel | Galvanized Steel | Pressure | Y |  | Y
9000752 | 13 | 1986-03-06 | Currently In Use | New Oil | 2000 | Fiberglass | Fiberglass Reinforced Plastic | Suction: Valve At The Tank |  | 2000-09-30 |  | 2000-09-30
9000752 | 14 | 2011-05-04 | Temporarily Out Of Use | Other | 1000 | Fiberglass | Double Walled Flex | Suction: Valve At The Tank |  | 2000-09-30 |  | 2000-09-30
9000752 | 15 | 2000-07-01 | Removed From Ground | Empty | 1000 | Fiberglass | Galvanized Steel | Pressure | Y |  | Y
9000752 | 17 | 1996-03-01 | Currently In Use | Diesel | 25000 | Fiberglass Double Walled | Fiberglass/Double Walled | Pressure |  | 1996-03-01 |  | 1996-03-01
9000752 | 18 | 1996-03-01 | Currently In Use | Diesel | 25000 | Fiberglass Double Walled | Fiberglass/Double Walled | Pressure |  | 1996-03-01 |  | 1996-03-01
9000752 | 19 | 1996-03-01 | Currently In Use | Diesel | 25000 | Fiberglass Double Walled | Fiberglass/Double Walled | Pressure |  | 1996-03-01 |  | 1996-03-01
9000752 | 2 | 1999-05-01 | Closed In Ground | Diesel | 25000 | Bare Steel | Galvanized Steel | Pressure
9000752 | 20 | 1996-03-01 | Currently In Use | Diesel | 25000 | Fiberglass Double Walled | Fiberglass/Double Walled | Pressure |  | 1996-03-01 |  | 1996-03-01
9000752 | 21 | 2000-09-30 | Currently In Use | Used Oil | 3000 | Fiberglass | Not Marked | Gravity Fed | Y | 2000-08-01 | Y | 2000-08-01
9000752 | 3 | 1999-05-01 | Closed In Ground | Diesel | 25000 | Bare Steel | Galvanized Steel | Pressure
9000752 | 4 | 1999-05-01 | Closed In Ground | Diesel | 25000 | Bare Steel | Galvanized Steel | Pressure
9000752 | 5 | 2000-07-01 | Closed In Ground | Empty | 6000 | Bare Steel | Fiberglass Reinforced Plastic | Pressure
9000752 | 6 | 2000-07-01 | Closed In Ground | Empty | 6000 | Bare Steel | Fiberglass Reinforced Plastic | Pressure
9000752 | 7 | 2000-07-01 | Closed In Ground | Other | 2000 | Bare Steel | Galvanized Steel | Pressure
9000752 | 8 | 2000-07-01 | Closed In Ground | Other | 6000 | Bare Steel | Galvanized Steel | Not Marked
9000752 | 9 | 2000-06-01 | Closed In Ground | Other | 2000 | Bare Steel | Galvanized Steel | Not Marked
9000753 | 1 | 2012-12-12 | Removed From Ground | Diesel | 1000 | Tank Jacket | Fiberglass Reinforced Plastic | Pressure |  | 1991-05-15 |  | 1991-05-15
9000753 | 2 | 2012-12-12 | Removed From Ground | Diesel | 1000 | Tank Jacket | Fiberglass Reinforced Plastic | Pressure |  | 1991-05-15 |  | 1991-05-15
9001001 | 1 | 1991-04-10 | Closed In Ground | Gas | 10000 | Bare Steel | Galvanized Steel | Pressure
9001001 | 2 | 1996-08-28 | Closed In Ground | Diesel | 6000 | Fiberglass | Galvanized Steel | Pressure
9001002 | 1 | 1991-01-24 | Currently In Use | Gas | 4000 | Steel-Galvanic | Cathodically Protected | Suction: No Valve At The Tank |  | 1991-01-24 |  | 1991-01-24
9001002 | 2 | 1991-01-24 | Currently In Use | Gas | 3000 | Steel-Galvanic | Cathodically Protected | Suction: No Valve At The Tank |  | 1991-01-24 |  | 1991-01-24
9001002 | 3 | 1991-01-24 | Currently In Use | Gas | 4000 | Steel-Galvanic | Cathodically Protected | Suction: No Valve At The Tank |  | 1991-01-24 |  | 1991-01-24
9001004 | 1 | 1989-12-27 | Removed From Ground | Other | 3000 | Marked Unknown | Unknown | Not Marked
9001004 | 2 | 1989-12-27 | Removed From Ground | Other | 12000 | Marked Unknown | Unknown | Not Marked
9001005 | 4 | 1991-12-06 | Removed From Ground | Other | 560 | Bare Steel | Galvanized Steel | Not Marked
9001005 | 5 | 1991-12-06 | Removed From Ground | Other | 1012 | Bare Steel | Galvanized Steel | Not Marked
9001006 | 1 | 1992-09-03 | Currently In Use | Diesel | 1000 | Double Walled | Fiberglass Reinforced Plastic | Suction: Valve At The Tank |  | 1992-09-03 |  | 1992-09-03
9001007 | 1 | 1986-05-01 | Removed From Ground | Gas | 10000 | Bare Steel | Galvanized Steel | Not Marked
9001007 | 2 | 1986-05-01 | Removed From Ground | Gas | 10000 | Bare Steel | Galvanized Steel | Not Marked
9001007 | 3 | 1986-05-01 | Removed From Ground | Diesel | 10000 | Bare Steel | Galvanized Steel | Not Marked
9001007 | 4 | 1986-05-01 | Removed From Ground | Gas | 1000 | Bare Steel | Galvanized Steel | Not Marked
9001008 | 1 | 1991-08-15 | Removed From Ground | Gas | 550 | Bare Steel | Galvanized Steel | Not Marked
9001008 | 2 | 1991-08-15 | Removed From Ground | Gas | 550 | Bare Steel | Galvanized Steel | Not Marked
9001008 | 3 | 1991-08-15 | Removed From Ground | Gas | 550 | Bare Steel | Galvanized Steel | Not Marked
9001009 | 1 | 1988-01-01 | Closed In Ground | Gas |  | Not Marked/Unknown | Not Marked | Not Marked
9001010 | 1 | 1960-01-04 | Closed In Ground | Gas |  | Not Marked/Unknown | Not Marked | Not Marked
9001011 | 1 | 1975-01-01 | Currently In Use | Gas | 8000 | Cathodically Protected Steel | Cathodically Protected | Suction: Valve At The Tank |  | 1996-03-05 |  | 1996-03-05
9001011 | 2 | 1975-01-01 | Currently In Use | Gas | 8000 | Cathodically Protected Steel | Cathodically Protected | Suction: Valve At The Tank |  | 1996-03-05 |  | 1996-03-05
9001011 | 3 | 1992-01-01 | Currently In Use | Other | 3000 | Composite | Cathodically Protected | Suction: Valve At The Tank |  | 1992-01-01 |  | 1992-01-01
9001014 | 1 | 1986-12-10 | Currently In Use | Gas | 5000 | Composite | Cathodically Protected | Pressure |  | 1998-07-25 12:00 |  | 1998-08-12 12:00
9001014 | 2 | 1986-12-10 | Currently In Use | Gas | 5000 | Composite | Cathodically Protected | Pressure |  | 1998-07-25 12:00 |  | 1989-08-12 12:00
9001014 | 3 | 1986-12-10 | Currently In Use | Gas | 5000 | Composite | Cathodically Protected | Pressure |  | 1998-07-25 12:00 |  | 1989-08-12 12:00
9001014 | 4 | 1986-12-10 | Currently In Use | Diesel | 4000 | Composite | Cathodically Protected | Pressure |  | 1998-07-25 12:00 |  | 1989-08-12 12:00
9001015 | 0 |  | Removed From Ground Date Unknown | Gas | 1 | Not Marked/Unknown | Not Marked | Not Marked
9001016 | 1 | 2010-10-11 | Removed From Ground | Gas | 4000 | Cathodically Protected Steel | Cathodically Protected | Suction: Valve At The Tank |  | 1999-03-11 |  | 1999-03-11
9001016 | 2 | 2010-10-11 | Removed From Ground | Gas | 4000 | Cathodically Protected Steel | Cathodically Protected | Suction: Valve At The Tank |  | 1999-03-11 |  | 1999-03-11
9001016 | 3 | 2010-10-11 | Removed From Ground | Gas | 4000 | Cathodically Protected Steel | Cathodically Protected | Suction: Valve At The Tank |  | 1999-03-11 |  | 1999-03-11
9001016 | 4 | 2010-10-11 | Removed From Ground | Gas | 4000 | Cathodically Protected Steel | Cathodically Protected | Suction: Valve At The Tank |  | 1999-03-11 |  | 1999-03-11
9001017 | 1 | 1992-09-06 | Currently In Use | Gas | 8000 | Cathodically Protected Steel | Fiberglass Reinforced Plastic | Pressure |  | 1992-09-06 |  | 1992-09-06
9001017 | 2 | 1992-09-06 | Currently In Use | Gas | 4000 | Cathodically Protected Steel | Fiberglass Reinforced Plastic | Pressure |  | 1992-09-06 |  | 1992-09-06
9001017 | 3 | 1982-09-06 | Currently In Use | Gas | 4000 | Cathodically Protected Steel | Fiberglass Reinforced Plastic | Pressure |  | 1992-09-06 |  | 1992-09-06
9001017 | 4 | 1994-06-20 | Currently In Use | Diesel | 10000 | Cathodically Protected Steel | Fiberglass Reinforced Plastic | Pressure |  | 1994-06-20 |  | 1994-06-20
9001019 | 1 | 1998-12-01 | Removed From Ground | Gas | 2000 | Bare Steel | Galvanized Steel | Suction: No Valve At The Tank
9001019 | 2 | 1999-12-13 | Removed From Ground | Gas | 2000 | Bare Steel | Galvanized Steel | Suction: No Valve At The Tank
9001020 | 1 | 1998-10-08 | Removed From Ground | Gas | 1000 | Bare Steel | Galvanized Steel | Suction: No Valve At The Tank
9001020 | 2 | 1998-10-08 | Removed From Ground | Empty | 500 | Bare Steel | Galvanized Steel | Suction: No Valve At The Tank
9001021 | 0 | 1995-03-02 | Removed From Ground | Used Oil | 500 | Not Marked/Unknown | Not Marked | Not Marked | Y |  | Y
9001022 | 1 | 1998-06-25 | Currently In Use | Gas | 6000 | Cathodically Protected Steel | Fiberglass Reinforced Plastic | Pressure |  | 1988-06-05 |  | 1998-01-01
9001022 | 2 | 1998-06-25 | Currently In Use | Gas | 6000 | Cathodically Protected Steel | Fiberglass Reinforced Plastic | Pressure |  | 1988-06-05 |  | 1998-01-01
9001022 | 3 | 1998-06-25 | Currently In Use | Gas | 6000 | Cathodically Protected Steel | Fiberglass Reinforced Plastic | Pressure |  | 1988-06-05 |  | 1998-01-01
9001023 | 1 | 2001-05-01 | Removed From Ground | Gas | 1000 | Bare Steel | Galvanized Steel | Suction: No Valve At The Tank |  |  |  | 1987-03-15
9001024 | 1 | 2001-01-03 | Closed In Ground | Diesel | 5000 | Bare Steel | Galvanized Steel | Suction: No Valve At The Tank
9001024 | 2 | 2001-01-03 | Closed In Ground | Gas | 5000 | Bare Steel | Galvanized Steel | Suction: No Valve At The Tank
9001024 | 3 | 2001-01-03 | Closed In Ground | Gas | 2000 | Bare Steel | Galvanized Steel | Suction: No Valve At The Tank
9001025 | 1 | 1995-12-01 | Currently In Use | Gas | 5000 | Steel-Impressed Current | Double Walled | Pressure |  | 1995-12-01 |  | 1995-12-01
9001025 | 2 | 1995-12-01 | Currently In Use | Gas | 5000 | Steel-Impressed Current | Double Walled | Pressure |  | 1995-12-01 |  | 1995-12-01
9001025 | 3 | 1995-12-01 | Currently In Use | Gas | 5000 | Steel-Impressed Current | Double Walled | Pressure |  | 1995-12-01 |  | 1995-12-01
9001025 | 4 | 1995-12-01 | Currently In Use | Diesel | 2000 | Steel-Impressed Current | Double Walled | Pressure |  | 1995-12-01 |  | 1995-12-01
9001026 | 1 | 1999-01-08 | Currently In Use | Gas | 6000 | Steel-Impressed Current | Cathodically Protected | Suction: Valve At The Tank |  | 1999-01-08 |  | 1999-01-08
9001026 | 2 | 1999-01-08 | Currently In Use | Gas | 6000 | Steel-Impressed Current | Cathodically Protected | Suction: Valve At The Tank |  | 1999-01-08 |  | 1999-01-08
9001026 | 3 | 1999-01-08 | Currently In Use | Gas | 2000 | Steel-Impressed Current | Cathodically Protected | Suction: Valve At The Tank |  | 1999-01-08 |  | 1999-01-08
9001026 | 4 | 1999-01-08 | Currently In Use | Gas | 1000 | Steel-Impressed Current | Cathodically Protected | Suction: Valve At The Tank |  | 1999-01-08 |  | 1999-01-08
9001027 | 1 | 2013-07-19 | Removed From Ground | Gas | 1000 | STIP-3 | Fiberglass Reinforced Plastic | Suction: Valve At The Tank |  | 1998-12-01 |  | 1987-08-01
9001027 | 2 | 2013-07-19 | Removed From Ground | Gas | 1000 | STIP-3 | Fiberglass Reinforced Plastic | Suction: Valve At The Tank |  | 1998-12-01 |  | 1987-08-01
9001028 | 1 | 1995-11-16 | Removed From Ground | Diesel | 10000 | Marked Unknown | Unknown | Not Marked
9001029 | 1 | 1996-11-01 | Removed From Ground | Gas | 1000 | Bare Steel | Galvanized Steel | Suction: Valve At The Tank
9001029 | 2 | 1996-11-01 | Removed From Ground | Gas | 1000 | Bare Steel | Galvanized Steel | Suction: Valve At The Tank
9001029 | 3 | 1996-11-01 | Currently In Use | Diesel | 1000 | Epoxy | Fiberglass Reinforced Plastic | Suction: No Valve At The Tank |  | 1996-11-01 |  | 1996-11-01
9001029 | 4A | 1996-11-01 | Currently In Use | Gas | 4000 | Composite | Fiberglass Reinforced Plastic | Suction: No Valve At The Tank |  | 1996-11-01 |  | 1996-11-01
9001029 | 4B | 1996-11-01 | Currently In Use | Gas | 2000 | Composite | Fiberglass Reinforced Plastic | Suction: No Valve At The Tank |  | 1996-11-01 |  | 1996-11-01
9001030 | 1 | 1997-08-01 | Removed From Ground | Gas | 1012 | Cathodically Protected Steel | Galvanized Steel | Suction: No Valve At The Tank
9001030 | 2 | 1997-08-01 | Removed From Ground | Diesel | 2004 | Cathodically Protected Steel | Galvanized Steel | Suction: No Valve At The Tank
9001030 | 3 | 1997-08-01 | Removed From Ground | Diesel | 10000 | Cathodically Protected Steel | Galvanized Steel | Suction: No Valve At The Tank
9001030 | 4 | 1988-01-01 | Removed From Ground | Gas | 1000 | Bare Steel | Galvanized Steel | Not Marked
9001030 | 5 | 1988-01-01 | Removed From Ground | Diesel | 1000 | Bare Steel | Galvanized Steel | Not Marked
9001031 | 1 | 1998-04-15 | Currently In Use | Gas | 8000 | Epoxy | Cathodically Protected | Suction: Valve At The Tank |  | 1998-04-15 |  | 1998-04-15
9001031 | 2 | 1998-04-15 | Currently In Use | Gas | 8000 | Epoxy | Cathodically Protected | Suction: Valve At The Tank |  | 1998-04-15 |  | 1998-04-15
9001031 | 3 | 1998-04-15 | Currently In Use | Gas | 8000 | Epoxy | Cathodically Protected | Suction: Valve At The Tank |  | 1998-04-15 |  | 1998-04-15
9001032 | 1 | 1991-03-06 | Currently In Use | Diesel | 6000 | Fiberglass | Fiberglass Reinforced Plastic | Suction: Valve At The Tank |  | 1998-07-25 |  | 1991-03-06
9001032 | 2 | 1991-03-06 | Currently In Use | Gas | 2000 | Fiberglass | Fiberglass Reinforced Plastic | Suction: Valve At The Tank |  | 1998-07-28 |  | 1991-03-06
9001033 | 2 | 1990-01-01 | Currently In Use | Gas | 6000 | Composite | Fiberglass Reinforced Plastic | Pressure |  | 1998-08-20 |  | 1990-01-01
9001034 | 1 | 1990-01-09 | Currently In Use | Diesel | 10000 | STIP-3 | Fiberglass Reinforced Plastic | Suction: No Valve At The Tank |  | 1996-12-01 |  | 1996-12-01
9001034 | 2 | 1996-12-01 | Currently In Use | Diesel | 10000 | STIP-3 | Fiberglass Reinforced Plastic | Suction: No Valve At The Tank |  | 1996-12-01 |  | 1996-12-01
9001035 | 1 | 1997-03-05 | Removed From Ground | Gas | 2000 | Not Marked/Unknown | Not Marked | Not Marked
9001036 | 1 | 1998-07-27 | Removed From Ground | Diesel | 6000 | Bare Steel | Bare Steel | Not Marked
9001036 | 2 | 1998-07-27 | Removed From Ground | Gas | 6000 | Bare Steel | Bare Steel | Not Marked
9001036 | 3 | 1998-07-27 | Removed From Ground | Gas | 2000 | Bare Steel | Bare Steel | Not Marked
9001037 | 1 |  | Currently In Use | Gas | 6000 | Not Marked/Unknown | Not Marked | Not Marked
9001037 | 2 |  | Currently In Use | Gas | 2000 | Not Marked/Unknown | Not Marked | Not Marked
9001037 | 3 |  | Currently In Use | Diesel | 6000 | Not Marked/Unknown | Not Marked | Not Marked
9001038 | 1 | 1999-04-01 | Removed From Ground | Diesel | 0 | Not Marked/Unknown | Bare Steel | Not Marked
9001038 | 2 | 1999-04-01 | Removed From Ground | Diesel | 0 | Not Marked/Unknown | Bare Steel | Not Marked
9001038 | 3 | 1999-04-01 | Currently In Use | Aviation Gas/AV Gas | 12000 | Composite | Fiberglass Reinforced Plastic | Pressure | N | 1999-04-01 | Y | 1999-04-01
9001038 | 4 | 1999-04-01 | Currently In Use | Jet Fuel | 12000 | Composite | Fiberglass Reinforced Plastic | Pressure | N | 1999-04-01 | N | 1999-04-01
9001039 | 1 | 1999-06-01 | Currently In Use | Gas | 12000 | Composite | Fiberglass Reinforced Plastic | Not Marked |  | 1999-06-01 |  | 1999-06-01
9001039 | 2 | 1999-06-01 | Currently In Use | Gas | 8000 | Composite | Fiberglass Reinforced Plastic | Not Marked |  | 1999-06-01 |  | 1999-06-01
9001039 | 3 | 1999-06-01 | Currently In Use | Diesel | 6000 | Composite | Fiberglass Reinforced Plastic | Not Marked |  | 1999-06-01 |  | 1999-06-01
9001040 | 1 | 1999-03-02 | Currently In Use | Gas | 3000 | Composite | Fiberglass Reinforced Plastic | Not Marked |  | 1999-03-02 |  | 1999-03-02
9001041 | 1 | 1986-12-02 | Currently In Use | Gas | 1000 | Cathodically Protected Steel | Cathodically Protected | Suction: No Valve At The Tank |  | 1986-12-02 |  | 1986-12-02
9001041 | 2 | 1986-12-02 | Currently In Use | Gas | 1000 | Cathodically Protected Steel | Cathodically Protected | Suction: No Valve At The Tank |  | 1986-12-02 |  | 1986-12-02
9001042 | 1 | 2002-01-28 | Currently In Use | Gas | 12000 | Epoxy | Double Walled | Pressure |  | 2002-02-01 |  | 2002-02-01
9001042 | 2A | 2002-01-28 | Currently In Use | Gas | 8000 | Epoxy | Double Walled | Pressure |  | 2002-02-01 |  | 2002-02-01
9001042 | 2B | 2002-01-28 | Currently In Use | Diesel | 4000 | Epoxy | Double Walled | Pressure |  | 2002-02-01 |  | 2002-02-01
9001043 | 1 | 2016-12-21 | Temporarily Out Of Use | Diesel | 1000 | Composite | Fiberglass Reinforced Plastic | Suction: No Valve At The Tank |  | 1999-08-01 |  | 1999-08-01
9001043 | 2 | 2016-12-21 | Temporarily Out Of Use | Diesel | 1000 | Composite | Fiberglass Reinforced Plastic | Suction: No Valve At The Tank |  | 1999-08-01 |  | 1999-08-01
9002001 | 1 | 1979-01-01 | Currently In Use | Gas | 6000 | Steel-Impressed Current | Fiberglass Reinforced Plastic | Suction: Valve At The Tank |  | 1997-03-01 |  | 1997-03-01
9002001 | 2 | 1979-01-01 | Currently In Use | Gas | 4000 | Steel-Impressed Current | Fiberglass Reinforced Plastic | Suction: Valve At The Tank |  | 1997-03-01 |  | 1997-03-01
9002001 | 3 | 1979-01-01 | Currently In Use | Gas | 4000 | Steel-Impressed Current | Fiberglass Reinforced Plastic | Suction: Valve At The Tank |  | 1997-03-01 |  | 1997-03-01
9002002 | 1 | 1991-10-16 | Removed From Ground | Gas | 6000 | Bare Steel | Galvanized Steel | Not Marked
9002002 | 2 | 1991-10-16 | Removed From Ground | Gas | 6000 | Bare Steel | Galvanized Steel | Not Marked
9002002 | 3 | 1991-10-16 | Removed From Ground | Gas | 10000 | Bare Steel | Galvanized Steel | Not Marked
9002003 | 1 | 1991-09-17 | Removed From Ground | Other | 3300 | Marked Unknown | Unknown | Not Marked
9002003 | 2 | 1991-09-17 | Removed From Ground | Other | 500 | Marked Unknown | Unknown | Not Marked
9002004 | 1 | 1993-05-03 | Removed From Ground | Gas | 3000 | Bare Steel | Galvanized Steel | Suction: Valve At The Tank
9002004 | 2 | 1993-05-03 | Removed From Ground | Diesel | 3000 | Bare Steel | Galvanized Steel | Suction: Valve At The Tank
9002006 | 1 | 1989-08-08 | Currently In Use | Gas | 10000 | Fiberglass | Fiberglass Reinforced Plastic | Pressure |  | 1995-11-21 |  | 1989-08-08
9002006 | 2 | 1989-08-08 | Currently In Use | Gas | 10000 | Fiberglass | Fiberglass Reinforced Plastic | Pressure |  | 1995-11-21 |  | 1989-08-08
9002006 | 3 | 1989-08-08 | Currently In Use | Gas | 10000 | Fiberglass | Fiberglass Reinforced Plastic | Pressure |  | 1998-11-21 |  | 1989-08-08
9002006 | 4 | 1989-08-08 | Currently In Use | Diesel | 10000 | Fiberglass | Fiberglass Reinforced Plastic | Pressure |  | 1998-11-21 |  | 1989-08-08
9002007 | 1 | 1992-07-01 | Removed From Ground | Diesel | 3000 | Not Marked/Unknown | Not Marked | Not Marked
9002008 | 1 | 1998-12-01 | Removed From Ground | Gas | 4000 | Epoxy | Galvanized Steel | Suction: No Valve At The Tank |  |  |  | 1993-05-01
9002008 | 2 | 1998-12-01 | Removed From Ground | Gas | 6000 | Epoxy | Galvanized Steel | Suction: No Valve At The Tank |  |  |  | 1993-05-01
9002008 | 3 | 1998-12-08 | Currently In Use | Gas | 8000 | Composite | Single Wall Flex | Pressure |  | 1998-12-08 |  | 1998-12-08
9002008 | 4 | 1998-12-08 | Currently In Use | Gas | 4000 | Composite | Single Wall Flex | Pressure |  | 1998-12-08 |  | 1998-12-08
9002009 | 1 | 1998-11-01 | Removed From Ground | Gas | 6000 | Bare Steel | Galvanized Steel | Suction: Valve At The Tank
9002009 | 2 | 1998-11-01 | Removed From Ground | Diesel | 6000 | Bare Steel | Galvanized Steel | Suction: Valve At The Tank
9002010 | PLUS | 1999-01-01 | Removed From Ground | Gas | 2000 | Bare Steel | Galvanized Steel | Suction: Valve At The Tank
9002010 | PREM | 1999-01-01 | Removed From Ground | Gas | 2000 | Bare Steel | Galvanized Steel | Suction: Valve At The Tank
9002010 | UNL | 1999-01-01 | Removed From Ground | Gas | 2000 | Bare Steel | Galvanized Steel | Suction: Valve At The Tank
9002011 | 1 | 1998-12-01 | Removed From Ground | Gas | 1000 | Marked Unknown | Not Marked | Not Marked
9002012 | 1 | 1998-12-01 | Removed From Ground | Gas | 2000 | Not Marked/Unknown | Not Marked | Not Marked
9002012 | 2 | 1998-12-01 | Removed From Ground | Gas | 2000 | Not Marked/Unknown | Not Marked | Not Marked
9002012 | 3 | 1998-12-01 | Removed From Ground | Gas | 2000 | Not Marked/Unknown | Not Marked | Not Marked
9002013 | 1 | 2016-05-03 | Removed From Ground | Diesel | 20000 | Composite | Double Walled Flex | Pressure |  | 2000-09-07 |  | 2000-09-07
9002013 | 2A | 2016-05-03 | Removed From Ground | Gas | 12000 | Composite | Double Walled Flex | Pressure |  | 2000-09-07 |  | 2000-09-07
9002013 | 2B | 2016-05-03 | Removed From Ground | Gas | 8000 | Composite | Double Walled Flex | Pressure |  | 2000-09-07 |  | 2000-09-07
9003001 | 1 | 1996-01-01 | Currently In Use | Diesel | 10000 | STIP-3 | Double Walled | Pressure |  | 1996-01-01 |  | 1996-01-01
9003001 | 2 | 1996-01-01 | Currently In Use | Gas | 5000 | Steel-Impressed Current | Double Walled | Pressure |  | 1996-01-01 |  | 1996-01-01
9003001 | 3 | 1996-01-01 | Currently In Use | Diesel | 5000 | Steel-Impressed Current | Double Walled | Pressure |  | 1996-01-01 |  | 1996-01-01
9003001 | 4 | 1996-01-01 | Currently In Use | Gas | 10000 | Steel-Impressed Current | Double Walled | Pressure |  | 1996-01-01 |  | 1996-01-01
9003001 | 5 | 1996-01-01 | Currently In Use | Gas | 10000 | Steel-Impressed Current | Double Walled | Pressure |  | 1996-01-01 |  | 1996-01-01
9003001 | 6 | 1998-11-30 | Removed From Ground | Other |  | Not Marked/Unknown | Not Marked | Not Marked
9003003 | 1 | 1994-01-01 | Removed From Ground | Gas | 1 | Marked Unknown | Galvanized Steel | Suction: No Valve At The Tank
9003003 | 2 | 1994-01-01 | Removed From Ground | Gas | 1 | Marked Unknown | Galvanized Steel | Suction: No Valve At The Tank
9003003 | 3 | 1994-01-01 | Removed From Ground | Gas | 1 | Marked Unknown | Galvanized Steel | Suction: No Valve At The Tank
9003003 | 4 | 1994-01-01 | Removed From Ground | Gas | 1 | Marked Unknown | Galvanized Steel | Suction: No Valve At The Tank
9003003 | 5 | 1994-01-01 | Removed From Ground | Kerosene | 1 | Marked Unknown | Galvanized Steel | Suction: No Valve At The Tank
9003004 | 1 | 1993-04-21 | Removed From Ground | Other |  | Not Marked/Unknown | Unknown | Not Marked
9003004 | 2 | 1993-04-21 | Removed From Ground | Other |  | Not Marked/Unknown | Unknown | Not Marked
9003005 | 1 | 1993-08-08 | Currently In Use | Diesel | 3000 | Fiberglass | Fiberglass Reinforced Plastic | Suction: Valve At The Tank |  | 1993-08-08 |  | 1993-08-08
9003006 | 1 | 1980-01-01 | Currently In Use | Gas | 6000 | Steel-Impressed Current | Cathodically Protected | Suction: Valve At The Tank |  | 1996-06-19 |  | 1996-06-19
9003006 | 2 | 1980-01-01 | Currently In Use | Gas | 6000 | Steel-Impressed Current | Cathodically Protected | Suction: Valve At The Tank |  | 1996-06-19 |  | 1996-06-19
9003006 | 3 | 1980-01-01 | Currently In Use | Gas | 6000 | Steel-Impressed Current | Cathodically Protected | Suction: Valve At The Tank |  | 1996-06-19 |  | 1996-06-19
9003007 | 1 | 1987-06-01 | Currently In Use | Gas | 8000 | Composite | Fiberglass Reinforced Plastic | Pressure |  | 1987-06-10 |  | 1995-09-21
9003007 | 2 | 1987-06-01 | Currently In Use | Gas | 8000 | Composite | Fiberglass Reinforced Plastic | Pressure |  | 1987-06-01 |  | 1995-09-21
9003007 | 3 | 1987-06-01 | Currently In Use | Gas | 8000 | Composite | Fiberglass Reinforced Plastic | Pressure |  | 1987-06-01 |  | 1995-09-21
9003007 | 4 | 1987-06-01 | Currently In Use | Diesel | 10000 | Composite | Fiberglass Reinforced Plastic | Pressure |  | 1987-06-01 |  | 1995-09-21
9003007 | 5 | 1987-06-01 | Currently In Use | Diesel | 10000 | Composite | Fiberglass Reinforced Plastic | Pressure |  | 1987-06-01 |  | 1995-09-21
9003007 | 6 | 2002-04-19 | Currently In Use | Kerosene | 3000 | Composite | Galvanic | Pressure |  | 1994-04-01 |  | 1994-04-01
9003008 | 1 | 1992-03-27 | Removed From Ground | Gas | 1 | Not Marked/Unknown | Not Marked | Not Marked
9003008 | 2 | 1992-03-27 | Removed From Ground | Gas | 1 | Not Marked/Unknown | Not Marked | Not Marked
9003009 | 1 | 1987-09-01 | Removed From Ground | Gas | 500 | Bare Steel | Copper | Suction: No Valve At The Tank
9003010 | 503D1 | 2004-03-10 | Removed From Ground | Diesel | 1000 | Cathodically Protected Steel | Galvanized Steel | Suction: No Valve At The Tank
9003010 | 503G1 | 2004-03-10 | Removed From Ground | Gas | 1000 | Cathodically Protected Steel | Galvanized Steel | Suction: No Valve At The Tank
9003011 | 1 | 1991-01-01 | Removed From Ground | Used Oil | 550 | Not Marked/Unknown | Not Marked | Not Marked
9003012 | 1 | 1990-01-01 | Removed From Ground | Gas | 4000 | Not Marked/Unknown | Unknown | Not Marked
9003012 | 2 | 1990-01-01 | Removed From Ground | Gas | 4000 | Not Marked/Unknown | Unknown | Not Marked
9003012 | 3 | 1990-01-01 | Removed From Ground | Diesel | 1000 | Not Marked/Unknown | Unknown | Not Marked
9003013 | 1 | 1999-08-23 | Removed From Ground | Gas | 6000 | Cathodically Protected Steel | Cathodically Protected | Pressure |  | 1997-01-01 |  | 1997-01-01
9003013 | 2 | 1999-08-23 | Removed From Ground | Gas | 6000 | Cathodically Protected Steel | Cathodically Protected | Pressure |  | 1997-01-01 |  | 1997-01-01
9003013 | 3 | 1999-08-23 | Removed From Ground | Gas | 6000 | Cathodically Protected Steel | Cathodically Protected | Pressure |  | 1997-01-01 |  | 1997-01-01
9003014 | 1 | 2012-02-28 | Temporarily Out Of Use | Diesel | 8000 | Composite | Fiberglass Reinforced Plastic | Pressure |  | 1994-01-01 |  | 1994-01-01
9003014 | 2A | 2012-02-28 | Temporarily Out Of Use | Gas | 4000 | Composite | Fiberglass Reinforced Plastic | Pressure |  | 1994-01-01 |  | 1994-01-01
9003014 | 2B | 2012-02-28 | Temporarily Out Of Use | Gas | 4000 | Composite | Fiberglass Reinforced Plastic | Pressure |  | 1994-11-01 |  | 1994-11-01
9003015 | 1 | 1995-12-01 | Removed From Ground | Gas | 2000 | Cathodically Protected Steel | Galvanized Steel | Not Marked
9003015 | 2 | 1995-12-01 | Removed From Ground | Gas | 2000 | Cathodically Protected Steel | Galvanized Steel | Not Marked
9003015 | 3 | 1995-12-01 | Currently In Use | Diesel | 2000 | Composite | Fiberglass Reinforced Plastic | Suction: No Valve At The Tank |  | 1995-12-01 |  | 1995-12-01
9003015 | 4 | 1995-12-01 | Currently In Use | Diesel | 2000 | Composite | Fiberglass Reinforced Plastic | Suction: No Valve At The Tank |  | 1995-12-01 |  | 1995-12-01
9003015 | 5A | 2008-08-03 | Currently In Use | Gas | 9000 | Composite Double Walled | Double Walled Flex | Pressure | N | 2008-08-10 | N | 2008-08-10
9003015 | 5B | 2008-08-03 | Currently In Use | Gas | 3000 | Composite Double Walled | Double Walled Flex | Pressure | N | 2008-08-10 | N | 2008-08-10
9003015 | 6 | 2008-08-03 | Currently In Use | Diesel | 10000 | Composite Double Walled | Double Walled Flex | Pressure | N | 2008-08-10 | N | 2008-08-10
9003020 | 1 | 1993-05-13 | Currently In Use | Diesel | 20000 | Steel-Impressed Current | Double Walled | Suction: Valve At The Tank |  | 1993-05-13 12:00 | Y | 1993-05-13 12:00
9003021 | 0 | 2005-01-20 | Temporarily Out Of Use | Gas |  | Steel-Impressed Current | Cathodically Protected | Suction: Valve At The Tank |  | 1999-01-29 12:00 |  | 1999-01-29 12:00
9003021 | 1 | 2005-01-20 | Temporarily Out Of Use | Gas | 2980 | Steel-Impressed Current | Cathodically Protected | Suction: Valve At The Tank |  | 1999-01-29 |  | 1999-01-29
9003021 | 3 | 2005-01-20 | Temporarily Out Of Use | Gas | 2980 | Steel-Impressed Current | Cathodically Protected | Suction: Valve At The Tank |  | 1999-01-29 |  | 1999-01-29
9003021 | 4 | 2005-01-20 | Temporarily Out Of Use | Gas | 2980 | Steel-Impressed Current | Cathodically Protected | Suction: Valve At The Tank |  | 1999-01-29 |  | 1999-01-29
9003022 | 1 | 1989-01-01 | Currently In Use | Gas | 1016 | Fiberglass | Galvanized Steel | Suction: Valve At The Tank
9003022 | 2 | 1989-01-01 | Currently In Use | Gas | 1016 | Fiberglass | Galvanized Steel | Suction: Valve At The Tank
9003023 | 1-REG | 2007-01-27 | Removed From Ground | Gas | 1000 | Cathodically Protected Steel | Cathodically Protected | Suction: Valve At The Tank |  | 1998-12-21 |  | 1998-12-21
9003023 | 2-PLUS | 2007-01-27 | Removed From Ground | Gas | 1000 | Cathodically Protected Steel | Galvanized Steel | Suction: Valve At The Tank |  | 1998-12-22 |  | 1998-12-22
9003024 | 1 | 1996-06-01 | Removed From Ground | Used Oil | 250 | Not Marked/Unknown | Not Marked | Not Marked | Y |  | Y
9003025 | 1 | 1999-08-01 | Removed From Ground | Gas | 4000 | Bare Steel | Bare Steel | Suction: Valve At The Tank
9003025 | 2 | 1999-08-01 | Removed From Ground | Gas | 6000 | Bare Steel | Bare Steel | Suction: Valve At The Tank
9003026 | 1 | 1996-07-22 | Removed From Ground | Kerosene |  | Not Marked/Unknown | Not Marked | Not Marked
9003026 | 2 | 1996-07-22 | Removed From Ground | Empty |  | Not Marked/Unknown | Not Marked | Not Marked
9003026 | 3 | 1996-07-22 | Removed From Ground | Gas |  | Not Marked/Unknown | Not Marked | Not Marked
9003027 | 1 | 2000-08-11 | Permanently Out Of Use | Gas |  | Not Marked/Unknown | Not Marked | Not Marked
9003027 | 1 |  | Currently In Use | Gas |  | Not Marked/Unknown | Not Marked | Not Marked
9003027 | 2 | 2000-08-11 | Permanently Out Of Use | Gas |  | Not Marked/Unknown | Not Marked | Not Marked
9003027 | 2 |  | Currently In Use | Gas |  | Not Marked/Unknown | Not Marked | Not Marked
9003028 | 1 | 1976-01-01 | Removed From Ground | Gas |  | Not Marked/Unknown | Not Marked | Not Marked
9003028 | 2 | 1976-01-01 | Removed From Ground | Gas |  | Not Marked/Unknown | Not Marked | Not Marked
9003029 | 1 |  | Currently In Use | Diesel |  | Not Marked/Unknown | Not Marked | Not Marked
9003029 | 1 |  | Removed From Ground Date Unknown | Diesel |  | Not Marked/Unknown | Not Marked | Not Marked
9003031 | 1 | 1997-04-01 | Removed From Ground | Gas | 2000 | Not Marked/Unknown | Not Marked | Not Marked
9003031 | 2 | 1997-04-01 | Removed From Ground | Gas | 3000 | Not Marked/Unknown | Not Marked | Not Marked
9003031 | 3 | 1997-04-01 | Removed From Ground | Gas | 560 | Not Marked/Unknown | Not Marked | Not Marked
9003032 | 1 | 1997-08-01 | Currently In Use | Gas | 12000 | Composite | Fiberglass Reinforced Plastic | Pressure |  | 1997-08-01 |  | 1997-08-01
9003032 | 2 | 1997-08-01 | Currently In Use | Gas | 8000 | Composite | Fiberglass Reinforced Plastic | Pressure |  | 1997-08-01 |  | 1997-08-01
9003033 | 1 | 1999-08-01 | Currently In Use | Gas | 12000 | Composite | Double Walled | Pressure |  | 1999-08-01 |  | 1999-08-01
9003033 | 2A | 1999-08-01 | Currently In Use | Gas | 8000 | Composite | Double Walled | Pressure |  | 1999-08-01 |  | 1999-08-01
9003033 | 2B | 1999-08-01 | Currently In Use | Diesel | 4000 | Composite | Double Walled | Pressure |  | 1999-08-01 |  | 1999-08-01
9003034 | 1 | 1997-09-08 | Currently In Use | Diesel | 10000 | EPOXY/DOUBLE WALLED | Aboveground Piping | Pressure |  | 1997-09-18 |  | 1997-09-18
9003035 | 1 | 2000-03-20 | Currently In Use | Gas | 10000 | Composite | Fiberglass Reinforced Plastic | Pressure | Y | 2000-04-11 12:00 |  | 2000-04-11 12:00
9003035 | 2 | 2000-03-20 | Currently In Use | Gas | 6000 | Composite | Fiberglass Reinforced Plastic | Pressure | Y | 2000-04-11 12:00 |  | 2000-04-11 12:00
9003035 | 3 | 2000-03-20 | Currently In Use | Diesel | 10000 | Composite | Fiberglass Reinforced Plastic | Pressure | Y | 2000-04-11 12:00 |  | 2000-04-11 12:00
9003035 | 4 | 2000-03-20 | Currently In Use | Diesel | 4000 | Composite | Fiberglass Reinforced Plastic | Pressure | Y | 2000-04-11 12:00 |  | 2000-04-11 12:00
9003036 | 1 | 2001-04-12 | Currently In Use | Diesel | 12000 | Composite | Double Walled | Pressure |  | 2001-04-12 |  | 2001-04-12
9004001 | 1 | 1993-12-21 | Removed From Ground | Gas | 2000 | Bare Steel | Galvanized Steel | Suction: No Valve At The Tank
9004001 | 2 | 1993-12-21 | Removed From Ground | Diesel | 2000 | Bare Steel | Galvanized Steel | Suction: No Valve At The Tank
9004003 | 1 | 1998-05-14 | Removed From Ground | Gas | 4000 | Marked Unknown | Unknown | Suction: No Valve At The Tank
9004003 | 2 | 1998-05-14 | Removed From Ground | Gas | 4000 | Marked Unknown | Unknown | Suction: No Valve At The Tank
9004003 | 3 | 1998-05-14 | Removed From Ground | Gas | 4000 | Marked Unknown | Unknown | Suction: No Valve At The Tank
9004003 | 4 | 1998-05-14 | Removed From Ground | Diesel | 4000 | Marked Unknown | Unknown | Suction: No Valve At The Tank
9004004 | 1 | 1986-06-01 | Currently In Use | Gas | 6000 | Steel-Impressed Current | Fiberglass Reinforced Plastic | Pressure |  | 1998-06-18 12:00 | Y | 1998-06-01 12:00
9004004 | 2 | 1986-06-01 | Currently In Use | Gas | 6000 | Steel-Impressed Current | Fiberglass Reinforced Plastic | Pressure |  | 1998-06-01 12:00 | Y | 1998-06-01 12:00
9004004 | 3 | 2009-08-10 | Temporarily Out Of Use | Gas | 6000 | Steel-Impressed Current | Fiberglass Reinforced Plastic | Pressure |  | 1998-06-01 12:00 | Y | 1998-06-01 12:00
9004005 | 1 | 1999-01-28 | Removed From Ground | Diesel | 4000 | Epoxy | Not Marked | Suction: No Valve At The Tank
9004005 | 2A | 1999-02-10 | Currently In Use | Diesel | 2000 | Composite Double Walled | Double Walled Flex | Suction: No Valve At The Tank |  | 1999-02-16 12:00 |  | 1999-02-16 12:00
9004005 | 2B | 1999-02-10 | Currently In Use | Gas | 1000 | Composite Double Walled | Double Walled Flex | Suction: No Valve At The Tank | N | 1999-02-16 | N | 1999-02-16
9004006 | 1 | 1998-11-01 | Removed From Ground | Gas | 6000 | Bare Steel | Galvanized Steel | Suction: Valve At The Tank
9004006 | 2 | 1998-11-01 | Removed From Ground | Gas | 6000 | Bare Steel | Galvanized Steel | Suction: Valve At The Tank
9004010 | 1 | 1997-09-01 | Removed From Ground | Gas | 1000 | Bare Steel | Galvanized Steel | Suction: Valve At The Tank
9004010 | 2 | 1997-09-01 | Removed From Ground | Gas | 1000 | Bare Steel | Galvanized Steel | Suction: Valve At The Tank
9004010 | 3 | 1997-09-01 | Removed From Ground | Gas | 2000 | Bare Steel | Galvanized Steel | Suction: Valve At The Tank
9004011 | CR-42-E | 1996-09-01 | Removed From Ground | Gas |  | Not Marked/Unknown | Not Marked | Not Marked
9004011 | CR-42-W | 1996-09-01 | Removed From Ground | Gas |  | Not Marked/Unknown | Not Marked | Not Marked
9004012 | 1 | 1999-12-01 | Removed From Ground | Diesel |  | Bare Steel | Galvanized Steel | Suction: No Valve At The Tank
9004012 | 2 | 1999-12-01 | Removed From Ground | Gas |  | Bare Steel | Galvanized Steel | Suction: No Valve At The Tank
9004050 | 10 | 1990-01-01 | Currently In Use | Used Oil | 6000 | Fiberglass | Fiberglass Reinforced Plastic | Gravity Fed | Y | 1990-01-01 | Y | 1990-01-01 12:00
9004050 | 6 | 1990-01-01 | Currently In Use | Diesel | 20000 | Fiberglass | Fiberglass Reinforced Plastic | Pressure |  | 1990-01-01 |  | 1990-01-01
9004050 | 7 | 1990-01-01 | Currently In Use | Diesel | 20000 | Fiberglass | Fiberglass Reinforced Plastic | Pressure |  | 1990-01-01 |  | 1990-01-01
9004050 | 8 | 1990-01-01 | Currently In Use | Diesel | 20000 | Fiberglass | Fiberglass Reinforced Plastic | Pressure |  | 1990-01-01 |  | 1990-01-01
9004050 | 9 | 1990-01-01 | Currently In Use | Diesel | 20000 | Fiberglass | Fiberglass Reinforced Plastic | Pressure |  | 1990-01-01 |  | 1990-01-01
9004051 | 1 | 1990-08-15 | Removed From Ground | Gas | 10000 | Fiberglass | Bare Steel | Not Marked
9004051 | 2 | 1990-08-15 | Removed From Ground | Diesel | 10000 | Fiberglass | Bare Steel | Not Marked
9004059 | 1 | 1988-12-01 | Currently In Use | Gas | 10000 | Fiberglass | Fiberglass Reinforced Plastic | Pressure |  | 1995-01-19 |  | 1995-01-19
9004059 | 2 | 1988-12-01 | Currently In Use | Gas | 10000 | Fiberglass | Fiberglass Reinforced Plastic | Pressure |  | 1995-01-19 |  | 1995-01-19
9004059 | 3 | 1988-12-01 | Currently In Use | Gas | 10000 | Fiberglass | Fiberglass Reinforced Plastic | Pressure |  | 1995-01-19 |  | 1995-01-19
9005001 | 1 | 1989-03-01 | Removed From Ground | Other | 1000 | Bare Steel | Galvanized Steel | Not Marked
9005001 | 2 | 1989-03-01 | Removed From Ground | Other | 1000 | Bare Steel | Galvanized Steel | Not Marked
9005002 | 1 | 2007-03-20 | Removed From Ground Date Unknown | Gas | 10000 | Steel-Impressed Current | Cathodically Protected | Pressure |  | 1997-11-04 |  | 1997-11-04
9005002 | 2 | 2007-03-20 | Removed From Ground Date Unknown | Gas | 5037 | Steel-Impressed Current | Cathodically Protected | Pressure |  | 1997-11-04 |  | 1997-11-04
9005002 | 3 | 2007-03-20 | Removed From Ground Date Unknown | Gas | 6110 | Steel-Impressed Current | Cathodically Protected | Pressure |  | 1997-11-04 |  | 1997-11-04
9005002 | 4 | 2007-03-20 | Removed From Ground Date Unknown | Gas | 8020 | Steel-Impressed Current | Cathodically Protected | Pressure |  | 1997-11-04 |  | 1997-11-04
9005003 | 1 | 1983-01-01 | Currently In Use | Gas | 10000 | Steel-Impressed Current | Cathodically Protected | Pressure |  | 1998-12-01 |  | 1998-12-01
9005003 | 2 | 1983-01-01 | Currently In Use | Gas | 8020 | Steel-Impressed Current | Cathodically Protected | Pressure |  | 1998-12-01 |  | 1998-12-01
9005003 | 3 | 1983-01-01 | Currently In Use | Gas | 6047 | Steel-Impressed Current | Cathodically Protected | Pressure |  | 1998-12-01 |  | 1998-12-01
9005003 | 4 | 1983-01-01 | Currently In Use | Diesel | 3010 | Steel-Impressed Current | Cathodically Protected | Pressure |  | 1998-12-01 |  | 1998-12-01
9005006 | 1 | 2005-08-27 | Removed From Ground | Diesel | 10000 | Cathodically Protected Steel | Cathodically Protected | Not Marked |  | 1990-11-29 |  | 1990-11-29
9005006 | 2 | 2002-08-27 | Removed From Ground | Gas | 3000 | Cathodically Protected Steel | Cathodically Protected | Not Marked |  | 1990-11-29 |  | 1990-11-19
9005007 | 1 | 2013-11-21 | Currently In Use | Gas | 6000 | Steel-Galvanic | Cathodically Protected | Pressure |  | 1989-05-01 |  | 1989-05-01
9005007 | 2 | 2013-11-21 | Currently In Use | Gas | 4000 | Steel-Galvanic | Cathodically Protected | Pressure |  | 1989-05-01 |  | 1989-05-01
9005007 | 3 | 2013-11-21 | Currently In Use | Gas | 4000 | Steel-Galvanic | Cathodically Protected | Pressure |  | 1989-05-01 |  | 1989-05-01
9005008 | 1 | 1991-01-12 | Currently In Use | Gas | 4000 | Steel-Galvanic | Cathodically Protected | Suction: No Valve At The Tank |  | 1991-01-12 |  | 1991-01-12
9005008 | 2 | 1991-01-12 | Currently In Use | Gas | 4000 | Steel-Galvanic | Cathodically Protected | Suction: No Valve At The Tank |  | 1991-01-12 |  | 1991-01-12
9005008 | 3 | 1991-01-12 | Currently In Use | Gas | 4000 | Steel-Galvanic | Cathodically Protected | Suction: No Valve At The Tank |  | 1991-01-21 |  | 1991-01-21
9005009 | 01 | 1984-12-01 | Currently In Use | Gas | 10000 | Steel-Impressed Current | Double Walled | Pressure |  | 1998-06-15 |  | 1998-06-15
9005009 | 02 | 1984-12-01 | Currently In Use | Gas | 10000 | Steel-Impressed Current | Double Walled | Pressure |  | 1998-06-15 |  | 1998-06-15
9005009 | 03 | 1984-12-01 | Currently In Use | Gas | 10000 | Steel-Impressed Current | Double Walled | Pressure |  | 1998-06-15 |  | 1998-06-15
9005009 | 04 | 1984-12-01 | Currently In Use | Diesel | 4000 | Steel-Impressed Current | Double Walled | Pressure |  | 1998-06-15 |  | 1998-06-15
9005009 | 05 | 1998-05-26 | Removed From Ground | Kerosene | 1000 | Cathodically Protected Steel | Galvanized Steel | Suction: No Valve At The Tank
9005010 | 1 | 1993-07-22 | Removed From Ground | Gas | 1000 | Bare Steel | Galvanized Steel | Suction: Valve At The Tank
9005010 | 2 | 1993-07-22 | Removed From Ground | Gas | 1000 | Bare Steel | Galvanized Steel | Suction: Valve At The Tank
9005011 | 1 | 1990-07-01 | Currently In Use | Gas | 10000 | Composite | Fiberglass Reinforced Plastic | Pressure |  | 1991-07-01 |  | 1991-07-01
9005011 | 2 | 1990-07-01 | Currently In Use | Gas | 10000 | Composite | Fiberglass Reinforced Plastic | Pressure |  | 1991-07-01 |  | 1991-07-01
9005011 | 3 | 1990-07-01 | Currently In Use | Gas | 10000 | Composite | Fiberglass Reinforced Plastic | Pressure |  | 1991-07-01 |  | 1991-07-01
9005012 | 1 |  | Currently In Use | Gas | 10000 | Fiberglass | Fiberglass Reinforced Plastic | Pressure |  | 1990-08-01 |  | 1990-08-01
9005012 | 2 | 1991-01-01 | Currently In Use | Gas | 10000 | Fiberglass | Fiberglass Reinforced Plastic | Pressure |  | 1990-08-01 |  | 1990-08-01
9005012 | 3 | 1991-01-01 | Currently In Use | Gas | 10000 | Fiberglass | Fiberglass Reinforced Plastic | Pressure |  | 1990-08-01 |  | 1990-08-01
9005013 | 1 | 1990-01-01 | Currently In Use | Gas | 8000 | Composite | Fiberglass Reinforced Plastic | Pressure |  | 1991-07-01 |  | 1991-07-01
9005013 | 2 | 1990-01-01 | Currently In Use | Gas | 8000 | Composite | Fiberglass Reinforced Plastic | Pressure |  | 1991-07-01 |  | 1991-07-01
9005013 | 3 | 1990-01-01 | Currently In Use | Gas | 8000 | Composite | Fiberglass Reinforced Plastic | Pressure |  | 1991-07-01 |  | 1991-07-01
9005013 | 4 | 2013-02-01 | Currently In Use | Diesel | 8000 | Composite Double Walled | Fiberglass/Double Walled | Pressure |  | 2013-02-01 |  | 2013-02-01
9005014 | 1 | 1994-02-09 | Removed From Ground | Gas | 1000 | Bare Steel | Galvanized Steel | Not Marked
9005014 | 2 | 1994-02-09 | Removed From Ground | Diesel | 1000 | Bare Steel | Galvanized Steel | Not Marked
9005015 | 1 | 1994-06-01 | Removed From Ground | Gas | 6000 | Bare Steel | Galvanized Steel | Suction: Valve At The Tank
9005015 | 2 | 2000-03-15 | Removed From Ground | Gas | 10000 | Cathodically Protected Steel | Fiberglass Reinforced Plastic | Suction: No Valve At The Tank
9005016 | 1 | 1995-01-01 | Removed From Ground | Gas | 6000 | Not Marked/Unknown | Not Marked | Not Marked
9005016 | 2 | 1995-01-01 | Removed From Ground | Gas | 6000 | Not Marked/Unknown | Not Marked | Not Marked
9005016 | 3 | 1995-01-01 | Removed From Ground | Gas | 4000 | Not Marked/Unknown | Not Marked | Not Marked
9005017 | 1 | 1988-09-16 | Currently In Use | Gas | 4000 | Steel-Galvanic | Cathodically Protected | Suction: No Valve At The Tank |  | 1988-09-16 |  | 1988-09-16
9005017 | 2 | 1988-09-16 | Currently In Use | Gas | 4000 | Steel-Galvanic | Cathodically Protected | Suction: No Valve At The Tank |  | 1988-09-16 |  | 1988-09-16
9005017 | 3 | 1988-09-16 | Currently In Use | Gas | 4000 | Steel-Galvanic | Cathodically Protected | Suction: No Valve At The Tank |  | 1988-09-16 |  | 1988-09-16
9005019 | 1 | 1989-08-01 | Currently In Use | Gas | 8000 | Cathodically Protected Steel | Fiberglass Reinforced Plastic | Pressure |  | 1989-08-01 |  | 1989-08-01
9005019 | 2 | 1989-08-01 | Currently In Use | Gas | 8000 | Cathodically Protected Steel | Fiberglass Reinforced Plastic | Pressure |  | 1989-08-01 |  | 1989-08-01
9005019 | 3 | 1989-08-01 | Currently In Use | Gas | 8000 | Cathodically Protected Steel | Fiberglass Reinforced Plastic | Pressure |  | 1989-08-01 |  | 1989-08-01
9005019 | 4 | 1989-08-01 | Currently In Use | Diesel | 8000 | Cathodically Protected Steel | Fiberglass Reinforced Plastic | Pressure |  | 1989-08-01 |  | 1989-08-01
9005020 | 1 | 1999-12-08 | Removed From Ground | Gas | 3000 | Bare Steel | Galvanized Steel | Suction: Valve At The Tank |  | 1996-01-01 |  | 1996-01-01
9005020 | 2 | 1999-12-08 | Removed From Ground | Gas | 3000 | Bare Steel | Galvanized Steel | Suction: Valve At The Tank |  | 1996-01-01 |  | 1996-01-01
9005020 | 3 | 1999-12-08 | Removed From Ground | Gas | 3000 | Bare Steel | Galvanized Steel | Suction: Valve At The Tank |  | 1996-01-01 |  | 1996-01-01
9005020 | 4 | 1999-12-08 | Removed From Ground | Gas | 3000 | Bare Steel | Galvanized Steel | Suction: Valve At The Tank |  | 1996-01-01 |  | 1996-01-01
9005020 | 5 | 1998-12-10 | Currently In Use | Gas | 6000 | Cathodically Protected Steel | Fiberglass Reinforced Plastic | Pressure |  | 1998-12-15 |  | 1998-12-15
9005020 | 6 | 2014-02-24 | Temporarily Out Of Use | Gas | 4000 | Cathodically Protected Steel | Fiberglass Reinforced Plastic | Pressure |  | 1998-12-15 |  | 1998-12-15
9005020 | 7 | 2014-02-24 | Temporarily Out Of Use | Diesel | 4000 | Cathodically Protected Steel | Fiberglass Reinforced Plastic | Pressure |  | 1998-12-15 |  | 1998-12-15
9005021 | 1 | 1995-08-30 | Currently In Use | Gas | 8000 | Steel-Impressed Current | Double Walled | Pressure |  | 1997-05-01 |  | 1997-05-01
9005021 | 2 | 1995-08-30 | Currently In Use | Gas | 8000 | Steel-Impressed Current | Double Walled | Pressure |  | 1997-05-01 |  | 1997-05-01
9005022 | 1 | 1999-09-28 | Removed From Ground | Diesel | 2000 | Bare Steel | Bare Steel | Suction: No Valve At The Tank
9005022 | 2 | 1999-09-28 | Removed From Ground | Gas | 2000 | Bare Steel | Bare Steel | Suction: No Valve At The Tank
9005022 | 3 | 1999-10-25 | Currently In Use | Gas | 2000 | Epoxy | Double Walled | Pressure | N | 1999-10-25 | N | 1999-10-25
9005022 | 4 | 1999-10-25 | Currently In Use | Diesel | 2000 | Epoxy | Double Walled | Pressure | N | 1999-10-25 | N | 1999-10-25
9005024 | 1 | 1995-08-01 | Currently In Use | Gas | 8000 | Cathodically Protected Steel | Cathodically Protected | Pressure |  | 1995-08-01 |  | 1995-08-01
9005024 | 2 | 1995-08-01 | Currently In Use | Diesel | 6000 | Cathodically Protected Steel | Cathodically Protected | Pressure |  | 1995-08-01 |  | 1995-08-01
9005026 | 1 | 1969-01-01 | Currently In Use | Gas | 2000 | Steel-Impressed Current | Cathodically Protected | Suction: No Valve At The Tank |  | 1998-12-01 |  | 1998-12-01
9005026 | 2 | 1969-01-01 | Currently In Use | Gas | 2000 | Steel-Impressed Current | Cathodically Protected | Suction: No Valve At The Tank |  | 1998-12-01 |  | 1998-12-01
9005026 | 3 | 1969-01-01 | Currently In Use | Gas | 2000 | Steel-Impressed Current | Cathodically Protected | Suction: No Valve At The Tank |  | 1998-12-01 |  | 1998-12-01
9005026 | 4 | 1969-01-01 | Currently In Use | Gas | 6000 | Steel-Impressed Current | Cathodically Protected | Suction: No Valve At The Tank |  | 1998-12-01 |  | 1998-12-01
9005026 | 5 | 1969-01-01 | Currently In Use | Diesel | 2000 | Steel-Impressed Current | Cathodically Protected | Suction: No Valve At The Tank |  | 1998-12-01 |  | 1998-12-01
9006002 | 1 | 1991-11-18 | Removed From Ground | Gas | 10000 | Marked Unknown | Unknown | Not Marked
9006002 | 2 | 1991-11-18 | Removed From Ground | Diesel | 10000 | Marked Unknown | Unknown | Not Marked
9006002 | 3 | 1991-11-18 | Removed From Ground | Gas | 10000 | Marked Unknown | Unknown | Not Marked
9006003 | 1 | 2010-11-19 | Temporarily Out Of Use | Diesel | 10000 | Steel-Impressed Current | Cathodically Protected | Suction: No Valve At The Tank |  | 1997-08-01 |  | 1997-08-01
9006003 | 2 | 2010-11-19 | Temporarily Out Of Use | Gas | 10000 | Steel-Impressed Current | Cathodically Protected | Suction: No Valve At The Tank |  | 1997-08-01 |  | 1997-08-01
9006004 | BTS-1 | 1990-04-01 | Closed In Ground | Diesel | 15000 | Bare Steel | Not Marked | Not Marked
9006004 | BTS-2 | 1990-04-01 | Closed In Ground | Gas | 15000 | Bare Steel | Not Marked | Not Marked
9006004 | BTS-3 | 1990-04-01 | Removed From Ground | Used Oil | 2000 | Bare Steel | Not Marked | Gravity Fed | Y |  | Y
9006004 | BTS-4 | 1990-04-01 | Currently In Use | Diesel | 15000 | Composite | Fiberglass Reinforced Plastic | Pressure | Y | 1995-05-31 12:00 | Y | 1995-05-31 12:00
9006004 | BTS-5 | 1990-07-01 | Currently In Use | Diesel | 15000 | Composite | Fiberglass Reinforced Plastic | Pressure | Y | 1995-05-31 12:00 | Y | 1995-05-31 12:00
9006004 | BTS-6 | 1990-04-01 | Currently In Use | Used Oil | 2000 | Composite | Fiberglass Reinforced Plastic | Gravity Fed | Y |  | Y | 1995-05-31 12:00
9006004 | BTS-7 | 2006-12-08 | Currently In Use | Gas | 10000 | Composite | Fiberglass Reinforced Plastic | Pressure | Y | 2006-12-08 12:00 | Y | 2006-12-08 12:00
9006005 | 1 | 1992-10-08 | Removed From Ground | Other | 550 | Bare Steel | Galvanized Steel | Gravity Fed
9006005 | 2 | 1992-10-08 | Removed From Ground | Other | 550 | Bare Steel | Galvanized Steel | Gravity Fed
9006006 | 1 | 1985-08-01 | Currently In Use | Gas | 10000 | STIP-3 | Fiberglass Reinforced Plastic | Suction: Valve At The Tank |  | 1998-12-10 |  | 1998-12-10
9006006 | 2 | 1985-08-01 | Currently In Use | Gas | 6110 | STIP-3 | Fiberglass Reinforced Plastic | Suction: Valve At The Tank |  | 1998-12-10 |  | 1998-12-10
9006006 | 3 | 1985-08-01 | Currently In Use | Diesel | 5000 | STIP-3 | Fiberglass Reinforced Plastic | Suction: Valve At The Tank |  | 1998-12-10 |  | 1998-12-10
9006006 | 4 | 1985-08-01 | Currently In Use | Diesel | 1003 | STIP-3 | Impressed Current | Suction: No Valve At The Tank |  | 1998-12-10 |  | 1998-12-10
9006006 | 5 | 1985-08-01 | Currently In Use | Diesel | 1003 | STIP-3 | Impressed Current | Suction: No Valve At The Tank |  | 1998-12-10 |  | 1998-12-10
9006007 | 1 | 1995-07-19 | Removed From Ground | Other |  | Marked Unknown | Unknown | Not Marked
9006007 | 1 |  | Currently In Use | Other |  | Marked Unknown | Unknown | Not Marked
9006007 | 2 | 1995-07-19 | Removed From Ground | Other |  | Marked Unknown | Unknown | Not Marked
9006007 | 2 |  | Currently In Use | Other |  | Marked Unknown | Unknown | Not Marked
9006008 | 1 |  | Permanently Out Of Use | Gas | 1020 | Bare Steel | Galvanized Steel | Suction: Valve At The Tank
9006008 | 2 |  | Permanently Out Of Use | Gas | 1020 | Bare Steel | Galvanized Steel | Suction: Valve At The Tank
9006009 | 1 | 1998-12-01 | Removed From Ground | Gas | 6000 | Bare Steel | Galvanized Steel | Suction: Valve At The Tank
9006009 | 2 | 1998-12-01 | Removed From Ground | Gas | 6000 | Bare Steel | Galvanized Steel | Suction: Valve At The Tank
9006009 | 3A | 1999-01-01 | Currently In Use | Gas | 2000 | Composite | Fiberglass Reinforced Plastic | Pressure |  | 1999-01-01 |  | 1999-01-01
9006009 | 3B | 1999-01-01 | Currently In Use | Gas | 2000 | Composite | Fiberglass Reinforced Plastic | Pressure | N | 1999-01-01 | N | 1999-01-01
9006009 | 4A | 2010-11-01 | Currently In Use | Gas | 10000 | Composite Double Walled | Fiberglass/Double Walled | Pressure | N | 2010-11-01 | N | 2010-11-01
9006009 | 4B | 2010-11-01 | Currently In Use | Diesel | 5000 | Composite Double Walled | Fiberglass/Double Walled | Pressure | N | 2010-11-01 | N | 2010-11-01
9006010 | 1 | 1989-07-01 | Currently In Use | Gas | 6000 | Steel-Galvanic | Fiberglass Reinforced Plastic | Suction: No Valve At The Tank |  | 1998-09-01 |  | 1989-07-01
9006010 | 2 | 1989-07-01 | Currently In Use | Gas | 6000 | Steel-Galvanic | Fiberglass Reinforced Plastic | Suction: No Valve At The Tank |  | 1998-09-01 |  | 1989-07-01
9006010 | 3A | 2006-05-16 | Currently In Use | Diesel | 3000 | Fiberglass | Fiberglass Reinforced Plastic | Suction: Valve At The Tank | N | 2006-05-15 | N | 2006-05-15
9006010 | 3B | 2006-05-15 | Currently In Use | Diesel | 1000 | Fiberglass | Fiberglass Reinforced Plastic | Suction: Valve At The Tank | N | 2006-05-15 | N | 2006-05-15
9006011 | 1 | 2007-10-02 | Removed From Ground | Diesel | 6000 | Steel-Galvanic | Cathodically Protected | Pressure |  | 1995-08-01 |  | 1995-08-01
9006012 | 1 | 1997-08-26 | Removed From Ground | Empty | 942 | Bare Steel | Not Marked | Not Marked
9006012 | 2 | 1997-08-26 | Removed From Ground | Empty | 545 | Bare Steel | Not Marked | Not Marked
9006012 | 3 | 1997-08-26 | Removed From Ground | Empty | 942 | Bare Steel | Not Marked | Not Marked
9006012 | 4 | 1997-08-26 | Removed From Ground | Empty | 545 | Bare Steel | Not Marked | Not Marked
9006013 | 1 |  | Removed From Ground Date Unknown | Gas |  | Not Marked/Unknown | Not Marked | Not Marked
9006015 | 1 | 2012-05-22 | Removed From Ground | Gas | 5000 | Steel-Impressed Current | Impressed Current | Suction: Valve At The Tank |  | 1999-04-01 |  | 1999-04-01
9006015 | 2 | 2012-05-22 | Removed From Ground | Gas | 5000 | Steel-Impressed Current | Impressed Current | Suction: Valve At The Tank |  | 1999-04-01 |  | 1999-04-01
9006016 | 1 | 1997-02-11 | Removed From Ground | Heating Oil | 500 | Marked Unknown | Unknown | Not Marked
9006018 | 1 | 1985-01-01 | Currently In Use | Diesel | 550 | Composite | Fiberglass Reinforced Plastic | Suction: No Valve At The Tank |  | 1997-02-01 12:00 |  | 1997-02-01 12:00
9006020 | 2 | 1998-11-24 | Removed From Ground | Gas | 3000 | Bare Steel | Galvanized Steel | Suction: Valve At The Tank
9006020 | 3 | 1998-11-24 | Removed From Ground | Diesel | 3000 | Bare Steel | Galvanized Steel | Suction: Valve At The Tank
9006021 | 1 | 1999-10-05 | Closed In Ground | Gas | 2000 | Not Marked/Unknown | Not Marked | Not Marked
9006021 | 2 | 1999-10-05 | Closed In Ground | Gas | 2000 | Not Marked/Unknown | Not Marked | Not Marked
9006021 | 3 | 1999-10-05 | Closed In Ground | Gas | 2000 | Not Marked/Unknown | Not Marked | Not Marked
9006022 | 1 | 2000-08-02 | Currently In Use | Gas | 12000 | Fiberglass Double Walled | Double Walled Flex | Pressure |  | 2000-08-09 |  | 2000-08-09
9006022 | 2A | 2000-08-02 | Currently In Use | Gas | 6000 | Fiberglass Double Walled | Double Walled Flex | Pressure |  | 2000-08-09 |  | 2000-08-09
9006022 | 2B | 2000-08-02 | Currently In Use | Gas | 6000 | Fiberglass Double Walled | Double Walled Flex | Pressure |  | 2000-08-09 |  | 2000-08-09
9007001 | 1 | 1996-07-09 | Removed From Ground | Diesel | 1000 | Cathodically Protected Steel | Bare Steel | Not Marked
9007001 | 2 | 1996-07-09 | Removed From Ground | Gas | 1000 | Cathodically Protected Steel | Bare Steel | Not Marked
9007002 | 1 | 1991-01-01 | Currently In Use | Gas | 6000 | STIP-3 | Fiberglass Reinforced Plastic | Pressure |  | 1991-01-01 12:00 | Y | 1991-01-01 12:00
9007002 | 2 | 1991-01-01 | Currently In Use | Gas | 6000 | STIP-3 | Fiberglass Reinforced Plastic | Pressure |  | 1991-01-01 12:00 | Y | 1991-01-01 12:00
9007002 | 3 | 1991-01-01 | Currently In Use | Gas | 6000 | STIP-3 | Fiberglass Reinforced Plastic | Pressure |  | 1991-01-01 12:00 | Y | 1991-01-01 12:00
9007002 | 4 | 1991-01-01 | Currently In Use | Kerosene | 2000 | STIP-3 | Fiberglass Reinforced Plastic | Pressure |  | 1991-01-01 12:00 | Y | 1991-01-01 12:00
9007002 | 5 | 2009-09-24 | Temporarily Out Of Use | Empty | 1000 | STIP-3 | Fiberglass Reinforced Plastic | Pressure |  | 1991-01-01 12:00 | Y | 1991-01-01 12:00
9007002 | 6 | 2001-10-01 | Currently In Use | Diesel | 8000 | Fiberglass | Fiberglass Reinforced Plastic | Suction: No Valve At The Tank |  | 2001-08-15 12:00 | Y | 2001-08-15 12:00
9007003 | 1 | 2014-04-21 | Temporarily Out Of Use | Gas | 10000 | STIP-3 | Fiberglass Reinforced Plastic | Pressure |  | 1996-01-01 |  | 1996-01-01
9007003 | 2 | 2014-04-21 | Temporarily Out Of Use | Gas | 10000 | STIP-3 | Fiberglass Reinforced Plastic | Pressure |  | 1996-01-01 |  | 1996-01-01
9007003 | 3 | 2014-04-21 | Temporarily Out Of Use | Diesel | 10000 | STIP-3 | Fiberglass Reinforced Plastic | Pressure |  | 1996-01-01 |  | 1996-01-01
9007003 | 4 | 2014-04-21 | Temporarily Out Of Use | Gas | 6000 | Composite | Fiberglass Reinforced Plastic | Pressure |  | 1996-01-01 |  | 1996-01-01
9007003 | 5 | 2014-04-21 | Temporarily Out Of Use | Kerosene | 1000 | STIP-3 | Fiberglass Reinforced Plastic | Suction: No Valve At The Tank |  | 1996-01-01 |  | 1996-01-01
9007004 | 1 | 1990-08-15 | Removed From Ground | Gas | 4000 | Bare Steel | Galvanized Steel | Not Marked
9007004 | 2 | 1990-08-15 | Removed From Ground | Gas | 4000 | Bare Steel | Galvanized Steel | Not Marked
9007004 | 3 | 1990-08-15 | Removed From Ground | Gas | 4000 | Bare Steel | Galvanized Steel | Not Marked
9007004 | 4 | 1990-08-15 | Removed From Ground | Gas | 4000 | Bare Steel | Galvanized Steel | Not Marked
9007005 | 1 | 2012-04-12 | Removed From Ground | Gas | 2000 | STIP-3 | Galvanic | Not Marked |  | 1998-11-02 12:00 |  | 1998-11-02 12:00
9007006 | 1 | 1994-04-20 | Removed From Ground | Used Oil | 1000 | Bare Steel | Galvanized Steel | Gravity Fed | Y |  | Y
9007007 | 1 | 1995-06-01 | Removed From Ground | Gas | 1000 | Bare Steel | Galvanized Steel | Not Marked
9007007 | 2 | 1995-06-01 | Removed From Ground | Gas | 550 | Bare Steel | Galvanized Steel | Not Marked
9007007 | 3 | 1995-06-01 | Removed From Ground | Gas | 550 | Bare Steel | Galvanized Steel | Not Marked
9007009 | 1 | 1992-01-05 | Removed From Ground | Gas | 10000 | Marked Unknown | Unknown | Not Marked
9007010 | 1AST |  | Currently In Use | Diesel | 1000 | Not Marked/Unknown | Not Marked | Not Marked
9007012 | 1 | 1994-02-09 | Currently In Use | Gas | 10000 | Fiberglass | Double Walled Flex | Pressure |  | 2013-10-24 |  | 2004-01-01
9007012 | 2 | 1994-02-09 | Currently In Use | Gas | 10000 | Fiberglass | Double Walled Flex | Pressure |  | 2009-11-10 |  | 2004-01-01
9007012 | 3 | 1994-02-09 | Currently In Use | Kerosene | 2000 | Fiberglass | Double Walled Flex | Suction: No Valve At The Tank |  | 2009-11-08 |  | 2004-01-01
9007014 | 1 | 1995-03-01 | Removed From Ground | Gas | 1000 | Not Marked/Unknown | Not Marked | Not Marked
9007014 | 2 | 1995-03-20 | Removed From Ground | Gas | 1000 | Not Marked/Unknown | Not Marked | Not Marked
9007015 | 1-UNL | 1995-04-15 | Currently In Use | Gas | 6000 | Epoxy | Fiberglass Reinforced Plastic | Pressure |  | 1995-04-15 |  | 1995-04-15
9007015 | 2-UNL | 1995-04-15 | Currently In Use | Gas | 8000 | Epoxy | Fiberglass Reinforced Plastic | Pressure |  | 1995-04-15 |  | 1995-04-15
9007015 | 3-SUP | 1995-04-15 | Currently In Use | Gas | 6000 | Epoxy | Fiberglass Reinforced Plastic | Pressure |  | 1995-04-15 |  | 1995-04-15
9007015 | 4-DIESEL | 1995-04-15 | Currently In Use | Diesel | 4000 | Epoxy | Fiberglass Reinforced Plastic | Pressure |  | 1995-04-15 |  | 1995-04-15
9007015 | 6-RACE | 1998-02-19 | Currently In Use | Gas | 1000 | Composite | Fiberglass Reinforced Plastic | Suction: No Valve At The Tank |  | 1998-02-19 |  | 1998-02-19
9007015 | 7-KERO | 1995-04-15 | Currently In Use | Kerosene | 2000 | Epoxy | Fiberglass Reinforced Plastic | Suction: No Valve At The Tank |  | 1995-04-15 |  | 1995-04-15
9007016 | 1 | 2012-06-28 | Temporarily Out Of Use | Diesel | 10000 | Fiberglass | Fiberglass Reinforced Plastic | Pressure |  | 1989-06-01 |  | 1989-06-01
9007017 | 1P | 1990-03-01 | Currently In Use | Gas | 10000 | STIP-3 | Fiberglass Reinforced Plastic | Pressure |  | 1990-03-01 |  | 1990-03-01
9007017 | 2X | 1990-03-01 | Currently In Use | Gas | 10000 | STIP-3 | Fiberglass Reinforced Plastic | Pressure |  | 1990-03-01 |  | 1990-03-01
9007017 | 3UL | 1990-03-01 | Currently In Use | Gas | 10000 | STIP-3 | Fiberglass Reinforced Plastic | Pressure |  | 1990-03-01 |  | 1990-03-01
9007017 | 4DC | 1990-03-01 | Currently In Use | Diesel | 6000 | STIP-3 | Fiberglass Reinforced Plastic | Pressure |  | 1990-03-01 |  | 1990-03-01
9007017 | 5KI | 1990-03-01 | Currently In Use | Diesel | 4000 | STIP-3 | Fiberglass Reinforced Plastic | Pressure |  | 1990-03-01 |  | 1990-03-01
9007018 | 1 | 1989-06-15 | Currently In Use | Gas | 8000 | STIP-3 | Fiberglass Reinforced Plastic | Pressure |  | 1989-06-15 |  | 1989-06-15
9007018 | 2 | 1989-06-15 | Currently In Use | Gas | 8000 | STIP-3 | Fiberglass Reinforced Plastic | Pressure |  | 1989-06-15 |  | 1989-06-15
9007018 | 3 | 2016-02-22 | Temporarily Out Of Use | Gas | 8000 | STIP-3 | Fiberglass Reinforced Plastic | Pressure |  | 1989-06-15 |  | 1989-06-15
9007018 | 4 | 1989-06-15 | Currently In Use | Diesel | 5000 | STIP-3 | Fiberglass Reinforced Plastic | Pressure |  | 1989-06-15 |  | 1989-06-15
9007018 | 5 | 2010-02-01 | Temporarily Out Of Use | Kerosene | 2000 | STIP-3 | Fiberglass Reinforced Plastic | Pressure |  | 1989-06-15 |  | 1989-06-15
9007019 | 1 | 1989-06-01 | Currently In Use | Gas | 6000 | Steel-Impressed Current | Impressed Current | Pressure |  | 1998-06-17 |  | 1998-06-17
9007019 | 2 | 1989-06-01 | Currently In Use | Gas | 6000 | Steel-Impressed Current | Impressed Current | Pressure |  | 1998-06-17 |  | 1998-06-17
9007019 | 3 | 1989-06-01 | Currently In Use | Diesel | 6000 | Steel-Impressed Current | Impressed Current | Pressure |  | 1998-06-17 |  | 1998-06-17
9007020 | 1 | 2007-06-11 | Removed From Ground | Gas | 10000 | Composite | Fiberglass Reinforced Plastic | Pressure |  | 1992-01-01 |  | 1992-01-01
9007020 | 2 | 2007-06-11 | Removed From Ground | Gas | 8000 | Composite | Fiberglass Reinforced Plastic | Pressure |  | 1992-01-01 |  | 1992-01-01
9007020 | 3 | 2007-06-11 | Removed From Ground | Diesel | 8000 | Composite | Fiberglass Reinforced Plastic | Pressure |  | 1992-01-01 |  | 1992-01-01
9007020 | 4 | 2007-06-11 | Removed From Ground | Diesel | 4000 | Composite | Fiberglass Reinforced Plastic | Pressure |  | 1992-01-01 |  | 1992-01-01
9007020 | 5 | 2007-06-11 | Removed From Ground | Kerosene | 500 | Cathodically Protected Steel | Fiberglass Reinforced Plastic | Suction: No Valve At The Tank |  | 1992-01-01 |  | 1992-01-01
9007021 | 1 | 2005-10-28 | Removed From Ground | Other | 12000 | Fiberglass | Double Walled | Suction: No Valve At The Tank |  | 1998-12-22 |  | 1998-12-22
9007021 | 2 | 2000-12-30 | Closed In Ground | Other | 12000 | Fiberglass | Cathodically Protected | Suction: No Valve At The Tank |  | 1998-12-22 |  | 1998-12-22
9007021 | 3 | 1998-07-01 | Removed From Ground | Gas | 10000 | Bare Steel | Bare Steel | Suction: No Valve At The Tank
9007024 | 702579 | 1995-11-29 | Currently In Use | Gas | 12000 | Fiberglass | Fiberglass/Double Walled | Pressure |  | 1995-11-29 |  | 1995-11-29
9007024 | 702580 | 1995-11-29 | Currently In Use | Gas | 12000 | Fiberglass | Fiberglass/Double Walled | Pressure |  | 1995-11-29 |  | 1995-11-29
9007024 | 702585 | 1995-11-29 | Currently In Use | Kerosene | 2000 | Fiberglass | Fiberglass/Double Walled | Suction: No Valve At The Tank |  | 1995-11-29 |  | 1995-11-29
9007025 | 1 | 1996-01-01 | Removed From Ground | Diesel | 10000 | Marked Unknown | Unknown | Not Marked
9007027 | 1 | 1996-03-04 | Currently In Use | Gas | 12000 | Composite | Fiberglass Reinforced Plastic | Pressure |  | 1996-03-04 |  | 1996-03-04
9007027 | 2 | 1996-03-04 | Currently In Use | Gas | 10000 | Composite | Fiberglass Reinforced Plastic | Pressure |  | 1996-03-04 |  | 1996-03-04
9007027 | 3A | 1996-03-04 | Currently In Use | Diesel | 8000 | Composite | Fiberglass Reinforced Plastic | Pressure |  | 1996-03-04 |  | 1996-03-04
9007027 | 3B | 1996-03-04 | Currently In Use | Kerosene | 4000 | Composite | Fiberglass Reinforced Plastic | Suction: No Valve At The Tank |  | 1996-03-04 |  | 1996-03-04
9007028 | 1 | 1996-05-28 | Currently In Use | Gas | 12000 | Composite | Fiberglass Reinforced Plastic | Pressure |  | 1996-05-28 |  | 1996-05-28
9007028 | 2A | 1996-05-28 | Currently In Use | Gas | 8000 | Composite | Fiberglass Reinforced Plastic | Suction: No Valve At The Tank |  | 1996-05-28 |  | 1996-05-28
9007028 | 2B | 1996-05-28 | Currently In Use | Diesel | 2000 | Composite | Fiberglass Reinforced Plastic | Pressure |  | 1996-05-28 |  | 1996-05-28
9007029 | 1 | 1996-10-31 | Removed From Ground | Empty | 1000 | Not Marked/Unknown | Not Marked | Not Marked
9007030 | 20479 | 1996-08-08 | Currently In Use | E10 | 12000 | Composite | Fiberglass Reinforced Plastic | Pressure |  | 1996-08-09 |  | 1996-08-09
9007030 | 20493 | 1996-08-08 | Currently In Use | E10 | 15000 | Composite | Fiberglass Reinforced Plastic | Pressure |  | 1996-08-09 |  | 1996-08-09
9007031 | 1 | 1996-07-01 | Removed From Ground | Gas | 550 | Not Marked/Unknown | Not Marked | Not Marked
9007032 | 1 | 1997-05-28 | Removed From Ground | Kerosene | 250 | Not Marked/Unknown | Not Marked | Not Marked
9007033 | 1 | 1997-07-01 | Removed From Ground | Empty | 2000 | Not Marked/Unknown | Not Marked | Not Marked
9007033 | 2 | 1997-07-01 | Removed From Ground | Empty | 2000 | Not Marked/Unknown | Not Marked | Not Marked
9007034 | 1 | 1997-07-01 | Removed From Ground | Empty | 1000 | Cathodically Protected Steel | Not Marked | Not Marked
9007034 | 2 | 1997-07-01 | Removed From Ground | Empty | 1000 | Cathodically Protected Steel | Not Marked | Not Marked
9007036 | 1 | 1996-10-16 | Currently In Use | Diesel | 12000 | Composite | Fiberglass Reinforced Plastic | Pressure |  | 1996-10-26 |  | 1996-10-26
9007036 | 2 | 1996-10-16 | Currently In Use | Gas | 12000 | Composite | Fiberglass Reinforced Plastic | Pressure |  | 1996-10-26 |  | 1996-10-26
9007036 | 3 | 1996-10-16 | Currently In Use | Gas | 10000 | Composite | Fiberglass Reinforced Plastic | Pressure |  | 1996-10-26 |  | 1996-10-26
9007036 | 4 | 1996-10-16 | Currently In Use | Kerosene | 2000 | Composite | Fiberglass Reinforced Plastic | Suction: No Valve At The Tank |  | 1996-10-26 |  | 1996-10-26
9007037 | 1 |  | Currently In Use | Heating Oil | 10000 | Epoxy | Galvanized Steel | Suction: Valve At The Tank
9007039 | 1 | 2001-02-15 | Currently In Use | Gas | 12000 | Fiberglass | Double Walled | Pressure |  | 2001-02-15 |  | 2001-02-15
9007039 | 2 | 2001-02-15 | Currently In Use | Gas | 10000 | Fiberglass | Double Walled | Pressure |  | 2001-02-15 |  | 2001-02-15
9007039 | 3A | 2001-02-15 | Currently In Use | Other | 10000 | Fiberglass | Double Walled | Pressure |  | 2001-02-15 |  | 2001-02-15
9007039 | 3B | 2001-02-15 | Currently In Use | Other | 5000 | Fiberglass | Double Walled | Pressure |  | 2001-02-15 |  | 2001-02-15
9007040 | 1 | 2000-01-01 | Currently In Use | Gas | 12000 | Steel-Galvanic | Fiberglass Reinforced Plastic | Pressure |  | 2000-01-01 |  | 2000-01-01
9007040 | 2 | 2000-01-01 | Currently In Use | Gas | 12000 | Steel-Galvanic | Fiberglass Reinforced Plastic | Pressure |  | 2000-01-01 |  | 2000-01-01
9007040 | 3 | 2000-01-01 | Currently In Use | Diesel | 8000 | Steel-Galvanic | Fiberglass Reinforced Plastic | Pressure |  | 2000-01-01 |  | 2000-01-01
9007041 | 1 | 2001-05-10 | Currently In Use | Gas | 12000 | Epoxy | Fiberglass Reinforced Plastic | Pressure |  | 2001-05-01 |  | 2001-05-01
9007041 | 2 | 2001-05-10 | Currently In Use | Gas | 10000 | Epoxy | Fiberglass Reinforced Plastic | Pressure |  | 2001-05-01 |  | 2001-05-01
9007041 | 3 | 2001-05-10 | Currently In Use | Diesel | 8000 | Epoxy | Fiberglass Reinforced Plastic | Pressure |  | 2001-05-01 |  | 2001-05-01
9007042 | 1 | 2000-09-23 | Currently In Use | Gas | 12000 | Epoxy | Fiberglass Reinforced Plastic | Pressure |  | 2000-09-27 |  | 2000-09-28
9007042 | 2 | 2000-09-23 | Currently In Use | Gas | 10000 | Epoxy | Fiberglass Reinforced Plastic | Pressure |  | 2000-09-27 |  | 2000-09-28
9007042 | 3 | 2000-09-23 | Currently In Use | Diesel | 8000 | Epoxy | Fiberglass Reinforced Plastic | Pressure |  | 2000-09-27 |  | 2000-09-28
9007043 | 1 | 2001-01-20 | Currently In Use | Diesel | 4000 | Composite | Fiberglass Reinforced Plastic | Pressure |  | 2001-01-20 |  | 2001-01-20
9007044 | 1 | 2001-03-01 | Currently In Use | Empty | 1980 | Composite | Fiberglass Reinforced Plastic | Suction: No Valve At The Tank |  | 2001-03-01 |  | 2001-03-01
9007044 | 2 | 2001-03-01 | Currently In Use | Empty | 1980 | Composite | Fiberglass Reinforced Plastic | Suction: No Valve At The Tank |  | 2001-03-01 |  | 2001-03-01
9007045 | 1A | 2001-11-14 | Currently In Use | Gas | 14000 | Fiberglass Double Walled | Double Walled Flex | Pressure |  | 2001-11-22 |  | 2001-11-22
9007045 | 1B | 2001-11-14 | Currently In Use | Gas | 7000 | Fiberglass Double Walled | Double Walled Flex | Pressure |  | 2001-11-22 |  | 2001-11-22
9007045 | 2A | 2001-11-14 | Currently In Use | Gas | 14000 | Fiberglass Double Walled | Double Walled Flex | Pressure |  | 2001-11-22 |  | 2001-11-22
9007045 | 2B | 2001-11-14 | Currently In Use | Diesel | 7000 | Fiberglass Double Walled | Double Walled Flex | Pressure |  | 2001-11-22 |  | 2001-11-22
9007046 | 1 | 2001-02-24 | Currently In Use | Gas | 12000 | Fiberglass | Double Walled | Pressure |  | 2001-04-01 |  | 2001-04-01
9007046 | 2 | 2001-02-24 | Currently In Use | Gas | 10000 | Fiberglass | Double Walled | Pressure |  | 2001-04-01 |  | 2001-04-01
9007046 | 3 | 2001-02-24 | Currently In Use | Diesel | 4000 | Fiberglass | Double Walled | Pressure |  | 2001-04-01 |  | 2001-04-01
9008002 | 1 | 1988-05-01 | Closed In Ground | Gas | 2000 | Marked Unknown | Unknown | Not Marked
9008003 | 1 | 1990-08-13 | Removed From Ground | Used Oil | 3500 | Bare Steel | Galvanized Steel | Not Marked | Y |  | Y
9008004 | 1 | 2016-11-09 | Removed From Ground | Empty | 3008 | STIP-3 | Fiberglass Reinforced Plastic | Suction: No Valve At The Tank |  | 1995-11-08 |  | 1995-11-08
9008004 | 2 | 2016-11-09 | Removed From Ground | Gas | 1011 | STIP-3 | Fiberglass Reinforced Plastic | Suction: No Valve At The Tank |  | 1995-11-08 |  | 1995-11-08
9008005 | 1 | 1988-05-31 | Currently In Use | Diesel | 3000 | Steel-Impressed Current | Impressed Current | Pressure |  | 1988-05-31 |  | 1988-05-31
9008005 | 2 | 1988-05-31 | Currently In Use | Gas | 6000 | Steel-Impressed Current | Impressed Current | Pressure |  | 1988-05-31 |  | 1988-05-31
9008005 | 3 | 1988-05-31 | Currently In Use | Gas | 6000 | Steel-Impressed Current | Impressed Current | Pressure |  | 1988-05-31 |  | 1988-05-31
9008005 | 4 | 1988-05-31 | Currently In Use | Gas | 8000 | Steel-Impressed Current | Impressed Current | Pressure |  | 1988-05-31 |  | 1988-05-31
9008006 | 1 | 1985-02-21 | Currently In Use | Diesel | 10000 | Epoxy | Double Walled | Suction: Valve At The Tank |  | 1995-02-21 |  | 1995-02-21
9008007 | 1 | 2014-12-23 | Currently In Use | Diesel | 10000 | Fiberglass | Fiberglass Reinforced Plastic | Pressure |  | 1997-08-01 |  | 1997-08-01
9008008 | 1 | 1999-09-21 | Removed From Ground | Gas | 2000 | Bare Steel | Galvanized Steel | Suction: No Valve At The Tank
9008008 | 2 | 1999-09-21 | Removed From Ground | Gas | 1000 | Bare Steel | Galvanized Steel | Suction: No Valve At The Tank
9008008 | 3 | 1999-09-21 | Removed From Ground | Gas | 500 | Bare Steel | Galvanized Steel | Suction: No Valve At The Tank
9008008 | 4 | 1999-09-21 | Removed From Ground | Gas | 500 | Bare Steel | Galvanized Steel | Suction: No Valve At The Tank
9008008 | 5 | 1999-09-21 | Removed From Ground | Kerosene | 2000 | Bare Steel | Galvanized Steel | Suction: No Valve At The Tank
9008009 | 1 | 1996-05-02 | Removed From Ground | Gas | 6000 | Fiberglass | Galvanized Steel | Pressure
9008009 | 10 | 1997-09-19 | Currently In Use | Diesel | 10000 | Steel-Galvanic | Fiberglass Reinforced Plastic | Pressure |  | 1997-09-19 |  | 1997-09-19
9008009 | 2 | 1996-05-02 | Removed From Ground | Gas | 6000 | Fiberglass | Galvanized Steel | Pressure
9008009 | 3 | 1996-05-02 | Removed From Ground | Diesel | 6000 | Fiberglass | Galvanized Steel | Pressure
9008009 | 4 | 1996-05-02 | Removed From Ground | Diesel | 6000 | Fiberglass | Galvanized Steel | Pressure
9008009 | 5 | 1996-05-01 | Removed From Ground | Gas | 550 | Fiberglass | Galvanized Steel | Pressure
9008009 | 6 | 1996-05-15 | Currently In Use | Gas | 8000 | Steel-Galvanic | Fiberglass Reinforced Plastic | Pressure |  | 1996-05-15 |  | 1996-05-15
9008009 | 7 | 1996-05-15 | Currently In Use | Gas | 8000 | Steel-Galvanic | Fiberglass Reinforced Plastic | Pressure |  | 1996-05-15 |  | 1996-05-15
9008009 | 8 | 1996-05-15 | Currently In Use | Diesel | 8000 | Steel-Galvanic | Fiberglass Reinforced Plastic | Pressure |  | 1996-05-15 |  | 1996-05-15
9008009 | 9 | 1996-05-15 | Currently In Use | Diesel | 8000 | Steel-Galvanic | Fiberglass Reinforced Plastic | Pressure |  | 1996-05-15 |  | 1996-05-15
9008010 | 1 | 1997-09-01 | Removed From Ground | Gas | 2000 | Cathodically Protected Steel | Galvanized Steel | Pressure |  | 1997-10-14
9008010 | 2 | 1997-09-01 | Removed From Ground | Gas | 8000 | Cathodically Protected Steel | Galvanized Steel | Pressure |  | 1997-10-14
9008010 | 3 | 1997-09-01 | Removed From Ground | Gas | 6110 | Cathodically Protected Steel | Galvanized Steel | Pressure |  | 1997-10-14
9008010 | 4 | 1997-09-01 | Removed From Ground | Gas | 800 | Bare Steel | Galvanized Steel | Not Marked
9008010 | 5 | 2005-11-14 | Removed From Ground | Gas | 8000 | Steel-Impressed Current | Fiberglass Reinforced Plastic | Pressure |  | 1997-07-01 |  | 1997-07-01
9008010 | 6 | 2005-11-14 | Removed From Ground | Gas | 6110 | Steel-Impressed Current | Fiberglass Reinforced Plastic | Pressure |  | 1997-07-01 |  | 1997-07-01
9008010 | 7 | 2005-11-14 | Removed From Ground | Gas | 6110 | Steel-Impressed Current | Fiberglass Reinforced Plastic | Pressure |  | 1997-07-01 |  | 1997-07-01
9008011 | 1 | 1983-01-01 | Currently In Use | Gas | 4000 | Steel-Impressed Current | Cathodically Protected | Pressure |  | 1999-01-01 |  | 1999-01-01
9008011 | 2 | 1986-01-01 | Currently In Use | Gas | 4000 | Steel-Impressed Current | Cathodically Protected | Pressure |  | 1999-01-01 |  | 1999-01-01
9008012 | 1 | 2003-08-21 | Removed From Ground | Diesel | 10000 | Cathodically Protected Steel | Double Walled | Pressure |  | 1998-04-15 |  | 1998-04-15
9008012 | 2 | 2002-09-01 | Removed From Ground | Used Oil | 6000 | Bare Steel | Galvanized Steel |  | N |  | N
9008012 | 3 | 2002-09-01 | Removed From Ground | Used Oil | 2000 | Bare Steel | Galvanized Steel |  | N |  | N
9008013 | 1 | 1990-08-14 | Removed From Ground | Gas | 10000 | Bare Steel | Bare Steel | Not Marked
9008018 | 1 | 1989-01-01 | Currently In Use | Gas | 12000 | Epoxy | Fiberglass Reinforced Plastic | Pressure |  | 1989-01-01 |  | 1989-01-01
9008018 | 2 | 1989-01-01 | Currently In Use | Gas | 12000 | Epoxy | Fiberglass Reinforced Plastic | Pressure |  | 1989-01-01 |  | 1989-01-01
9008018 | 3 | 1989-01-01 | Currently In Use | Gas | 12000 | Epoxy | Fiberglass Reinforced Plastic | Pressure |  | 1989-01-01 |  | 1989-01-01
9008018 | 4 | 1989-01-01 | Currently In Use | Diesel | 12000 | Epoxy | Fiberglass Reinforced Plastic | Pressure |  | 1989-01-01 |  | 1989-01-01
9008019 | 1 | 1989-06-01 | Removed From Ground | Empty | 3000 | Bare Steel | Galvanized Steel | Not Marked
9008019 | 157509 | 1990-01-01 | Currently In Use | Gas | 10000 | Epoxy | Fiberglass Reinforced Plastic | Pressure |  | 1986-01-01 |  | 1986-01-01
9008019 | 157511 | 1990-01-01 | Currently In Use | Gas | 10000 | Epoxy | Fiberglass Reinforced Plastic | Pressure |  | 1986-01-01 |  | 1986-01-01
9008019 | 159550 | 1990-01-01 | Currently In Use | Diesel | 8000 | Epoxy | Fiberglass Reinforced Plastic | Pressure |  | 1986-01-01 |  | 1986-01-01
9008019 | 2 | 1989-06-01 | Removed From Ground | Empty | 8000 | Bare Steel | Galvanized Steel | Not Marked
9008019 | 3 | 1989-06-01 | Removed From Ground | Empty | 8000 | Bare Steel | Galvanized Steel | Not Marked
9008020 | 1 | 1981-01-01 | Currently In Use | Diesel | 3000 | Steel-Impressed Current | Cathodically Protected | Pressure |  | 1998-04-01 |  | 1998-04-01
9008020 | 2 | 1981-01-01 | Currently In Use | Diesel | 3000 | Steel-Impressed Current | Cathodically Protected | Pressure |  | 1998-04-01 |  | 1998-04-01
9008020 | 3 | 1988-01-01 | Currently In Use | Gas | 6000 | Steel-Impressed Current | Cathodically Protected | Pressure |  | 1998-04-01 |  | 1998-04-01
9008020 | 4 | 1988-01-01 | Currently In Use | Gas | 6000 | Steel-Impressed Current | Cathodically Protected | Pressure |  | 1998-04-01 |  | 1998-04-01
9008021 | 1 | 1992-01-01 | Removed From Ground | Gas | 2000 | Cathodically Protected Steel | Bare Steel | Not Marked
9008022 | 604D1 | 2001-05-22 | Removed From Ground | Diesel | 1000 | Cathodically Protected Steel | Galvanized Steel | Suction: No Valve At The Tank
9008022 | 604G1 | 2001-05-22 | Removed From Ground | Gas | 1000 | Bare Steel | Bare Steel | Suction: No Valve At The Tank
9008024 | 1 | 1988-01-01 | Currently In Use | Gas | 10000 | Steel-Impressed Current | Galvanized Steel | Pressure |  | 1988-01-01 |  | 1988-01-01
9008024 | 2 | 1988-01-01 | Currently In Use | Gas | 10000 | Steel-Impressed Current | Galvanized Steel | Pressure |  | 1988-01-01 |  | 1988-01-01
9008024 | 3 | 1988-01-01 | Currently In Use | Gas | 10000 | Steel-Impressed Current | Galvanized Steel | Pressure |  | 1988-01-01 |  | 1988-01-01
9008024 | 4 | 1988-01-01 | Currently In Use | Diesel | 6000 | Steel-Impressed Current | Galvanized Steel | Pressure |  | 1988-01-01 |  | 1988-01-01
9008024 | 5 | 1987-11-30 | Removed From Ground | Gas | 8000 | Bare Steel | Galvanized Steel | Not Marked
9008024 | 6 | 1987-11-30 | Removed From Ground | Gas | 8000 | Bare Steel | Galvanized Steel | Not Marked
9008024 | 7 | 1987-11-30 | Removed From Ground | Gas | 8000 | Bare Steel | Galvanized Steel | Not Marked
9008025 | 1 | 2013-12-18 | Temporarily Out Of Use | Gas | 2000 | Steel-Impressed Current | Fiberglass Reinforced Plastic | Pressure |  | 1997-12-09 |  | 1997-12-09
9008025 | 2 | 2013-12-18 | Temporarily Out Of Use | Gas | 3000 | Steel-Impressed Current | Fiberglass Reinforced Plastic | Pressure |  | 1997-12-09 |  | 1997-12-09
9008025 | 3 | 2013-12-18 | Temporarily Out Of Use | Gas | 6000 | Steel-Impressed Current | Fiberglass Reinforced Plastic | Pressure |  | 1997-12-09 |  | 1997-12-09
9008027 | 1 | 2000-06-01 | Removed From Ground | Gas | 6500 | Steel-Impressed Current | Cathodically Protected | Pressure |  | 1998-12-01 |  | 1998-12-01
9008027 | 2 | 2007-10-12 | Temporarily Out Of Use | Gas | 10027 | Fiberglass | Cathodically Protected | Pressure |  | 1998-12-01 |  | 1998-12-01
9008027 | 3 | 1999-09-23 | Removed From Ground | Gas | 4100 | Steel-Impressed Current | Cathodically Protected | Pressure |  | 1998-12-01 |  | 1998-12-01
9008027 | 4 | 2007-10-12 | Temporarily Out Of Use | Diesel | 6048 | Steel-Impressed Current | Cathodically Protected | Pressure |  | 1998-12-01 |  | 1998-12-01
9008027 | 5 | 2007-10-12 | Temporarily Out Of Use | Gas | 4032 | Cathodically Protected Steel | Cathodically Protected | Pressure |  | 2000-06-01 |  | 2000-06-01
9008028 | 1 | 1992-02-15 | Currently In Use | Diesel | 1000 | Fiberglass Double Walled | Copper | Suction: Valve At The Tank |  | 1992-02-15 |  | 1992-02-15
9008030 | 1 | 1993-02-19 | Removed From Ground | Other | 1000 | Not Marked/Unknown | Not Marked | Not Marked
9008031 | 1 | 1997-01-04 | Removed From Ground | Gas | 1000 | Bare Steel | Not Marked | Not Marked
9008031 | 2 | 1997-01-04 | Removed From Ground | Gas | 1000 | Bare Steel | Not Marked | Not Marked
9008031 | 3 | 1997-01-04 | Removed From Ground | Gas | 1000 | Bare Steel | Not Marked | Not Marked
9008031 | 4 | 1997-01-04 | Removed From Ground | Gas | 1000 | Bare Steel | Not Marked | Not Marked
9008032 | 1 | 1985-01-01 | Currently In Use | Diesel | 10000 | Fiberglass | Fiberglass Reinforced Plastic | Pressure |  | 1993-02-20 |  | 1993-02-20
9008032 | 2 | 1985-01-01 | Currently In Use | Gas | 10000 | Fiberglass | Fiberglass Reinforced Plastic | Pressure |  | 1993-02-20 |  | 1993-02-20
9008032 | 3 | 1985-01-01 | Currently In Use | Gas | 10000 | Fiberglass | Fiberglass Reinforced Plastic | Pressure |  | 1993-02-20 |  | 1993-02-20
9008033 | 0 |  | Removed From Ground Date Unknown | Other |  | Not Marked/Unknown | Not Marked | Not Marked
9008034 | 1 | 1998-07-01 | Removed From Ground | Gas | 10000 | Not Marked/Unknown | Not Marked | Not Marked
9008034 | 2 | 1998-07-01 | Removed From Ground | Gas | 10000 | Not Marked/Unknown | Not Marked | Not Marked
9008034 | 3 | 1998-07-01 | Removed From Ground | Gas | 10000 | Not Marked/Unknown | Not Marked | Not Marked
9008035 | 1 |  | Removed From Ground Date Unknown | Gas | 500 | Bare Steel | Galvanized Steel | Suction: No Valve At The Tank
9008035 | 2 |  | Removed From Ground Date Unknown | Gas | 500 | Bare Steel | Galvanized Steel | Suction: No Valve At The Tank
9008038 | 1 | 1994-04-01 | Currently In Use | Gas | 15000 | Composite | Fiberglass Reinforced Plastic | Pressure |  | 1994-04-01 |  | 1994-04-01
9008038 | 2 | 1994-04-01 | Currently In Use | Gas | 10000 | Composite | Fiberglass Reinforced Plastic | Pressure |  | 1994-04-01 |  | 1994-04-01
9008038 | 3 | 1994-04-01 | Currently In Use | Diesel | 8000 | Composite | Fiberglass Reinforced Plastic | Pressure |  | 1994-04-01 |  | 1994-04-01
9008038 | 4 | 1994-04-01 | Currently In Use | Kerosene | 2000 | Composite | Fiberglass Reinforced Plastic | Pressure |  | 1994-04-01 |  | 1994-04-01
9008039 | 1 | 1991-04-01 | Removed From Ground | Gas | 10000 | Not Marked/Unknown | Not Marked | Not Marked
9008039 | 2 | 1991-04-01 | Removed From Ground | Gas | 10000 | Not Marked/Unknown | Not Marked | Not Marked
9008039 | 3 | 1991-04-01 | Removed From Ground | Used Oil | 5000 | Not Marked/Unknown | Not Marked | Not Marked | Y |  | Y
9008039 | 4 |  | Removed From Ground Date Unknown | Used Oil | 550 | Not Marked/Unknown | Not Marked | Not Marked | Y |  | Y
9008040 | 1 | 1992-09-16 | Currently In Use | Gas | 1000 | STIP-3 | Fiberglass Reinforced Plastic | Suction: No Valve At The Tank |  | 1992-09-16 |  | 1992-09-16
9008040 | 2 | 1992-09-16 | Currently In Use | Diesel | 1000 | STIP-3 | Fiberglass Reinforced Plastic | Suction: No Valve At The Tank |  | 1992-09-16 |  | 1992-09-16
9008041 | 1 | 1991-12-03 | Removed From Ground | Gas | 1000 | Not Marked/Unknown | Not Marked | Not Marked
9008041 | 2 | 1991-12-03 | Removed From Ground | Gas | 1000 | Not Marked/Unknown | Not Marked | Not Marked
9008041 | 3 | 1991-12-03 | Removed From Ground | Gas | 1000 | Not Marked/Unknown | Not Marked | Not Marked
9008043 | 1 | 1992-01-17 | Removed From Ground | Gas | 250 | Not Marked/Unknown | Not Marked | Not Marked
9008045 | 1 |  | Currently In Use | Empty | 6000 | Not Marked/Unknown | Not Marked | Not Marked
9008045 | 1 |  | Removed From Ground Date Unknown | Empty | 6000 | Not Marked/Unknown | Not Marked | Not Marked
9008045 | 2 |  | Currently In Use | Empty | 6000 | Not Marked/Unknown | Not Marked | Not Marked
9008045 | 2 |  | Removed From Ground Date Unknown | Empty | 6000 | Not Marked/Unknown | Not Marked | Not Marked
9008045 | 3 |  | Currently In Use | Empty | 6000 | Not Marked/Unknown | Not Marked | Not Marked
9008045 | 3 |  | Removed From Ground Date Unknown | Empty | 6000 | Not Marked/Unknown | Not Marked | Not Marked
9008045 | 4 |  | Currently In Use | Empty | 1000 | Not Marked/Unknown | Not Marked | Not Marked
9008045 | 4 |  | Removed From Ground Date Unknown | Empty | 1000 | Not Marked/Unknown | Not Marked | Not Marked
9008046 | 1 | 2003-05-21 | Currently In Use | Gas | 10000 | Composite | Fiberglass Reinforced Plastic | Pressure |  | 1994-04-03 |  | 1994-04-30
9008046 | 2 | 2003-05-21 | Currently In Use | Gas | 10000 | Composite | Fiberglass Reinforced Plastic | Pressure |  | 1994-04-30 |  | 1994-04-30
9008046 | 3 | 2003-05-21 | Currently In Use | Gas | 8000 | Composite | Fiberglass Reinforced Plastic | Pressure |  | 1994-04-30 |  | 1994-04-30
9008046 | 4 | 2003-05-21 | Currently In Use | Diesel | 8000 | Composite | Fiberglass Reinforced Plastic | Pressure |  | 1994-04-30 |  | 1994-04-30
9008047 | 1 | 1994-07-01 | Removed From Ground | Diesel | 1000 | Bare Steel | Bare Steel | Gravity Fed
9008048 | 1 | 1994-09-13 | Removed From Ground | Gas | 10000 | Bare Steel | Bare Steel | Pressure
9008048 | 2 | 1994-09-13 | Removed From Ground | Gas | 8000 | Bare Steel | Bare Steel | Pressure
9008048 | 3 | 1994-09-13 | Removed From Ground | Gas | 10000 | Bare Steel | Bare Steel | Pressure
9008048 | 4 | 1994-08-24 | Removed From Ground | Used Oil | 550 | Bare Steel | Galvanized Steel | Pressure | Y |  | Y
9008049 | 1 | 1994-10-01 | Removed From Ground | Gas | 1000 | Marked Unknown | Unknown | Not Marked
9008050 | 1 | 1994-04-28 | Currently In Use | Gas | 10000 | Composite | Secondary Containment | Pressure |  | 1995-04-28 |  | 1995-04-28
9008050 | 2 | 1994-04-28 | Currently In Use | Gas | 10000 | Composite | Secondary Containment | Pressure |  | 1995-04-28 |  | 1995-04-28
9008050 | 3 | 1994-04-28 | Currently In Use | Gas | 10000 | Composite | Secondary Containment | Pressure |  | 1995-04-28 |  | 1995-04-28
9008050 | 4 | 1994-04-28 | Currently In Use | Diesel | 6000 | Composite | Secondary Containment | Pressure |  | 1995-04-28 |  | 1995-04-28
9008050 | 5 | 1994-04-28 | Currently In Use | Kerosene | 2000 | Composite | Secondary Containment | Pressure |  | 1995-04-28 |  | 1995-04-28
9008053 | 2 |  | Permanently Out Of Use | Empty | 3016 | Unknown | Bare Steel | Suction: Valve At The Tank |  | 1995-03-24 |  | 1995-03-24
9008054 | 1 | 1994-11-21 | Currently In Use | Gas | 10278 | Composite | Double Walled Flex | Pressure |  | 1994-11-21 |  | 1994-11-21
9008054 | 2 | 1994-11-21 | Currently In Use | Gas | 10278 | Composite | Double Walled Flex | Pressure |  | 1994-11-21 |  | 1994-11-21
9008054 | 3 | 1994-11-21 | Currently In Use | Gas | 10278 | Composite | Double Walled Flex | Pressure |  | 1994-11-21 |  | 1994-11-21
9008055 | 1 | 2016-04-27 | Removed From Ground | Gas | 10000 | Composite | Fiberglass Reinforced Plastic | Pressure |  | 1994-04-01 12:00 |  | 1994-04-01 12:00
9008055 | 2 | 2016-04-27 | Removed From Ground | Gas | 8000 | Composite | Fiberglass Reinforced Plastic | Pressure |  | 1994-04-01 12:00 |  | 1994-04-01 12:00
9008055 | 3 | 2016-04-27 | Removed From Ground | Gas | 8000 | Composite | Fiberglass Reinforced Plastic | Pressure |  | 1994-04-01 12:00 |  | 1994-04-01 12:00
9008055 | 4 | 2016-04-27 | Removed From Ground | Diesel | 6000 | Composite | Fiberglass Reinforced Plastic | Pressure |  | 1994-04-01 12:00 |  | 1994-04-01 12:00
9008055 | 5 | 2016-04-27 | Removed From Ground | Kerosene | 6000 | Composite | Fiberglass Reinforced Plastic | Pressure |  | 1994-04-01 12:00 |  | 1994-04-01 12:00
9008056 | 5801 | 2003-05-21 | Currently In Use | Diesel | 8000 | Composite | Fiberglass Reinforced Plastic | Pressure |  | 1995-03-10 |  | 1995-03-10
9008056 | 5802 | 2003-05-21 | Currently In Use | Gas | 12000 | Composite | Fiberglass Reinforced Plastic | Pressure |  | 1995-03-10 |  | 1995-03-10
9008056 | 5803 | 2003-05-21 | Currently In Use | Gas | 12000 | Composite | Fiberglass Reinforced Plastic | Pressure |  | 1995-03-10 |  | 1995-03-10
9008058 | 1 | 1989-11-20 | Currently In Use | Gas | 8000 | Cathodically Protected Steel | Fiberglass Reinforced Plastic | Pressure | Y | 1989-11-20 12:00 |  | 1989-11-20 12:00
9008058 | 2 | 1989-11-20 | Currently In Use | Gas | 8000 | Cathodically Protected Steel | Fiberglass Reinforced Plastic | Pressure | Y | 1989-11-20 12:00 |  | 1989-11-20 12:00
9008058 | 3 | 1989-11-20 | Currently In Use | Gas | 8000 | Cathodically Protected Steel | Fiberglass Reinforced Plastic | Pressure | Y | 1989-11-20 12:00 |  | 1989-11-20 12:00
9008058 | 4 | 1989-11-20 | Currently In Use | Diesel | 4000 | Cathodically Protected Steel | Fiberglass Reinforced Plastic | Pressure | Y | 1989-11-20 12:00 |  | 1989-11-20 12:00
9008058 | 5 | 1989-11-20 | Currently In Use | Diesel | 2000 | Cathodically Protected Steel | Fiberglass Reinforced Plastic | Pressure | Y | 1989-11-20 12:00 |  | 1989-11-20 12:00
9008059 | #1UL164056 | 1991-02-12 | Currently In Use | Diesel | 10000 | Composite | Fiberglass Reinforced Plastic | Suction: No Valve At The Tank |  | 1991-02-12 |  | 1991-02-12
9008060 | 1 | 1995-08-04 | Removed From Ground | Gas | 1000 | Marked Unknown | Unknown | Not Marked
9008060 | 2 | 1995-08-16 | Removed From Ground | Heating Oil | 500 | Marked Unknown | Unknown | Not Marked
9008061 | 2 |  | Removed From Ground Date Unknown | Gas | 500 | Bare Steel | Bare Steel | Not Marked
9008062 | 1 | 1990-06-01 | Currently In Use | Gas | 8000 | Steel-Impressed Current | Fiberglass Reinforced Plastic | Pressure |  | 1990-06-01 |  | 1990-06-01
9008062 | 2 | 1990-06-01 | Currently In Use | Gas | 8000 | Steel-Impressed Current | Fiberglass Reinforced Plastic | Pressure |  | 1990-06-01 |  | 1990-06-01
9008062 | 3 | 1990-06-01 | Currently In Use | Gas | 8000 | Steel-Impressed Current | Fiberglass Reinforced Plastic | Pressure |  | 1990-06-01 |  | 1990-06-01
9008063 | 1 | 1987-11-04 | Currently In Use | Gas | 8000 | Cathodically Protected Steel | Fiberglass Reinforced Plastic | Pressure |  | 1997-05-02 |  | 1997-05-02
9008063 | 2 | 1987-11-04 | Currently In Use | Gas | 8000 | Cathodically Protected Steel | Fiberglass Reinforced Plastic | Pressure |  | 1997-05-02 |  | 1997-05-02
9008063 | 3 | 1987-11-04 | Currently In Use | Gas | 8000 | Cathodically Protected Steel | Fiberglass Reinforced Plastic | Pressure |  | 1997-05-02 |  | 1997-05-02
9008063 | 4 | 1987-11-04 | Currently In Use | Diesel | 1000 | Cathodically Protected Steel | Fiberglass Reinforced Plastic | Pressure |  | 1997-05-02 |  | 1997-05-02
9008064 | 1 | 1994-01-01 | Removed From Ground | Gas | 1500 | Bare Steel | Galvanized Steel | Suction: No Valve At The Tank
9008066 | 1A | 2013-11-19 | Removed From Ground | Gas | 6000 | Steel-Impressed Current | Single Wall Flex | Pressure |  | 1988-05-01 |  | 1988-05-01
9008066 | 1B | 2013-11-19 | Removed From Ground | Gas | 2000 | Steel-Impressed Current | Single Wall Flex | Pressure | N | 1988-05-01 | N | 1988-05-01
9008066 | 2 | 2013-07-01 | Currently In Use | Gas | 20000 | Tank Jacket | Fiberglass/Double Walled | Pressure | N | 2013-07-01 | N | 2013-07-01
9008067 | 1 | 1998-09-26 | Removed From Ground | Gas | 3000 | Bare Steel | Galvanized Steel | Suction: No Valve At The Tank
9008067 | 2 | 1998-09-26 | Removed From Ground | Gas | 3000 | Bare Steel | Galvanized Steel | Suction: No Valve At The Tank
9008067 | 3 | 1998-09-26 | Removed From Ground | Gas | 1000 | Bare Steel | Galvanized Steel | Suction: No Valve At The Tank
9008068 | 1 | 1998-12-22 | Removed From Ground | Gas | 3000 | Bare Steel | Galvanized Steel | Suction: No Valve At The Tank
9008070 | 1 | 1998-12-01 | Removed From Ground | Diesel |  | Not Marked/Unknown | Not Marked | Not Marked
9008071 | 1 | 2008-07-01 | Currently In Use | Gas | 3000 | Steel-Galvanic | Fiberglass/Double Walled | Suction: No Valve At The Tank |  | 1989-03-21 |  | 1989-03-21
9008072 | 1 | 1999-01-01 | Removed From Ground | Gas | 2000 | Bare Steel | Galvanized Steel | Suction: Valve At The Tank
9008072 | 2 | 1999-01-01 | Removed From Ground | Diesel | 2000 | Bare Steel | Galvanized Steel | Suction: Valve At The Tank
9008073 | 1 | 1999-08-16 | Currently In Use | Kerosene | 3000 | Cathodically Protected Steel | Cathodically Protected | Suction: Valve At The Tank |  | 1999-08-16 |  | 1999-08-16
9008074 | 1 | 1998-12-22 | Removed From Ground | Gas | 500 | Bare Steel | Galvanized Steel | Suction: No Valve At The Tank
9008074 | 2 | 1998-12-22 | Removed From Ground | Gas | 500 | Bare Steel | Galvanized Steel | Suction: No Valve At The Tank
9008076 | 1 | 1997-01-03 | Closed In Ground | Gas | 1000 | Bare Steel | Bare Steel | Suction: Valve At The Tank
9008076 | 2 | 1997-01-03 | Closed In Ground | Gas | 1000 | Bare Steel | Bare Steel | Suction: Valve At The Tank
9008076 | 3 | 1997-01-03 | Closed In Ground | Gas | 1000 | Bare Steel | Bare Steel | Not Marked
9008077 | 1 | 1998-09-29 | Currently In Use | Gas | 3000 | Steel-Impressed Current | Cathodically Protected | Suction: Valve At The Tank |  | 1998-09-29 |  | 1998-09-29
9008077 | 2 | 2014-08-26 | Temporarily Out Of Use | Gas | 2000 | Steel-Impressed Current | Cathodically Protected | Suction: Valve At The Tank |  | 1998-09-29 |  | 1998-09-29
9008077 | 3 | 2014-08-26 | Temporarily Out Of Use | Diesel | 1000 | Steel-Impressed Current | Cathodically Protected | Suction: Valve At The Tank |  | 1998-09-29 |  | 1998-09-29
9008079 | 1 |  | Temporarily Out Of Use | Gas | 1000 | Bare Steel | Galvanized Steel | Suction: No Valve At The Tank
9008079 | 2 |  | Temporarily Out Of Use | Gas | 1000 | Bare Steel | Galvanized Steel | Suction: No Valve At The Tank
9008079 | 3 |  | Temporarily Out Of Use | Gas | 550 | Bare Steel | Galvanized Steel | Suction: No Valve At The Tank
9008080 | 1 | 1996-04-29 | Removed From Ground | Kerosene | 250 | Marked Unknown | Unknown | Not Marked
9008080 | 2 | 1996-04-29 | Removed From Ground | Gas | 1000 | Not Marked/Unknown | Not Marked | Not Marked
9008082 | 1 | 1995-05-01 | Currently In Use | Gas | 12000 | Fiberglass | Fiberglass/Double Walled | Pressure |  | 1995-05-15 |  | 1995-05-15
9008082 | 2 | 1995-05-01 | Currently In Use | Gas | 12000 | Fiberglass | Fiberglass/Double Walled | Pressure |  | 1995-05-15 |  | 1995-05-15
9008082 | 3 | 1995-05-01 | Currently In Use | Diesel | 10000 | Fiberglass | Fiberglass/Double Walled | Pressure |  | 1995-05-15 |  | 1995-05-15
9008082 | 4 | 1995-05-01 | Currently In Use | Kerosene | 2000 | Fiberglass | Fiberglass/Double Walled | Suction: No Valve At The Tank |  | 1995-05-15 |  | 1995-05-15
9008084 | 1 | 1989-06-18 | Removed From Ground | Heating Oil | 10000 | Not Marked/Unknown | Not Marked | Not Marked
9008086 | 1 |  | Removed From Ground Date Unknown | Heating Oil | 10000 | Not Marked/Unknown | Not Marked | Not Marked
9008086 | 2 |  | Removed From Ground Date Unknown | Heating Oil | 5000 | Not Marked/Unknown | Not Marked | Not Marked
9008087 | 1 | 1996-06-27 | Removed From Ground | Gas | 3000 | Not Marked/Unknown | Not Marked | Not Marked
9008088 | 1 | 1995-03-20 | Removed From Ground | Gas | 500 | Not Marked/Unknown | Not Marked | Not Marked
9008088 | 2 | 1995-03-20 | Removed From Ground | Gas | 500 | Not Marked/Unknown | Not Marked | Not Marked
9008091 | 1 |  | Removed From Ground Date Unknown | Gas | 8000 | Not Marked/Unknown | Not Marked | Not Marked
9008091 | 2 |  | Removed From Ground Date Unknown | Gas | 550 | Not Marked/Unknown | Not Marked | Not Marked
9008091 | 3 |  | Removed From Ground Date Unknown | Diesel | 550 | Not Marked/Unknown | Not Marked | Not Marked
9008091 | 4 |  | Removed From Ground Date Unknown | Diesel | 550 | Not Marked/Unknown | Not Marked | Not Marked
9008091 | 5 |  | Removed From Ground Date Unknown | Diesel | 550 | Not Marked/Unknown | Not Marked | Not Marked
9008092 | 1 | 1997-04-24 | Removed From Ground | Diesel | 10000 | Bare Steel | Unknown | Suction: Valve At The Tank
9008093 | 1 | 2008-04-30 | Currently In Use | Gas | 10000 | Composite | Double Walled/Sec. Containment | Pressure |  | 1996-09-26 12:00 | Y | 1996-09-26 12:00
9008093 | 2 | 2008-04-30 | Currently In Use | Gas | 10000 | Composite | Double Walled/Sec. Containment | Pressure |  | 1996-09-26 12:00 | Y | 1996-09-26 12:00
9008093 | 3 | 2008-04-30 | Currently In Use | Gas | 10000 | Composite | Double Walled/Sec. Containment | Pressure |  | 1996-09-26 12:00 | Y | 1996-09-26 12:00
9008094 | 1 | 1996-04-11 | Currently In Use | Gas | 15496 | Composite | Fiberglass Reinforced Plastic | Pressure |  | 1996-04-11 |  | 1996-04-11
9008094 | 2 | 1996-04-11 | Currently In Use | Gas | 12279 | Composite | Fiberglass Reinforced Plastic | Pressure |  | 1996-04-11 |  | 1996-04-11
9008094 | 3 | 1996-04-11 | Currently In Use | Diesel | 10246 | Composite | Fiberglass Reinforced Plastic | Pressure |  | 1996-04-11 |  | 1996-04-11
9008095 | 1 | 1997-10-22 | Removed From Ground | Gas | 10000 | Fiberglass | Galvanized Steel | Pressure
9008095 | 2 | 1997-10-22 | Removed From Ground | Gas | 8000 | Fiberglass | Galvanized Steel | Pressure
9008095 | 3 | 1997-10-22 | Removed From Ground | Gas | 8000 | Fiberglass | Galvanized Steel | Pressure
9008095 | 4 | 1997-10-22 | Removed From Ground | Diesel | 10000 | Bare Steel | Galvanized Steel | Pressure
9008097 | 1 | 1998-01-29 | Removed From Ground | Gas | 500 | Bare Steel | Bare Steel | Suction: No Valve At The Tank
9008097 | 2 | 1998-01-29 | Removed From Ground | Gas | 1000 | Bare Steel | Bare Steel | Suction: No Valve At The Tank
9008099 | 1 | 1998-12-30 | Removed From Ground | Gas | 1000 | Bare Steel | Galvanized Steel | Suction: Valve At The Tank
9008099 | 2 | 1998-12-30 | Removed From Ground | Gas | 1000 | Bare Steel | Galvanized Steel | Suction: Valve At The Tank
9008099 | 3 | 1998-12-30 | Removed From Ground | Gas | 1000 | Bare Steel | Galvanized Steel | Suction: Valve At The Tank
9008099 | 4A | 2014-04-03 | Currently In Use | Gas | 10000 | Double Walled | Double Walled/Sec. Containment | Pressure | N | 2007-10-12 | N | 2007-10-12
9008099 | 4B | 2014-04-03 | Currently In Use | Gas | 2000 | Double Walled | Double Walled/Sec. Containment | Pressure | N | 2007-10-12 | N | 2007-10-12
9008099 | 6 | 2014-04-03 | Currently In Use | Gas | 6000 | Double Walled | Double Walled/Sec. Containment | Pressure | N | 2007-10-12 | N | 2007-10-12
9008100 | 1 | 1996-11-01 | Currently In Use | Gas | 10000 | Composite | Fiberglass/Double Walled | Pressure |  | 1996-12-17 |  | 1996-12-17
9008100 | 2 | 1996-11-01 | Currently In Use | Gas | 10000 | Composite | Fiberglass/Double Walled | Pressure |  | 1996-12-17 |  | 1996-12-17
9008100 | 3 | 1996-11-01 | Currently In Use | Gas | 10000 | Composite | Fiberglass/Double Walled | Pressure |  | 1996-12-17 |  | 1996-12-17
9008100 | 4 | 1996-11-01 | Currently In Use | Diesel | 8000 | Composite | Fiberglass/Double Walled | Pressure |  | 1996-12-17 |  | 1996-12-17
9008101 | RU | 2011-07-21 | Removed From Ground | Gas | 5000 | Cathodically Protected Steel | Galvanized Steel | Suction: Valve At The Tank
9008101 | SU | 2011-07-21 | Removed From Ground | Gas | 5000 | Cathodically Protected Steel | Galvanized Steel | Suction: Valve At The Tank
9008102 | 1 | 1997-10-01 | Currently In Use | Gas | 12000 | Tank Jacket | Double Walled Flex | Pressure |  | 1997-10-07 |  | 1997-10-07
9008102 | 2 | 1997-10-01 | Currently In Use | Gas | 12000 | Tank Jacket | Double Walled Flex | Pressure |  | 1997-10-07 |  | 1997-10-07
9008104 | 1 | 1997-06-01 | Currently In Use | Gas | 10000 | Epoxy | Fiberglass Reinforced Plastic | Pressure |  | 1997-06-01 |  | 1997-06-01
9008104 | 2 | 1997-06-01 | Currently In Use | Gas | 15000 | Epoxy | Fiberglass Reinforced Plastic | Pressure |  | 1997-06-01 |  | 1997-06-01
9008105 | 1 | 1998-02-01 | Currently In Use | Gas | 15000 | Composite | Fiberglass Reinforced Plastic | Pressure |  | 1998-02-01 |  | 1998-02-01
9008105 | 2 | 1998-02-01 | Currently In Use | Gas | 12000 | Composite | Fiberglass Reinforced Plastic | Pressure |  | 1998-02-01 |  | 1998-02-01
9008105 | 3 | 1998-02-01 | Currently In Use | Diesel | 15000 | Composite | Fiberglass Reinforced Plastic | Pressure |  | 1998-02-01 |  | 1998-02-01
9008106 | 1 | 1998-02-18 | Currently In Use | Gas | 12000 | Fiberglass | Fiberglass/Double Walled | Pressure |  | 1998-03-03 |  | 1998-03-03
9008106 | 2 | 1998-02-18 | Currently In Use | Gas | 10000 | Fiberglass | Fiberglass/Double Walled | Pressure |  | 1998-03-03 |  | 1998-03-03
9008106 | 3 | 1998-02-18 | Currently In Use | Diesel | 2000 | Fiberglass | Fiberglass/Double Walled | Pressure |  | 1998-03-03 |  | 1998-03-03
9008107 | 1 | 1992-06-01 | Currently In Use | Gas | 10000 | Fiberglass Double Walled | Fiberglass/Double Walled | Pressure |  | 1992-06-01 |  | 1992-06-01
9008107 | 2 | 1992-06-01 | Currently In Use | Gas | 10000 | Fiberglass Double Walled | Fiberglass/Double Walled | Pressure |  | 1992-06-01 |  | 1992-06-01
9008107 | 3 | 1992-06-01 | Currently In Use | Diesel | 10000 | Fiberglass Double Walled | Fiberglass/Double Walled | Pressure |  | 1992-06-01 |  | 1992-06-01
9008109 | 1 | 2003-08-25 | Removed From Ground | Diesel | 30000 | Fiberglass | Secondary Containment | Pressure |  | 1999-05-18 |  | 1999-05-18
9008110 | 1 | 1999-06-01 | Currently In Use | Gas | 12000 | Composite | Fiberglass Reinforced Plastic | Pressure |  | 1999-06-23 |  | 1999-06-23
9008110 | 2 | 1999-06-01 | Currently In Use | Gas | 6000 | Composite | Fiberglass Reinforced Plastic | Pressure |  | 1999-06-23 |  | 1999-06-23
9008110 | 3 | 1999-06-01 | Currently In Use | Diesel | 6000 | Composite | Fiberglass Reinforced Plastic | Pressure |  | 1999-06-23 |  | 1999-06-23
9008110 | 4 | 1999-06-01 | Currently In Use | Kerosene | 2000 | Composite | Fiberglass Reinforced Plastic | Pressure |  | 1999-06-23 |  | 1999-06-23
9008111 | 1 | 1999-04-01 | Currently In Use | Gas | 15000 | Fiberglass Double Walled | Fiberglass Reinforced Plastic | Pressure |  | 1999-05-01 |  | 1999-05-01
9008111 | 2 | 1999-04-01 | Currently In Use | Gas | 8000 | Fiberglass Double Walled | Fiberglass/Double Walled | Pressure |  | 1999-05-01 |  | 1999-05-01
9008111 | 3 | 1999-04-01 | Currently In Use | Diesel | 30000 | Fiberglass Double Walled | Fiberglass/Double Walled | Pressure |  | 1999-05-01 |  | 1999-05-01
9008111 | 4 | 1999-04-01 | Currently In Use | Diesel | 30000 | Fiberglass Double Walled | Fiberglass/Double Walled | Pressure |  | 1999-05-01 |  | 1999-05-01
9008111 | 5 | 1999-04-01 | Currently In Use | New Oil | 8000 | Fiberglass Double Walled | Fiberglass/Double Walled | Pressure |  | 1999-05-01 |  | 1999-05-01
9008111 | 6 | 1999-04-01 | Currently In Use | Used Oil | 4000 | Fiberglass Double Walled | Fiberglass/Double Walled | Pressure | Y | 1999-05-01 | Y | 1999-05-01
9008111 | 7 | 2016-12-10 | Currently In Use | Biodiesel | 20000 | Fiberglass Double Walled | Fiberglass/Double Walled | Pressure | N | 2016-12-22 | N
9008112 | 1 |  | Permanently Out Of Use | Empty |  | Bare Steel | Bare Steel | Not Marked
9008112 | 2 |  | Permanently Out Of Use | Gas |  | Bare Steel | Bare Steel | Not Marked
9008112 | 3 |  | Permanently Out Of Use | Gas |  | Bare Steel | Bare Steel | Not Marked
9008113 | 1 | 1999-04-21 | Currently In Use | Diesel | 12000 | Double Walled | Double Walled | Pressure |  | 1999-09-01 |  | 1999-09-01
9008113 | 2 | 1999-04-21 | Currently In Use | Gas | 12000 | Double Walled | Double Walled | Pressure |  | 1999-09-01 |  | 1999-09-01
9008113 | 3 | 1999-04-21 | Currently In Use | Gas | 12000 | Double Walled | Double Walled | Pressure |  | 1999-09-01 |  | 1999-09-01
9008113 | 4 | 2017-02-23 | Temporarily Out Of Use | Gas | 12000 | Double Walled | Double Walled | Pressure |  | 1999-09-01 |  | 1999-09-01
9008113 | 5 | 1999-04-21 | Currently In Use | Diesel | 12000 | Double Walled | Double Walled | Pressure |  | 1999-09-01 |  | 1999-09-01
9008113 | 6 | 1999-04-21 | Currently In Use | Diesel | 12000 | Double Walled | Double Walled | Pressure |  | 1999-09-01 |  | 1999-09-01
9008113 | 7 | 1999-04-21 | Currently In Use | Diesel | 12000 | Double Walled | Double Walled | Pressure |  | 1999-09-01 |  | 1999-09-01
9008113 | 8 | 1999-04-21 | Currently In Use | Diesel | 12000 | Double Walled | Double Walled | Pressure |  | 1999-09-01 |  | 1999-09-01
9008114 | 1 | 1985-01-01 | Removed From Ground | Diesel | 3000 | Bare Steel | Bare Steel | Not Marked
9008114 | 2 | 1985-01-01 | Removed From Ground | Gas | 3000 | Bare Steel | Bare Steel | Not Marked
9008114 | 3 | 1985-01-01 | Removed From Ground | Gas | 3000 | Bare Steel | Bare Steel | Not Marked
9008115 | 1 | 2016-12-13 | Currently In Use | Gas | 20000 | Composite Double Walled | Fiberglass/Double Walled | Pressure |  | 2000-05-25 |  | 2000-05-25
9008115 | 2 | 2016-12-13 | Currently In Use | Diesel | 12000 | Composite Double Walled | Fiberglass/Double Walled | Pressure |  | 2000-05-25 |  | 2000-05-25
9008115 | 3 | 2016-12-13 | Currently In Use | Gas | 12000 | Composite Double Walled | Fiberglass/Double Walled | Pressure |  | 2000-05-25 |  | 2000-05-25
9008116 | 1 |  | Permanently Out Of Use | Gas | 1000 | Bare Steel | Unknown | Not Marked
9008116 | 2 |  | Permanently Out Of Use | Gas | 1000 | Bare Steel | Unknown | Not Marked
9008116 | 3 |  | Permanently Out Of Use | Gas | 550 | Bare Steel | Unknown | Not Marked
9008116 | 4 |  | Permanently Out Of Use | Kerosene | 550 | Bare Steel | Unknown | Not Marked
9008117 | 1 | 2001-04-05 | Currently In Use | Diesel | 2000 | Composite | Fiberglass Reinforced Plastic | Pressure |  | 2001-04-05 |  | 2001-04-05
9008118 | 1 | 2000-10-01 | Currently In Use | Gas | 20000 | Fiberglass | Double Walled | Pressure |  | 2001-01-01 |  | 2001-01-01
9008118 | 2 | 2000-10-01 | Currently In Use | Gas | 20000 | Fiberglass | Double Walled | Pressure |  | 2001-01-01 |  | 2001-01-01
9008118 | 3 | 2000-10-01 | Currently In Use | Gas | 12000 | Fiberglass | Double Walled | Pressure |  | 2001-01-01 |  | 2001-01-01
9008118 | 4A | 2016-11-10 | Currently In Use | Gas | 1000 | Fiberglass Double Walled | Double Walled Flex | Pressure | N | 2016-11-09 | N | 2016-11-09
9008118 | 4B | 2016-11-10 | Currently In Use | Diesel | 12000 | Fiberglass Double Walled | Double Walled Flex | Pressure | N | 2016-11-09 | N | 2016-11-09
9008119 | 1 | 2001-08-01 | Currently In Use | Gas | 12000 | Fiberglass | Fiberglass Reinforced Plastic | Pressure | N | 2001-08-01 12:00 | N | 2001-08-01 12:00
9008119 | 2 | 2001-08-01 | Currently In Use | Gas | 8000 | Fiberglass | Fiberglass Reinforced Plastic | Pressure | Y | 2001-08-01 12:00 | Y | 2001-08-01 12:00
9009001 | 1 |  | Removed From Ground Date Unknown | Diesel | 500 | Not Marked/Unknown | Not Marked | Not Marked
9009001 | 2 |  | Removed From Ground Date Unknown | Gas | 500 | Not Marked/Unknown | Not Marked | Not Marked
9009001 | 3 |  | Removed From Ground Date Unknown | Gas | 500 | Not Marked/Unknown | Not Marked | Not Marked
9009001 | 4 |  | Removed From Ground Date Unknown | Gas | 500 | Not Marked/Unknown | Not Marked | Not Marked
9009001 | 5 |  | Removed From Ground Date Unknown | Gas | 500 | Not Marked/Unknown | Not Marked | Not Marked
9009001 | 6 | 2000-07-01 | Currently In Use | Diesel | 12000 | Composite | Fiberglass Reinforced Plastic | Pressure | N | 2000-07-01 | N | 2000-07-01
9009001 | 7 | 2000-07-01 | Currently In Use | Diesel | 8000 | Composite | Fiberglass Reinforced Plastic | Pressure | N | 2000-07-01 | N | 2000-07-01
9009001 | 8A | 2000-07-01 | Currently In Use | Gas | 6000 | Composite | Fiberglass Reinforced Plastic | Pressure | N | 2000-07-01 | N | 2000-07-01
9009001 | 8B | 2000-07-01 | Currently In Use | Gas | 6000 | Composite | Fiberglass Reinforced Plastic | Pressure | N | 2000-07-01 | N | 2000-07-01
9009004 | 1 | 1995-05-24 | Removed From Ground | Diesel | 20000 | Bare Steel | Bare Steel | Not Marked
9009005 | 1 | 1998-11-01 | Removed From Ground | Gas | 500 | Bare Steel | Galvanized Steel | Not Marked
9009005 | 3 | 2008-03-10 | Removed From Ground | Gas | 1000 | Fiberglass Double Walled | Fiberglass/Double Walled | Suction: Valve At The Tank |  | 1998-11-05 |  | 1998-11-05
9009007 | 1 | 1993-06-03 | Currently In Use | Gas | 12000 | Composite | Fiberglass/Double Walled | Pressure |  | 1993-06-04 |  | 1993-06-04
9009007 | 2 | 1993-06-04 | Currently In Use | Gas | 6000 | Composite | Fiberglass/Double Walled | Pressure |  | 1993-06-04 |  | 1993-06-04
9009007 | 3 | 1993-06-04 | Currently In Use | Gas | 6000 | Composite | Fiberglass/Double Walled | Pressure |  | 1993-06-04 |  | 1993-06-04
9009008 | 1 | 1992-11-20 | Removed From Ground | Gas | 8000 | Bare Steel | Galvanized Steel | Not Marked
9009008 | 2 | 1992-11-20 | Removed From Ground | Gas | 3500 | Bare Steel | Not Marked | Not Marked
9009008 | 3 | 1992-11-20 | Removed From Ground | Gas | 500 | Bare Steel | Not Marked | Not Marked
9009009 | 1 | 1994-01-12 | Removed From Ground | Gas | 2000 | Bare Steel | Galvanized Steel | Suction: Valve At The Tank
9009009 | 2 | 1994-01-12 | Removed From Ground | Gas | 1000 | Bare Steel | Galvanized Steel | Suction: Valve At The Tank
9009009 | 3 | 1994-01-12 | Removed From Ground | Gas | 1000 | Bare Steel | Galvanized Steel | Suction: Valve At The Tank
9009009 | 4 | 1994-01-12 | Removed From Ground | Gas | 2000 | Bare Steel | Galvanized Steel | Suction: Valve At The Tank
9009009 | 5 | 1994-01-12 | Removed From Ground | Gas | 550 | Bare Steel | Galvanized Steel | Suction: Valve At The Tank
9009009 | 6 | 1994-01-12 | Removed From Ground | Gas | 3000 | Cathodically Protected Steel | Galvanized Steel | Suction: Valve At The Tank
9009011 | 1 | 1991-09-26 | Removed From Ground | Gas | 4000 | Bare Steel | Galvanized Steel | Not Marked
9009011 | 2 | 1991-09-26 | Removed From Ground | Gas | 4000 | Bare Steel | Galvanized Steel | Not Marked
9009011 | 3 | 1991-09-26 | Removed From Ground | Gas | 4000 | Bare Steel | Galvanized Steel | Not Marked
9009011 | 4 | 1991-09-26 | Removed From Ground | Gas | 4000 | Bare Steel | Galvanized Steel | Not Marked
9009012 | 1 | 2008-03-11 | Removed From Ground | Gas | 800 | Bare Steel | Bare Steel | Suction: No Valve At The Tank
9009014 | 1 | 2009-06-20 | Removed From Ground | Gas | 2000 | Steel-Impressed Current | Cathodically Protected | Suction: Valve At The Tank |  | 1997-04-04 |  | 1997-04-04
9009014 | 2 | 2009-06-20 | Removed From Ground | Diesel | 3000 | Steel-Impressed Current | Cathodically Protected | Suction: Valve At The Tank |  | 1997-04-04 |  | 1997-04-04
9009015 | 1 | 1999-12-27 | Removed From Ground | Gas | 2000 | Bare Steel | Galvanized Steel | Suction: Valve At The Tank
9009015 | 2 | 1999-12-27 | Removed From Ground | Gas | 2000 | Bare Steel | Galvanized Steel | Suction: Valve At The Tank
9009015 | 3 | 1999-12-27 | Removed From Ground | Gas | 2000 | Bare Steel | Galvanized Steel | Suction: Valve At The Tank
9009015 | 4 | 1999-12-27 | Removed From Ground | Kerosene | 550 | Bare Steel | Galvanized Steel | Suction: No Valve At The Tank
9009016 | 1 | 1981-01-01 | Currently In Use | Gas | 6000 | Cathodically Protected Steel | Fiberglass Reinforced Plastic | Pressure |  | 1995-10-01 |  | 1995-10-01
9009016 | 2 | 1981-01-01 | Currently In Use | Gas | 6000 | Cathodically Protected Steel | Fiberglass Reinforced Plastic | Pressure |  | 1995-10-01 |  | 1995-10-01
9009016 | 3 | 1981-01-01 | Currently In Use | Gas | 6000 | Cathodically Protected Steel | Fiberglass Reinforced Plastic | Pressure |  | 1995-10-01 |  | 1995-10-01
9009020 | 1 | 1973-01-01 | Currently In Use | Gas | 10000 | Steel-Impressed Current | Cathodically Protected | Suction: No Valve At The Tank |  | 1998-07-01 |  | 1998-07-01
9009020 | 2 | 1973-01-01 | Currently In Use | Diesel | 10000 | Steel-Impressed Current | Cathodically Protected | Suction: No Valve At The Tank |  | 1998-07-20 |  | 1998-07-20
9009021 | 3 | 1998-10-15 | Removed From Ground | Diesel | 6000 | Bare Steel | Galvanized Steel | Suction: Valve At The Tank
9009022 | 1 | 1987-01-01 | Currently In Use | Gas | 6000 | Steel-Impressed Current | Cathodically Protected | Pressure |  | 1997-01-01 |  | 1997-01-01
9009022 | 2 | 1987-01-01 | Currently In Use | Gas | 6000 | Steel-Impressed Current | Cathodically Protected | Pressure |  | 1997-01-01 |  | 1997-01-01
9009022 | 3 | 1987-01-01 | Currently In Use | Gas | 6000 | Steel-Impressed Current | Cathodically Protected | Pressure |  | 1997-01-01 |  | 1997-01-01
9009023 | 1 | 1984-02-01 | Currently In Use | Gas | 6000 | STIP-3 | Fiberglass Reinforced Plastic | Pressure |  | 1998-06-04 12:00 | Y | 1998-06-04 12:00
9009023 | 2 | 1984-02-01 | Currently In Use | Gas | 6000 | STIP-3 | Fiberglass Reinforced Plastic | Pressure |  | 1998-06-04 12:00 | Y | 1998-06-04 12:00
9009023 | 3 | 2014-04-14 | Closed In Ground | Gas | 6000 | STIP-3 | Fiberglass Reinforced Plastic | Pressure |  | 1998-06-04 12:00 | Y | 1998-06-04 12:00
9009023 | 4 | 1984-02-01 | Currently In Use | Diesel | 10000 | STIP-3 | Fiberglass Reinforced Plastic | Pressure |  | 1998-06-04 12:00 | Y | 1998-06-04 12:00
9009024 | 1 | 1988-01-01 | Currently In Use | Gas | 6000 | Steel-Galvanic | Cathodically Protected | Pressure |  | 1998-10-15 |  | 1998-10-15
9009024 | 2 | 1988-01-01 | Currently In Use | Gas | 6000 | Steel-Galvanic | Cathodically Protected | Pressure |  | 1998-10-15 |  | 1998-10-15
9009024 | 3 | 1988-01-01 | Temporarily Out Of Use | Gas | 6000 | Steel-Galvanic | Cathodically Protected | Pressure |  | 1998-10-15 |  | 1998-10-15
9009024 | 4 | 1988-01-01 | Currently In Use | Diesel | 6000 | Steel-Galvanic | Cathodically Protected | Pressure |  | 1998-10-15 |  | 1998-10-15
9009025 | 1 | 1976-01-01 | Currently In Use | Gas | 10000 | Steel-Impressed Current | Fiberglass Reinforced Plastic | Pressure |  | 1996-12-01 |  | 1996-12-01
9009025 | 2 | 1976-01-01 | Currently In Use | Gas | 10000 | Steel-Impressed Current | Fiberglass Reinforced Plastic | Pressure |  | 1996-12-01 |  | 1996-12-01
9009025 | 3 | 1976-01-01 | Currently In Use | Diesel | 5000 | Steel-Impressed Current | Fiberglass Reinforced Plastic | Pressure |  | 1996-12-01 |  | 1996-12-01
9009027 | 1 | 1996-01-01 | Currently In Use | Gas | 6000 | Steel-Impressed Current | Cathodically Protected | Suction: Valve At The Tank |  | 1996-09-01 |  | 1996-09-01
9009027 | 2 | 1986-01-01 | Currently In Use | Gas | 6000 | Steel-Impressed Current | Cathodically Protected | Suction: Valve At The Tank |  | 1996-09-01 |  | 1996-09-01
9009027 | 3 | 1986-01-01 | Currently In Use | Gas | 6000 | Steel-Impressed Current | Cathodically Protected | Suction: Valve At The Tank |  | 1996-09-01 |  | 1996-09-01
9009027 | 4 | 2005-10-01 | Currently In Use | Diesel | 15000 | Composite | Fiberglass Reinforced Plastic | Pressure | N | 2005-10-01 | N | 2005-10-01
9009028 | 1 | 1996-11-04 | Removed From Ground | Gas | 4000 | Marked Unknown | Unknown | Not Marked
9009028 | 2 | 1996-11-04 | Removed From Ground | Gas | 3000 | Marked Unknown | Unknown | Not Marked
9009028 | 3 | 1996-11-04 | Removed From Ground | Gas | 3000 | Marked Unknown | Unknown | Not Marked
9009028 | 4 | 1996-11-04 | Removed From Ground | Used Oil | 550 | Marked Unknown | Unknown | Not Marked | Y |  | Y
9009030 | 1 | 1996-09-27 | Currently In Use | Gas | 15000 | Epoxy | Double Walled | Pressure |  | 1996-10-04 |  | 1996-10-04
9009030 | 2 | 1996-09-27 | Currently In Use | Gas | 12000 | Epoxy | Double Walled | Pressure |  | 1996-10-04 |  | 1996-10-04
9009031 | 1 | 1997-11-18 | Removed From Ground | Gas | 3000 | Marked Unknown | Galvanized Steel | Not Marked
9009031 | 2 | 1997-11-18 | Removed From Ground | Gas | 2000 | Marked Unknown | Galvanized Steel | Not Marked
9009031 | 3 | 1997-11-18 | Removed From Ground | Gas |  | Marked Unknown | Galvanized Steel | Not Marked
9009032 | 1 |  | Removed From Ground Date Unknown | Gas | 4000 | Not Marked/Unknown | Not Marked | Not Marked
9009032 | 2 |  | Removed From Ground Date Unknown | Gas | 4000 | Not Marked/Unknown | Not Marked | Not Marked
9009033 | 1 | 1998-05-01 | Removed From Ground | Gas | 1000 | Not Marked/Unknown | Not Marked | Not Marked
9009033 | 2 | 1998-05-01 | Removed From Ground | Gas | 560 | Not Marked/Unknown | Not Marked | Not Marked
9010001 | 1 | 1991-08-19 | Removed From Ground | Other | 3000 | Marked Unknown | Unknown | Not Marked
9010002 | 1 | 1992-01-18 | Removed From Ground | Diesel | 3000 | Bare Steel | Galvanized Steel | Suction: No Valve At The Tank
9010002 | 2 | 1992-01-18 | Removed From Ground | Gas | 3000 | Bare Steel | Galvanized Steel | Suction: No Valve At The Tank
9010002 | 3 | 1992-01-18 | Removed From Ground | Diesel | 3000 | Bare Steel | Galvanized Steel | Suction: No Valve At The Tank
9010004 | 1 | 1989-01-01 | Currently In Use | Diesel | 6000 | STIP-3 | Galvanic | Pressure |  | 1996-10-15 |  | 1996-10-15
9010004 | 2 | 1989-01-01 | Currently In Use | Gas | 6000 | STIP-3 | Galvanic | Pressure |  | 1996-10-15 |  | 1996-10-15
9010004 | 3 | 1989-01-01 | Currently In Use | Gas | 6000 | STIP-3 | Fiberglass Reinforced Plastic | Pressure |  | 1996-10-15 |  | 1996-10-15
9010004 | 4 | 2014-09-26 | Currently In Use | Gas | 6000 | STIP-3 | Fiberglass Reinforced Plastic | Pressure |  | 1996-10-15 |  | 1996-10-15
9010005 | 1 | 1991-09-01 | Removed From Ground | Hazardous Substance | 4000 | Not Marked/Unknown | Not Marked | Not Marked
9010006 | 1 | 1991-12-01 | Removed From Ground | Other | 3000 | Cathodically Protected Steel | Bare Steel | Not Marked
9010007 | 1 | 1991-12-01 | Removed From Ground | Diesel | 5000 | Bare Steel | Galvanized Steel | Not Marked
9010007 | 2 | 1991-12-01 | Removed From Ground | Gas | 4000 | Bare Steel | Galvanized Steel | Not Marked
9010007 | 3 | 1991-12-01 | Removed From Ground | Used Oil | 1500 | Bare Steel | Bare Steel | Not Marked | Y |  | Y
9010008 | 1 | 1993-06-01 | Removed From Ground | Other | 2000 | Bare Steel | Bare Steel | Suction: No Valve At The Tank
9010008 | 2 | 1993-06-01 | Removed From Ground | Gas | 2000 | Bare Steel | Bare Steel | Suction: No Valve At The Tank
9010008 | 3 | 1993-06-01 | Removed From Ground | Gas | 2000 | Bare Steel | Bare Steel | Suction: No Valve At The Tank
9010008 | 4 | 1993-06-01 | Removed From Ground | Used Oil | 560 | Bare Steel | Bare Steel | Suction: No Valve At The Tank | Y |  | Y
9010008 | 5 | 1993-06-01 | Removed From Ground | Used Oil | 560 | Bare Steel | Bare Steel | Suction: No Valve At The Tank | Y |  | Y
9010008 | 6 | 1993-06-01 | Removed From Ground | Kerosene | 560 | Bare Steel | Bare Steel | Suction: No Valve At The Tank
9010009 | 1 | 1997-02-01 | Removed From Ground | Gas | 2000 | Bare Steel | Galvanized Steel | Suction: Valve At The Tank
9010009 | 1RU | 1997-02-01 | Removed From Ground | Gas | 2000 | Bare Steel | Galvanized Steel | Suction: Valve At The Tank
9010009 | 2 | 1997-02-01 | Removed From Ground | Gas | 2000 | Bare Steel | Galvanized Steel | Suction: Valve At The Tank
9010009 | 2P | 1997-02-01 | Removed From Ground | Gas | 2000 | Bare Steel | Galvanized Steel | Suction: Valve At The Tank
9010009 | 3 | 1997-02-01 | Removed From Ground | Empty | 2000 | Bare Steel | Galvanized Steel | Suction: Valve At The Tank
9010010 | 1 | 1998-06-13 | Removed From Ground | Gas | 3000 | Bare Steel | Galvanized Steel | Suction: Valve At The Tank
9010010 | 2 | 1998-06-13 | Removed From Ground | Diesel | 3000 | Bare Steel | Galvanized Steel | Suction: Valve At The Tank
9010011 | 1 |  | Currently In Use | Heating Oil | 3000 | Marked Unknown | Copper | Pressure
9010013 | 1 | 2006-02-02 | Currently In Use | Gas | 10000 | Steel-Impressed Current | Fiberglass Reinforced Plastic | Pressure |  | 1997-06-25 |  | 1997-06-25
9010013 | 2 | 2006-02-02 | Temporarily Out Of Use | Gas | 10000 | Steel-Impressed Current | Fiberglass Reinforced Plastic | Pressure |  | 1997-06-23 |  | 1997-06-24
9010014 | 1 | 1998-12-09 | Temporarily Out Of Use | Gas | 2000 | Steel-Impressed Current | Cathodically Protected | Suction: No Valve At The Tank |  | 1998-11-10 |  | 1998-11-10
9010014 | 2 | 1998-12-09 | Temporarily Out Of Use | Gas | 2000 | Steel-Impressed Current | Cathodically Protected | Suction: No Valve At The Tank |  | 1998-11-10 |  | 1998-11-10
9010014 | 3 | 1998-12-09 | Currently In Use | Gas | 2000 | Steel-Impressed Current | Impressed Current | Suction: No Valve At The Tank |  | 1998-11-10 |  | 1998-11-10
9010014 | 4 | 1998-12-09 | Currently In Use | Diesel | 2000 | Steel-Impressed Current | Impressed Current | Suction: No Valve At The Tank |  | 1998-11-10 |  | 1998-11-10
9010015 | 1 | 1989-07-01 | Currently In Use | Gas | 4000 | Cathodically Protected Steel | Cathodically Protected | Suction: Valve At The Tank |  | 1989-07-01 |  | 1989-07-01
9010015 | 2 | 1989-07-01 | Currently In Use | Gas | 4000 | Cathodically Protected Steel | Cathodically Protected | Suction: Valve At The Tank |  | 1989-07-01 |  | 1989-07-01
9010016 | 1 | 1997-04-01 | Removed From Ground | Gas | 5000 | Bare Steel | Galvanized Steel | Suction: No Valve At The Tank
9010016 | 2 | 1997-04-01 | Removed From Ground | Diesel | 1000 | Bare Steel | Galvanized Steel | Suction: No Valve At The Tank
9010017 | 1 | 2011-03-11 | Temporarily Out Of Use | Gas | 6000 | Steel-Impressed Current | Impressed Current | Pressure |  | 1986-08-01 |  | 1986-08-01
9010017 | 2 | 2011-03-11 | Temporarily Out Of Use | Gas | 6000 | Steel-Impressed Current | Impressed Current | Pressure |  | 1986-08-01 |  | 1986-08-01
9010017 | 3 | 2011-03-11 | Temporarily Out Of Use | Diesel | 6000 | Steel-Impressed Current | Impressed Current | Pressure |  | 1986-08-01 |  | 1986-08-01
9010018 | 1 | 2005-09-19 | Removed From Ground | Gas | 3000 | Cathodically Protected Steel | Fiberglass Reinforced Plastic | Pressure |  | 1992-03-08 |  | 1992-03-08
9010018 | 2 | 2005-09-19 | Removed From Ground | Other | 4000 | Cathodically Protected Steel | Fiberglass Reinforced Plastic | Pressure |  | 1996-05-02 |  | 1996-05-02
9010021 | 1 | 1996-02-01 | Removed From Ground | Empty | 1500 | Marked Unknown | Unknown | Not Marked
9010022 | 1 | 1996-12-07 | Removed From Ground | Gas | 4000 | Not Marked/Unknown | Not Marked | Not Marked
9010022 | 2 | 1996-12-07 | Removed From Ground | Gas | 4000 | Not Marked/Unknown | Not Marked | Not Marked
9010022 | 3 | 1996-12-07 | Removed From Ground | Gas | 4000 | Not Marked/Unknown | Not Marked | Not Marked
9010023 | 1 | 1997-10-16 | Removed From Ground | Diesel | 560 | Marked Unknown | Bare Steel | Suction: No Valve At The Tank
9010024 | 1 | 2015-01-30 | Removed From Ground | Diesel | 0 | Fiberglass | Fiberglass Reinforced Plastic | Suction: Valve At The Tank |  | 1997-06-20 |  | 1997-06-20
9010025 | 1 | 1998-12-18 | Currently In Use | Gas | 12000 | Epoxy | Fiberglass Reinforced Plastic | Pressure |  | 1998-12-18 |  | 1998-12-18
9010025 | 2 | 1998-12-18 | Currently In Use | Diesel | 8000 | Epoxy | Fiberglass Reinforced Plastic | Pressure |  | 1998-12-18 |  | 1998-12-18
9010026 | 1 | 2003-03-24 | Currently In Use | Gas | 8000 | STIP-3 | Fiberglass Reinforced Plastic | Pressure |  | 1996-08-22 |  | 1996-08-22
9010026 | 2A | 2003-03-24 | Currently In Use | Gas | 4000 | STIP-3 | Fiberglass Reinforced Plastic | Pressure |  | 1996-08-22 |  | 1996-08-22
9010026 | 2B | 2003-03-24 | Currently In Use | Gas | 4000 | STIP-3 | Fiberglass Reinforced Plastic | Pressure |  | 1996-08-22 |  | 1996-08-22
9010026 | 3 | 2003-03-24 | Currently In Use | Diesel | 4000 | STIP-3 | Fiberglass Reinforced Plastic | Pressure |  | 1996-08-22 |  | 1996-08-22
9010027 | 1A | 2015-01-22 | Currently In Use | Gas | 8000 | Composite | Fiberglass Reinforced Plastic | Pressure |  | 2000-02-25 |  | 2000-02-25
9010027 | 1B | 2015-01-22 | Currently In Use | Diesel | 4000 | Composite | Fiberglass Reinforced Plastic | Pressure | N | 2000-02-25 | N | 2000-02-25
9011001 | 1 | 1991-04-09 | Removed From Ground | Gas | 6000 | Marked Unknown | Unknown | Not Marked
9011001 | 2 | 1991-04-09 | Removed From Ground | Gas | 6000 | Marked Unknown | Unknown | Not Marked
9011001 | 3 | 1991-04-09 | Removed From Ground | Gas | 6000 | Marked Unknown | Unknown | Not Marked
9011001 | 4 | 1991-04-09 | Removed From Ground | Gas | 6000 | Marked Unknown | Unknown | Not Marked
9011001 | 5 | 1991-04-09 | Removed From Ground | Diesel | 4000 | Marked Unknown | Unknown | Not Marked
9011001 | 6 | 1991-04-09 | Removed From Ground | Diesel | 4000 | Marked Unknown | Unknown | Not Marked
9011001 | 7 | 1991-04-09 | Removed From Ground | Diesel | 2000 | Marked Unknown | Unknown | Not Marked
9011001 | 8 | 1991-04-09 | Removed From Ground | Diesel | 2000 | Marked Unknown | Unknown | Not Marked
9011002 | 1 | 1991-08-08 | Removed From Ground | Gas | 8000 | Marked Unknown | Unknown | Not Marked
9011002 | 2 | 1991-08-08 | Removed From Ground | Diesel | 1000 | Marked Unknown | Unknown | Not Marked
9011002 | 3 | 1991-08-08 | Removed From Ground | Used Oil | 1000 | Marked Unknown | Unknown | Not Marked | Y |  | Y
9011002 | 4 | 1991-08-08 | Removed From Ground | Other | 250 | Marked Unknown | Unknown | Not Marked
9011003 | 1 | 1991-11-01 | Removed From Ground | Diesel | 12000 | Marked Unknown | Unknown | Not Marked
9011003 | 2 | 1991-11-01 | Removed From Ground | Diesel | 12000 | Marked Unknown | Unknown | Not Marked
9011003 | 3 | 1991-11-01 | Removed From Ground | Used Oil | 1000 | Marked Unknown | Unknown | Not Marked | Y |  | Y
9011003 | 4 | 1991-11-01 | Removed From Ground | Used Oil | 1000 | Marked Unknown | Unknown | Not Marked | Y |  | Y
9011004 | 1 | 1992-01-20 | Removed From Ground | Gas |  | Marked Unknown | Unknown | Not Marked
9011005 | 1 | 1988-01-01 | Removed From Ground | Diesel |  | Marked Unknown | Unknown | Not Marked
9011006 | 5620-001 | 1999-05-04 | Removed From Ground | Gas | 550 | Bare Steel | Galvanized Steel | Not Marked
9011009 | 1 | 1987-01-01 | Removed From Ground | Gas | 4000 | Bare Steel | Galvanized Steel | Not Marked
9011009 | 2 | 1987-01-01 | Removed From Ground | Gas | 4000 | Bare Steel | Galvanized Steel | Not Marked
9011009 | 3 | 1987-01-01 | Removed From Ground | Gas | 4000 | Bare Steel | Galvanized Steel | Not Marked
9011009 | 4 | 1987-01-01 | Removed From Ground | Gas | 4000 | Bare Steel | Galvanized Steel | Not Marked
9011011 | 1 | 1990-01-01 | Removed From Ground | Other | 10000 | Bare Steel | Bare Steel | Not Marked
9011014 | 1 | 1990-01-01 | Removed From Ground | Diesel | 500 | Bare Steel | Bare Steel | Not Marked
9011014 | 2 | 1990-01-01 | Removed From Ground | Gas | 10000 | Bare Steel | Bare Steel | Not Marked
9011015 | 1 | 1991-04-01 | Closed In Ground | Other | 550 | Bare Steel | Not Marked | Not Marked
9011015 | 2 | 1991-04-01 | Closed In Ground | Used Oil | 550 | Bare Steel | Not Marked | Not Marked | Y |  | Y
9011016 | 1 |  | Permanently Out Of Use | Gas | 8000 | Bare Steel | Galvanized Steel | Not Marked
9011017 | 1 | 1990-02-15 | Removed From Ground | Gas | 6000 | Bare Steel | Unknown | Not Marked
9011017 | 2 | 1990-02-15 | Removed From Ground | Gas | 8000 | Bare Steel | Unknown | Not Marked
9011019 | 1 | 1988-08-01 | Currently In Use | Gas | 8000 | Steel-Galvanic | Fiberglass Reinforced Plastic | Pressure |  | 1988-08-01 |  | 1988-08-01
9011019 | 2 | 1988-08-01 | Currently In Use | Gas | 6000 | Steel-Galvanic | Fiberglass Reinforced Plastic | Pressure |  | 1988-08-01 |  | 1988-08-01
9011019 | 3 | 1988-08-01 | Currently In Use | Gas | 6000 | Steel-Galvanic | Fiberglass Reinforced Plastic | Pressure |  | 1988-08-01 |  | 1988-08-01
9011020 | 1 |  | Currently In Use | Heating Oil | 1000 | Bare Steel | Galvanized Steel | Not Marked
9011021 | 1 | 1984-01-01 | Currently In Use | Diesel | 8000 | Composite | Secondary Containment | Suction: Valve At The Tank |  | 1998-03-11 |  | 1998-03-11
9011022 | 1 | 1989-01-01 | Currently In Use | Gas | 10000 | Fiberglass | Fiberglass Reinforced Plastic | Pressure |  | 1989-08-23 |  | 1989-08-23
9011022 | 2 | 1989-01-01 | Currently In Use | Gas | 10000 | Fiberglass | Fiberglass Reinforced Plastic | Pressure |  | 1989-08-23 |  | 1989-08-23
9011022 | 3 | 1989-01-01 | Currently In Use | Gas | 10000 | Fiberglass | Fiberglass Reinforced Plastic | Pressure |  | 1989-08-23 |  | 1989-08-23
9011024 | 1 | 1997-11-17 | Removed From Ground | Diesel | 2000 | Bare Steel | Galvanized Steel | Not Marked
9011024 | 2 | 1997-11-17 | Removed From Ground | Gas | 6000 | Bare Steel | Galvanized Steel | Not Marked
9011024 | 3 | 1997-11-17 | Removed From Ground | Diesel | 6000 | Bare Steel | Galvanized Steel | Not Marked
9011024 | 4 | 1997-11-17 | Removed From Ground | Gas | 6000 | Bare Steel | Galvanized Steel | Not Marked
9011025 | 1 | 1989-01-01 | Currently In Use | Diesel | 10000 | STIP-3 | Fiberglass Reinforced Plastic | Suction: No Valve At The Tank |  | 1989-01-01 |  | 1989-01-01
9011027 | 1 | 2000-05-04 | Closed In Ground | Gas | 1000 | Bare Steel | Galvanized Steel | Pressure
9011029 | 1 | 2004-12-28 | Removed From Ground | Gas | 6000 | Steel-Impressed Current | Cathodically Protected | Pressure |  | 1998-08-14 |  | 1998-08-14
9011029 | 2 | 2004-12-28 | Removed From Ground | Gas | 6000 | Steel-Impressed Current | Cathodically Protected | Pressure |  | 1998-08-14 |  | 1998-08-14
9011029 | 3 | 2004-05-04 | Removed From Ground | Diesel | 3000 | Steel-Impressed Current | Cathodically Protected | Pressure |  | 1998-08-14 |  | 1998-08-14
9011029 | 4 | 1988-12-01 | Closed In Ground | Used Oil | 550 | Not Marked/Unknown | Not Marked | Not Marked | Y |  | Y
9011029 | 5 | 1988-12-01 | Closed In Ground | Other | 550 | Not Marked/Unknown | Not Marked | Not Marked
9011030 | 080 | 1989-01-01 | Currently In Use | Gas | 5000 | Cathodically Protected Steel | Fiberglass Reinforced Plastic | Pressure |  | 1995-05-16 |  | 1995-05-16
9011030 | 081 | 1989-01-01 | Currently In Use | Gas | 5000 | Cathodically Protected Steel | Fiberglass Reinforced Plastic | Not Marked |  | 1995-05-16 |  | 1995-05-16
9011030 | 082 | 1989-01-01 | Currently In Use | Gas | 5000 | Cathodically Protected Steel | Fiberglass Reinforced Plastic | Not Marked |  | 1995-05-16 |  | 1995-05-16
9011030 | 083 | 1989-01-01 | Currently In Use | Diesel | 5000 | Cathodically Protected Steel | Fiberglass Reinforced Plastic | Not Marked |  | 1995-05-16 |  | 1995-05-16
9011031 | 1 | 1987-01-01 | Currently In Use | Gas | 8000 | Composite | Fiberglass Reinforced Plastic | Pressure |  | 1998-08-26 |  | 1998-08-26
9011031 | 2 | 1987-01-01 | Currently In Use | Gas | 8000 | Composite | Fiberglass Reinforced Plastic | Pressure |  | 1998-08-26 |  | 1998-08-26
9011031 | 3 | 1987-01-01 | Currently In Use | Diesel | 8000 | Composite | Fiberglass Reinforced Plastic | Pressure |  | 1998-08-26 |  | 1998-08-26
9011032 | 1 | 1988-11-21 | Removed From Ground | Diesel | 750 | Bare Steel | Copper | Not Marked
9011033 | 1 | 1993-05-01 | Removed From Ground | Diesel | 10000 | Marked Unknown | Unknown | Not Marked
9011033 | 2 | 1993-05-01 | Removed From Ground | Diesel | 10000 | Marked Unknown | Unknown | Not Marked
9011033 | 3 | 1990-02-16 | Removed From Ground | Gas | 8000 | Marked Unknown | Unknown | Not Marked
9011033 | 4 | 1990-02-16 | Removed From Ground | Gas | 500 | Marked Unknown | Unknown | Not Marked
9011034 | 1 | 2009-06-05 | Temporarily Out Of Use | Diesel | 10000 | Steel-Galvanic | Fiberglass Reinforced Plastic | Pressure |  | 1990-07-01 |  | 1990-07-01
9011036 | 086 | 1976-01-01 | Currently In Use | Gas | 6016 | Steel-Impressed Current | Cathodically Protected | Pressure |  | 1997-02-20 |  | 1997-02-20
9011036 | 1 | 1976-01-01 | Currently In Use | Gas | 7896 | Steel-Impressed Current | Cathodically Protected | Pressure |  | 1997-02-20 |  | 1997-02-20
9011036 | 2 | 1976-01-01 | Currently In Use | Diesel | 5013 | Steel-Impressed Current | Cathodically Protected | Pressure |  | 1997-02-20 |  | 1997-02-20
9011037 | 1 | 1989-02-01 | Currently In Use | Gas | 12000 | Composite Double Walled | Fiberglass/Double Walled | Pressure |  | 1990-01-01 |  | 1990-01-01
9011037 | 2 | 1989-02-01 | Currently In Use | Diesel | 12000 | Composite Double Walled | Fiberglass/Double Walled | Pressure |  | 1990-01-01 |  | 1990-01-01
9011037 | 3 | 1989-02-01 | Currently In Use | Gas | 12000 | Composite Double Walled | Fiberglass/Double Walled | Pressure |  | 1990-01-01 |  | 1990-01-01
9011038 | 1 | 1991-03-07 | Currently In Use | Gas | 4000 | STIP-3 | Cathodically Protected | Pressure |  | 1991-03-07 |  | 1991-03-07
9011038 | 2 | 1991-03-07 | Currently In Use | Gas | 6000 | STIP-3 | Cathodically Protected | Pressure |  | 1991-03-07 |  | 1991-03-07
9011038 | 3 | 1991-03-07 | Currently In Use | Gas | 6000 | STIP-3 | Cathodically Protected | Pressure |  | 1991-03-07 |  | 1991-03-07
9011040 | 1 | 1989-09-26 | Removed From Ground | Other | 1000 | Bare Steel | Unknown | Not Marked
9011040 | 2 | 1989-09-26 | Removed From Ground | Other | 1000 | Bare Steel | Unknown | Not Marked
9011040 | 3 | 1989-09-26 | Removed From Ground | Other | 1000 | Bare Steel | Unknown | Not Marked
9011041 | 1 | 1982-02-01 | Closed In Ground | Gas | 4000 | Bare Steel | Galvanized Steel | Not Marked
9011041 | 2 | 1982-02-01 | Closed In Ground | Gas | 4000 | Bare Steel | Galvanized Steel | Not Marked
9011041 | 3 | 1982-02-01 | Closed In Ground | Gas | 4000 | Bare Steel | Galvanized Steel | Not Marked
9011041 | 4 | 1982-02-01 | Closed In Ground | Gas | 4000 | Bare Steel | Galvanized Steel | Not Marked
9011042 | 1 | 1988-12-01 | Removed From Ground | Gas | 10000 | Bare Steel | Galvanized Steel | Not Marked
9011042 | 2 | 1988-12-01 | Removed From Ground | Gas | 8000 | Bare Steel | Galvanized Steel | Not Marked
9011042 | 3 | 1988-12-01 | Removed From Ground | Gas | 8000 | Bare Steel | Galvanized Steel | Not Marked
9011044 | 1 | 1997-05-21 | Removed From Ground | Diesel | 12000 | Cathodically Protected Steel | Bare Steel | Pressure |  | 1989-10-01 |  | 1989-10-01
9011044 | 2 | 2004-09-15 | Removed From Ground | Diesel | 12000 | Fiberglass Double Walled | Fiberglass Reinforced Plastic | Pressure |  | 1997-05-13 |  | 1997-05-13
9011045 | 1 | 1989-09-13 | Removed From Ground | Other | 1000 | Bare Steel | Bare Steel | Not Marked
9011045 | 2 | 1989-09-13 | Removed From Ground | Other | 250 | Bare Steel | Bare Steel | Not Marked
9011045 | 3 | 1989-09-13 | Removed From Ground | Other | 500 | Bare Steel | Bare Steel | Not Marked
9011046 | 089 | 1991-02-10 | Currently In Use | Kerosene | 1004 | Steel-Galvanic | Fiberglass Reinforced Plastic | Pressure |  | 1990-12-27 |  | 1990-12-27
9011046 | 090 |  | Temporarily Out Of Use | Other | 20000 | Steel-Impressed Current | Fiberglass Reinforced Plastic | Pressure |  | 1990-12-27 |  | 1990-12-27
9011046 | 091 |  | Temporarily Out Of Use | Other | 3000 | Steel-Galvanic | Fiberglass Reinforced Plastic | Gravity Fed |  | 1990-12-27 |  | 1990-12-27
9011046 | 097 | 1991-02-10 | Currently In Use | Gas | 8084 | Steel-Galvanic | Fiberglass Reinforced Plastic | Pressure |  | 1990-12-27 |  | 1990-12-27
9011046 | 098 | 1991-02-10 | Currently In Use | Gas | 8084 | Steel-Galvanic | Fiberglass Reinforced Plastic | Pressure |  | 1990-12-27 |  | 1990-12-27
9011046 | 099 | 1991-02-10 | Currently In Use | Gas | 8084 | Steel-Galvanic | Fiberglass Reinforced Plastic | Pressure |  | 1990-12-27 |  | 1990-12-27
9011046 | 100 | 1991-02-10 | Currently In Use | Diesel | 8084 | Steel-Impressed Current | Fiberglass Reinforced Plastic | Pressure |  | 1990-12-27 |  | 1990-12-27
9011047 | 1 | 1998-11-18 | Removed From Ground | Diesel | 8000 | Fiberglass | Fiberglass Reinforced Plastic | Suction: Valve At The Tank |  | 1988-01-01 |  | 1988-01-01
9011047 | 2 | 1998-11-18 | Removed From Ground | Gas | 2000 | Bare Steel | Galvanized Steel | Not Marked
9011047 | 3 | 1998-11-18 | Removed From Ground | Diesel | 12000 | Bare Steel | Galvanized Steel | Suction: Valve At The Tank
9011047 | 4 | 1998-10-15 | Temporarily Out Of Use | Gas | 2000 | Fiberglass | Fiberglass Reinforced Plastic | Suction: Valve At The Tank |  | 1988-01-01 |  | 1988-01-01
9011047 | 5 | 1973-10-12 | Currently In Use | Diesel | 8000 | Fiberglass | Fiberglass Reinforced Plastic | Suction: No Valve At The Tank |  | 1998-02-13 |  | 1998-02-13
9011048 | 1 | 1992-03-01 | Currently In Use | Gas | 8000 | Composite | Fiberglass Reinforced Plastic | Pressure |  | 1992-03-01 |  | 1992-03-01
9011048 | 2 | 1992-03-01 | Currently In Use | Gas | 8000 | Composite | Fiberglass Reinforced Plastic | Pressure |  | 1992-03-01 |  | 1992-03-01
9011048 | 3 | 1992-03-01 | Currently In Use | Gas | 6000 | Composite | Fiberglass Reinforced Plastic | Pressure |  | 1992-03-01 |  | 1992-03-01
9011049 | 1 | 1989-01-01 | Currently In Use | Gas | 10000 | Fiberglass | Fiberglass/Double Walled | Pressure |  | 1989-08-23 |  | 1989-08-23
9011049 | 2 | 1989-01-01 | Currently In Use | Gas | 10000 | Fiberglass | Fiberglass/Double Walled | Pressure |  | 1989-08-23 |  | 1989-08-23
9011049 | 3 | 1989-01-01 | Currently In Use | Gas | 10000 | Fiberglass | Fiberglass/Double Walled | Pressure |  | 1989-08-23 |  | 1989-08-23
9011050 | 1 | 1992-03-01 | Currently In Use | Gas | 8000 | Composite | Fiberglass Reinforced Plastic | Pressure |  | 1992-03-01 |  | 1992-03-01
9011050 | 2 | 1992-03-01 | Currently In Use | Gas | 8000 | Composite | Fiberglass Reinforced Plastic | Pressure |  | 1992-03-01 |  | 1992-03-01
9011050 | 3 | 1992-03-01 | Currently In Use | Gas | 6000 | Composite | Fiberglass Reinforced Plastic | Pressure |  | 1992-03-01 |  | 1992-03-01
9011051 | 1 | 1987-11-20 | Currently In Use | Gas | 8000 | Cathodically Protected Steel | Fiberglass Reinforced Plastic | Pressure |  | 1998-11-24 |  | 1998-11-24
9011051 | 2 | 1987-11-20 | Currently In Use | Gas | 8000 | Cathodically Protected Steel | Fiberglass Reinforced Plastic | Pressure |  | 1998-11-24 |  | 1998-11-24
9011051 | 3 | 1987-11-20 | Currently In Use | Diesel | 6000 | Cathodically Protected Steel | Fiberglass Reinforced Plastic | Pressure |  | 1998-11-24 |  | 1998-11-24
9011053 | 1 | 1983-12-27 | Currently In Use | Diesel | 10000 | Epoxy | Copper | Pressure |  | 1998-08-13 |  | 1998-08-13
9011055 | 1 | 1992-09-22 | Removed From Ground | Other | 500 | Marked Unknown | Unknown | Not Marked
9011056 | DUMMY |  | Currently In Use | Other |  | Marked Unknown | Unknown | Not Marked
9011057 | 1 | 1988-11-12 | Removed From Ground | Gas | 1000 | Bare Steel | Galvanized Steel | Not Marked
9011058 | 1 | 1996-06-21 | Removed From Ground | Other | 2000 | Bare Steel | Copper | Suction: Valve At The Tank
9011058 | 2 | 1991-07-26 | Removed From Ground | Gas | 12000 | Bare Steel | Unknown | Pressure
9011058 | 3 | 1996-07-08 | Currently In Use | Diesel | 2500 | Double Walled | Copper | Suction: Valve At The Tank |  | 1996-07-08 |  | 1996-07-08
9011059 | 1 | 1993-01-08 | Removed From Ground | Diesel | 15000 | Marked Unknown | Unknown | Not Marked
9011059 | 2 | 1993-01-08 | Currently In Use | Diesel | 3000 | Composite | Copper | Suction: Valve At The Tank |  | 1993-01-08 |  | 1993-01-08
9011060 | 1 | 1989-12-07 | Removed From Ground | Heating Oil | 20000 | Bare Steel | Bare Steel | Suction: No Valve At The Tank
9011060 | 1A | 2003-03-21 | Removed From Ground | Diesel | 10000 | Cathodically Protected Steel | Bare Steel | Suction: No Valve At The Tank |  | 1989-12-01 |  | 1989-12-01
9011060 | 2 | 1992-10-01 | Removed From Ground | Other | 1500 | Bare Steel | Bare Steel | Suction: No Valve At The Tank
9011061 | 1 | 1993-06-10 | Removed From Ground | Gas | 6000 | Marked Unknown | Unknown | Not Marked
9011064 | 1 | 1966-01-01 | Currently In Use | Gas | 8000 | Steel-Impressed Current | Cathodically Protected | Pressure |  | 1995-08-24 |  | 1995-08-24
9011064 | 2 | 1966-01-01 | Currently In Use | Gas | 8000 | Steel-Impressed Current | Cathodically Protected | Pressure |  | 1995-08-24 |  | 1995-08-24
9011064 | 3 | 1966-01-01 | Currently In Use | Gas | 6000 | Steel-Impressed Current | Cathodically Protected | Pressure |  | 1995-08-24 |  | 1995-08-24
9011065 | 1 | 1997-02-26 | Closed In Ground | Diesel |  | Double Walled | Fiberglass Reinforced Plastic | Not Marked
9011067 | 1 | 1993-05-01 | Removed From Ground | Gas | 2000 | Bare Steel | Not Marked | Not Marked
9011067 | 2 | 1993-05-01 | Removed From Ground | Gas | 1000 | Bare Steel | Not Marked | Not Marked
9011067 | 3 | 1993-05-01 | Removed From Ground | Gas | 550 | Bare Steel | Not Marked | Not Marked
9011067 | 4 | 1993-05-01 | Removed From Ground | Gas | 550 | Bare Steel | Not Marked | Not Marked
9011068 | 1 | 1993-03-30 | Removed From Ground | Other | 500 | Bare Steel | Galvanized Steel | Suction: Valve At The Tank
9011069 | 1 | 1993-08-01 | Removed From Ground | Empty | 8000 | Not Marked/Unknown | Not Marked | Not Marked
9011069 | 2 | 1993-08-01 | Removed From Ground | Empty | 8000 | Not Marked/Unknown | Not Marked | Not Marked
9011069 | 3 | 1993-08-01 | Removed From Ground | Empty | 8000 | Not Marked/Unknown | Not Marked | Not Marked
9011070 | 1 | 1993-09-02 | Removed From Ground | Gas | 1000 | Not Marked/Unknown | Not Marked | Not Marked
9011071 | 1 | 1993-08-17 | Currently In Use | Gas | 15000 | Composite | Fiberglass Reinforced Plastic | Pressure |  | 1993-08-17 |  | 1993-08-17
9011071 | 2 | 1993-08-17 | Currently In Use | Gas | 10000 | Composite | Fiberglass Reinforced Plastic | Pressure |  | 1993-08-17 |  | 1993-08-17
9011071 | 3 | 1993-08-17 | Currently In Use | Gas | 8000 | Composite | Fiberglass Reinforced Plastic | Pressure |  | 1993-08-17 |  | 1993-08-17
9011072 | 1 |  | Currently In Use | Other |  | Not Marked/Unknown | Not Marked | Not Marked
9011073 | 1 | 1993-11-01 | Removed From Ground | Gas | 1000 | Bare Steel | Not Marked | Not Marked
9011073 | 2 | 1993-11-01 | Removed From Ground | Gas | 1000 | Bare Steel | Not Marked | Not Marked
9011075 | 1 | 1993-11-29 | Removed From Ground | Diesel | 550 | Fiberglass | Fiberglass Reinforced Plastic | Suction: No Valve At The Tank
9011076 | 1R1 | 2004-02-03 | Closed In Ground | Diesel | 2000 | Fiberglass | Cathodically Protected | Suction: Valve At The Tank
9011077 | 1 |  | Permanently Out Of Use | Gas | 3000 | Marked Unknown | Galvanized Steel | Suction: Valve At The Tank
9011078 | 1 |  | Currently In Use | Gas |  | Not Marked/Unknown | Not Marked | Not Marked
9011079 | 1 | 1994-02-28 | Removed From Ground | Gas | 4000 | Not Marked/Unknown | Not Marked | Not Marked
9011079 | 2 | 1994-02-28 | Removed From Ground | Gas | 4000 | Not Marked/Unknown | Not Marked | Not Marked
9011079 | 3 | 1994-02-28 | Removed From Ground | Gas | 4000 | Not Marked/Unknown | Not Marked | Not Marked
9011079 | 4 | 1994-02-28 | Removed From Ground | Gas | 4000 | Not Marked/Unknown | Not Marked | Not Marked
9011079 | 5 | 1994-02-28 | Removed From Ground | Kerosene | 550 | Not Marked/Unknown | Not Marked | Not Marked
9011079 | 6 | 1994-02-28 | Removed From Ground | Other | 550 | Not Marked/Unknown | Not Marked | Not Marked
9011079 | 7 | 1994-02-28 | Removed From Ground | Other | 550 | Not Marked/Unknown | Not Marked | Not Marked
9011080 | 1 | 1992-03-30 | Removed From Ground | Gas | 12000 | Bare Steel | Galvanized Steel | Suction: Valve At The Tank
9011080 | 2 | 1992-03-30 | Removed From Ground | Gas | 12000 | Bare Steel | Galvanized Steel | Suction: Valve At The Tank
9011080 | 3 | 1992-03-30 | Removed From Ground | Diesel | 500 | Bare Steel | Galvanized Steel | Not Marked
9011082 | 1 | 1995-07-06 | Removed From Ground | Gas | 6000 | Bare Steel | Galvanized Steel | Pressure
9011082 | 10 | 2007-07-18 | Currently In Use | Diesel | 8000 | Composite Double Walled | Double Walled Flex | Pressure | N | 2007-07-18 | N | 2007-07-18
9011082 | 11 | 2007-07-18 | Currently In Use | Kerosene | 4000 | Composite Double Walled | Double Walled Flex | Pressure | N | 2007-07-18 | N | 2007-07-18
9011082 | 2 | 1995-07-06 | Removed From Ground | Gas | 4000 | Bare Steel | Galvanized Steel | Pressure
9011082 | 3 | 1995-07-06 | Removed From Ground | Gas | 6000 | Bare Steel | Galvanized Steel | Pressure
9011082 | 4 | 2007-06-06 | Removed From Ground | Gas | 10000 | Composite | Fiberglass Reinforced Plastic | Pressure |  | 1995-07-11 |  | 1995-07-11
9011082 | 5 | 2007-06-06 | Removed From Ground | Gas | 10000 | Composite | Fiberglass Reinforced Plastic | Pressure |  | 1995-07-11 |  | 1995-07-11
9011082 | 6 | 2007-06-06 | Removed From Ground | Gas | 6000 | Composite | Fiberglass Reinforced Plastic | Pressure |  | 1995-07-11 |  | 1995-07-11
9011082 | 7 | 2007-07-18 | Currently In Use | Gas | 15000 | Composite Double Walled | Double Walled Flex | Pressure | N | 2007-07-18 | N | 2007-07-18
9011082 | 8 | 2007-07-18 | Currently In Use | Gas | 15000 | Composite Double Walled | Double Walled Flex | Pressure | N | 2007-07-18 | N | 2007-07-18
9011082 | 9 | 2007-07-18 | Currently In Use | Gas | 8000 | Composite Double Walled | Double Walled Flex | Pressure | N | 2007-07-18 | N | 2007-07-18
9011083 | 1 |  | Removed From Ground Date Unknown | Gas | 3000 | Not Marked/Unknown | Not Marked | Not Marked
9011083 | 2 |  | Removed From Ground Date Unknown | Gas | 3000 | Not Marked/Unknown | Not Marked | Not Marked
9011083 | 3 |  | Removed From Ground Date Unknown | Gas | 3000 | Not Marked/Unknown | Not Marked | Not Marked
9011083 | 4 |  | Removed From Ground Date Unknown | Gas | 3000 | Not Marked/Unknown | Not Marked | Not Marked
9011089 | 1 | 1992-11-02 | Removed From Ground | Used Oil | 500 | Not Marked/Unknown | Not Marked | Not Marked | Y |  | Y
9011092 | 1 |  | Permanently Out Of Use | Gas | 1000 | Bare Steel | Unknown | Suction: Valve At The Tank
9011092 | 2 |  | Permanently Out Of Use | Gas | 1000 | Bare Steel | Unknown | Suction: Valve At The Tank
9011093 | 1 | 2008-07-01 | Removed From Ground | Gas | 6000 | Cathodically Protected Steel | Cathodically Protected | Pressure |  | 1997-04-01 |  | 1997-04-01
9011093 | 2 | 2008-07-01 | Removed From Ground | Gas | 6000 | Cathodically Protected Steel | Cathodically Protected | Pressure |  | 1997-04-01 |  | 1997-04-01
9011093 | 3 | 2008-07-01 | Removed From Ground | Gas | 6000 | Cathodically Protected Steel | Cathodically Protected | Pressure |  | 1997-04-01 |  | 1997-04-01
9011093 | 4 | 2008-07-01 | Removed From Ground Date Unknown | Diesel | 500 | Cathodically Protected Steel | Cathodically Protected | Suction: Valve At The Tank |  | 1997-04-01 |  | 1997-04-01
9011093 | 5 | 2008-07-01 | Removed From Ground | Used Oil | 500 | Cathodically Protected Steel | Cathodically Protected | Suction: Valve At The Tank | Y |  | Y | 1997-04-01
9011094 | 1 | 2000-07-21 | Currently In Use | Gas | 2000 | Cathodically Protected Steel | Cathodically Protected | Pressure |  | 1996-09-25 |  | 1996-09-25
9011094 | 2 | 2000-07-21 | Currently In Use | Gas | 4000 | Cathodically Protected Steel | Cathodically Protected | Pressure |  | 1996-09-25 |  | 1996-09-25
9011095 | 1 | 2000-02-14 | Removed From Ground | Gas | 2500 | Bare Steel | Bare Steel | Pressure
9011095 | 2 | 2000-02-14 | Removed From Ground | Gas | 550 | Bare Steel | Bare Steel | Pressure
9011097 | 348G1 | 1999-11-03 | Removed From Ground | Gas | 1060 | Bare Steel | Galvanized Steel | Not Marked
9011098 | 1A | 2013-04-02 | Temporarily Out Of Use | Diesel | 4000 | Epoxy | Fiberglass Reinforced Plastic | Suction: Valve At The Tank |  | 1995-01-19 |  | 1995-01-19
9011098 | 1B | 2013-04-02 | Temporarily Out Of Use | Gas | 2000 | Epoxy | Fiberglass Reinforced Plastic | Suction: Valve At The Tank |  | 1995-01-19 |  | 1995-01-19
9011099 | 1 |  | Removed From Ground Date Unknown | Other | 250 | Bare Steel | Bare Steel | Gravity Fed | Y |  | Y
9011099 | 2 |  | Removed From Ground Date Unknown | Gas | 2000 | Bare Steel | Bare Steel | Suction: No Valve At The Tank
9011099 | 3 |  | Removed From Ground Date Unknown | Diesel | 2000 | Bare Steel | Bare Steel | Suction: No Valve At The Tank
9011099 | 4 |  | Removed From Ground Date Unknown | Other | 250 | Bare Steel | Bare Steel | Gravity Fed | Y |  | Y
9011100 | 1 | 1999-03-01 | Currently In Use | Gas | 5000 | Steel-Impressed Current | Cathodically Protected | Pressure |  | 1999-03-01 |  | 1999-03-01
9011100 | 2 | 1999-03-01 | Currently In Use | Gas | 5000 | Steel-Impressed Current | Cathodically Protected | Pressure |  | 1999-03-01 |  | 1999-03-01
9011100 | 3 | 1999-03-01 | Currently In Use | Gas | 6000 | Steel-Impressed Current | Not Marked | Pressure |  | 1999-03-01 |  | 1999-03-01
9011100 | 4 | 1999-03-01 | Currently In Use | Gas | 6000 | Steel-Impressed Current | Cathodically Protected | Pressure |  | 1999-03-01 |  | 1999-03-01
9011100 | 5 | 1999-03-01 | Temporarily Out Of Use | Kerosene | 2000 | Steel-Impressed Current | Cathodically Protected | Pressure |  | 1999-03-01 |  | 1999-03-01
9011101 | 1 |  | Permanently Out Of Use | Empty |  | Marked Unknown | Unknown | Not Marked
9011102 | 0 |  | Permanently Out Of Use | Gas |  | Marked Unknown | Unknown | Not Marked
9011103 | DUMMY |  | Currently In Use | Gas |  | Not Marked/Unknown | Not Marked | Not Marked
9011104 | 1 | 1988-11-01 | Currently In Use | Diesel | 4000 | Fiberglass | Fiberglass Reinforced Plastic | Pressure |  | 1998-01-01 |  | 1998-01-01
9011104 | 2 | 1988-11-01 | Currently In Use | Gas | 10000 | Fiberglass | Fiberglass Reinforced Plastic | Pressure |  | 1988-11-01 |  | 1988-11-01
9011104 | 3 | 1988-11-01 | Currently In Use | Gas | 10000 | Fiberglass | Fiberglass Reinforced Plastic | Pressure |  | 1998-01-01 |  | 1998-01-01
9011104 | 4 | 1988-11-01 | Currently In Use | Gas | 10000 | Fiberglass | Fiberglass Reinforced Plastic | Pressure |  | 1998-01-01 |  | 1998-01-01
9011105 | 1 | 1995-05-22 | Closed In Ground | Gas | 8000 | Bare Steel | Unknown | Pressure
9011105 | 2 | 1995-05-01 | Closed In Ground | Gas | 8000 | Bare Steel | Galvanized Steel | Pressure
9011106 | 1 | 1995-05-23 | Removed From Ground | Gas | 3000 | Bare Steel | Galvanized Steel | Not Marked
9011107 | 1 |  | Currently In Use | Gas | 2000 | Marked Unknown | Unknown | Not Marked
9011107 | 1 |  | Removed From Ground Date Unknown | Gas | 2000 | Marked Unknown | Unknown | Not Marked
9011107 | 2 |  | Currently In Use | Gas | 2000 | Marked Unknown | Unknown | Not Marked
9011107 | 2 |  | Removed From Ground Date Unknown | Gas | 2000 | Marked Unknown | Unknown | Not Marked
9011107 | 3 |  | Currently In Use | Gas | 2000 | Marked Unknown | Unknown | Not Marked
9011107 | 3 |  | Removed From Ground Date Unknown | Gas | 2000 | Marked Unknown | Unknown | Not Marked
9011108 | 1 | 2017-02-16 | Currently In Use | Gas | 5013 | Epoxy | Fiberglass Reinforced Plastic | Pressure |  | 1996-04-10 |  | 1996-04-10
9011108 | 117 | 1992-07-12 | Removed From Ground | Gas | 2000 | Bare Steel | Galvanized Steel | Suction: No Valve At The Tank
9011108 | 118 | 1992-07-16 | Removed From Ground | Gas | 2000 | Bare Steel | Galvanized Steel | Suction: No Valve At The Tank
9011108 | 2 | 2017-02-16 | Currently In Use | Gas | 10152 | Epoxy | Fiberglass Reinforced Plastic | Pressure |  | 1996-04-10 |  | 1996-04-10
9011109 | 1 | 1978-10-15 | Currently In Use | Gas | 12000 | Cathodically Protected Steel | Cathodically Protected | Suction: No Valve At The Tank |  | 1998-07-09 |  | 1998-07-09
9011109 | 2 | 1978-10-15 | Currently In Use | Diesel | 12000 | Cathodically Protected Steel | Cathodically Protected | Suction: No Valve At The Tank |  | 1998-07-09 |  | 1998-07-09
9011109 | 3 | 1978-10-15 | Currently In Use | Diesel | 12000 | Cathodically Protected Steel | Cathodically Protected | Suction: No Valve At The Tank |  | 1998-07-09 |  | 1998-07-09
9011109 | 4 | 2000-03-01 | Removed From Ground | Used Oil | 250 | Concrete | Galvanized Steel | Gravity Fed | Y |  | Y
9011110 | 1 | 2012-05-01 | Removed From Ground | Gas | 2980 | Steel-Impressed Current | Cathodically Protected | Suction: No Valve At The Tank |  | 1998-10-30 |  | 1998-10-30
9011110 | 2 | 2012-05-01 | Removed From Ground | Gas | 2980 | Steel-Impressed Current | Cathodically Protected | Suction: No Valve At The Tank |  | 1998-10-30 |  | 1998-10-30
9011110 | 3 | 1999-12-01 | Removed From Ground | Diesel | 6000 | Bare Steel | Galvanized Steel | Suction: Valve At The Tank
9011110 | 4 | 1999-12-01 | Removed From Ground | Diesel | 8000 | Bare Steel | Galvanized Steel | Suction: Valve At The Tank
9011110 | 5 | 1999-12-01 | Removed From Ground | Diesel | 1000 | Bare Steel | Galvanized Steel | Suction: Valve At The Tank
9011110 | 6 | 1999-12-01 | Removed From Ground | Gas | 550 | Bare Steel | Galvanized Steel | Suction: Valve At The Tank
9011110 | 7 | 1999-12-01 | Removed From Ground | Gas | 1000 | Bare Steel | Galvanized Steel | Suction: Valve At The Tank
9011110 | 8 | 1999-12-01 | Removed From Ground | Gas | 2000 | Bare Steel | Galvanized Steel | Suction: Valve At The Tank
9011110 | 9 | 1999-12-01 | Removed From Ground | Gas | 2000 | Bare Steel | Galvanized Steel | Suction: Valve At The Tank
9011111 | 1 | 1997-11-01 | Currently In Use | Gas | 6000 | Steel-Impressed Current | Impressed Current | Pressure |  | 1997-11-01 |  | 1997-11-01
9011111 | 2 | 1997-11-01 | Currently In Use | Gas | 6000 | Steel-Impressed Current | Impressed Current | Pressure |  | 1997-11-01 |  | 1997-11-01
9011111 | 3 | 1997-11-01 | Currently In Use | Gas | 6000 | Steel-Impressed Current | Impressed Current | Pressure |  | 1997-11-01 |  | 1997-11-01
9011112 | 1 | 1978-01-01 | Currently In Use | Gas | 8000 | Steel-Impressed Current | Fiberglass Reinforced Plastic | Pressure |  | 1998-09-11 |  | 1998-09-11
9011112 | 2 | 1978-01-01 | Currently In Use | Gas | 8000 | Steel-Impressed Current | Fiberglass Reinforced Plastic | Pressure |  | 1998-09-11 |  | 1998-09-11
9011112 | 3 | 1978-01-01 | Currently In Use | Gas | 8000 | Steel-Impressed Current | Fiberglass Reinforced Plastic | Pressure |  | 1998-09-11 |  | 1998-09-11
9011113 | 68541 | 1987-01-01 | Currently In Use | Gas | 10000 | Cathodically Protected Steel | Fiberglass Reinforced Plastic | Pressure |  | 1988-01-01 |  | 1988-01-01
9011113 | 68560 | 1987-01-01 | Currently In Use | Gas | 10000 | Cathodically Protected Steel | Fiberglass Reinforced Plastic | Pressure |  | 1988-01-01 |  | 1988-01-01
9011113 | 68565 | 1987-01-01 | Currently In Use | Gas | 10000 | Cathodically Protected Steel | Fiberglass Reinforced Plastic | Pressure |  | 1988-01-01 |  | 1988-01-01
9011114 | 1 | 1998-05-19 | Removed From Ground | Gas | 1060 | Not Marked/Unknown | Not Marked | Suction: Valve At The Tank
9011114 | 2 | 1998-05-19 | Removed From Ground | Used Oil | 500 | Not Marked/Unknown | Not Marked | Not Marked | Y |  | Y
9011114 | 3 | 2009-02-13 | Temporarily Out Of Use | Gas | 1000 | Composite | Fiberglass Reinforced Plastic | Suction: Valve At The Tank |  | 1993-05-21 |  | 1993-05-21
9011115 | 1 | 1999-12-20 | Removed From Ground | Gas | 3000 | Bare Steel | Galvanized Steel | Suction: Valve At The Tank
9011116 | #1 | 1988-07-01 | Currently In Use | Diesel | 5000 | Steel-Galvanic | Cathodically Protected | Suction: Valve At The Tank |  | 1996-02-27 |  | 1996-02-27
9011117 | GARTK1 | 1998-08-05 | Removed From Ground | Diesel | 7500 | Marked Unknown | Not Marked | Not Marked
9011117 | GARTK2 | 1998-08-05 | Removed From Ground | Diesel | 7500 | Marked Unknown | Not Marked | Not Marked
9011118 | #1PREM | 1987-12-31 | Currently In Use | Gas | 8000 | Fiberglass | Fiberglass Reinforced Plastic | Pressure |  | 1988-02-29 |  | 1988-02-29
9011118 | #2UNLD | 1987-12-31 | Currently In Use | Gas | 8000 | Fiberglass | Fiberglass Reinforced Plastic | Pressure |  | 1988-02-29 |  | 1988-02-29
9011118 | #3PLUS | 1987-12-31 | Currently In Use | Gas | 6000 | Fiberglass | Fiberglass Reinforced Plastic | Pressure |  | 1988-02-29 |  | 1988-02-29
9011119 | RU1 | 1998-03-26 | Removed From Ground | Gas | 12000 | Bare Steel | Fiberglass Reinforced Plastic | Suction: Valve At The Tank |  | 1992-08-18 |  | 1992-08-18
9011120 | 1 | 1994-10-17 | Removed From Ground | Used Oil | 550 | Bare Steel | Bare Steel | Not Marked | Y |  | Y
9011120 | 2 | 1999-07-26 | Removed From Ground | Diesel | 270 | Not Marked/Unknown | Not Marked | Not Marked
9011121 | 1 | 1986-10-16 | Currently In Use | Gas | 6000 | Fiberglass | Fiberglass Reinforced Plastic | Pressure |  | 1986-10-16 |  | 1986-10-16
9011121 | 2 | 1986-10-16 | Currently In Use | Diesel | 8000 | Fiberglass | Fiberglass Reinforced Plastic | Pressure |  | 1986-10-16 |  | 1986-10-16
9011121 | 3 | 1986-10-16 | Currently In Use | Gas | 8000 | Fiberglass | Fiberglass Reinforced Plastic | Pressure |  | 1986-10-16 |  | 1986-10-16
9011121 | 4 | 1986-10-16 | Currently In Use | Diesel | 10000 | Fiberglass | Fiberglass Reinforced Plastic | Pressure |  | 1986-10-16 |  | 1986-10-16
9011122 | 1 | 1985-08-08 | Currently In Use | Diesel | 8000 | Steel-Galvanic | Fiberglass Reinforced Plastic | Not Marked |  | 1993-12-31 |  | 1993-12-31
9011122 | 2 | 1985-08-08 | Currently In Use | Gas | 6000 | Steel-Galvanic | Fiberglass Reinforced Plastic | Not Marked |  | 1993-12-31 |  | 1993-12-31
9011122 | 3 | 1985-08-08 | Currently In Use | Gas | 8000 | Steel-Galvanic | Fiberglass Reinforced Plastic | Not Marked |  | 1991-12-31 |  | 1991-12-31
9011122 | 4 | 1985-08-08 | Currently In Use | Gas | 8000 | Steel-Galvanic | Fiberglass Reinforced Plastic | Not Marked |  | 1993-12-31 |  | 1993-12-31
9011122 | 5 | 1999-02-01 | Currently In Use | Diesel | 10000 | Composite | Fiberglass Reinforced Plastic | Pressure | N | 2000-04-11 | N | 2000-04-11
9011122 | 6 | 1999-02-01 | Currently In Use | Diesel | 10000 | Composite | Cathodically Protected | Pressure | N | 1999-02-01 | N | 1999-02-01
9011122 | 7 | 2000-05-01 | Currently In Use | Kerosene | 2000 | Composite | Fiberglass/Sec Containment | Pressure | N | 2000-05-01 | N | 2000-05-01
9011123 | 1 | 1999-06-30 | Closed In Ground | Gas | 10000 | Steel-Impressed Current | Fiberglass Reinforced Plastic | Pressure |  | 1998-04-04 |  | 1998-04-04
9011123 | 2 | 1999-06-30 | Closed In Ground | Gas | 10000 | Cathodically Protected Steel | Fiberglass Reinforced Plastic | Pressure |  | 1998-04-04 |  | 1998-04-04
9011123 | 3 | 1999-06-30 | Closed In Ground | Gas | 5000 | Steel-Impressed Current | Fiberglass Reinforced Plastic | Pressure |  | 1998-04-04 |  | 1998-04-04
9011124 | 1 | 1998-01-12 | Removed From Ground | Diesel | 6000 | Bare Steel | Galvanized Steel | Suction: No Valve At The Tank
9011124 | 2 | 1998-01-12 | Removed From Ground | Diesel | 6000 | Bare Steel | Galvanized Steel | Suction: No Valve At The Tank
9011125 | 1 | 1984-01-01 | Currently In Use | Gas | 6000 | Steel-Impressed Current | Cathodically Protected | Pressure |  | 1998-04-01 |  | 1998-04-01
9011125 | 2 | 1984-01-01 | Currently In Use | Diesel | 6000 | Steel-Impressed Current | Cathodically Protected | Pressure |  | 1998-04-01 |  | 1998-04-01
9011125 | 3 | 1984-01-01 | Currently In Use | Gas | 6000 | Steel-Impressed Current | Cathodically Protected | Pressure |  | 1998-04-01 |  | 1998-04-01
9011126 | 1 | 1968-11-01 | Currently In Use | Gas | 10000 | Steel-Impressed Current | Cathodically Protected | Pressure |  | 1998-01-31 |  | 1998-01-31
9011126 | 2 | 1968-11-01 | Currently In Use | Gas | 10000 | Steel-Impressed Current | Cathodically Protected | Pressure |  | 1998-01-31 |  | 1998-01-31
9011126 | 3 | 1968-11-01 | Currently In Use | Gas | 3000 | Steel-Impressed Current | Cathodically Protected | Pressure |  | 1998-01-31 |  | 1998-01-31
9011127 | 1 |  | Permanently Out Of Use | Diesel | 1000 | Not Marked/Unknown | Not Marked | Suction: Valve At The Tank
9011128 | 1 | 1988-06-02 | Currently In Use | Diesel | 6000 | Steel-Galvanic | Double Walled | Pressure |  | 1988-06-02 |  | 1988-06-02
9011128 | 2 | 1988-06-02 | Currently In Use | Gas | 6000 | Steel-Galvanic | Double Walled | Pressure |  | 1988-06-02 |  | 1988-06-02
9011128 | 3 | 1988-06-02 | Currently In Use | Gas | 6000 | Steel-Galvanic | Double Walled | Pressure |  | 1988-06-02 |  | 1988-06-02
9011128 | 4 | 1999-03-02 | Currently In Use | Gas | 6000 | Composite | Double Walled | Pressure |  | 1999-03-02 |  | 1999-03-02
9011129 | 1 |  | Removed From Ground Date Unknown | Gas | 1000 | Bare Steel | Galvanized Steel | Suction: Valve At The Tank
9011129 | 2 |  | Removed From Ground Date Unknown | Diesel | 3000 | Bare Steel | Galvanized Steel | Suction: Valve At The Tank
9011129 | 3 |  | Removed From Ground Date Unknown | Diesel | 3000 | Bare Steel | Galvanized Steel | Suction: Valve At The Tank
9011129 | 4 |  | Removed From Ground Date Unknown | Diesel | 4000 | Bare Steel | Galvanized Steel | Suction: Valve At The Tank
9011129 | 5 | 1998-03-01 | Currently In Use | Gas | 2000 | Composite | Fiberglass Reinforced Plastic | Suction: Valve At The Tank |  | 1998-03-01 |  | 1998-03-01
9011129 | 6 | 1998-03-01 | Currently In Use | Diesel | 3000 | Composite | Fiberglass Reinforced Plastic | Suction: Valve At The Tank |  | 1998-03-01 |  | 1998-03-01
9011129 | 7 | 1998-03-01 | Currently In Use | Diesel | 8000 | Composite | Fiberglass Reinforced Plastic | Suction: Valve At The Tank |  | 1998-03-01 |  | 1998-03-01
9011130 | 1 | 1997-12-03 | Currently In Use | Gas | 5000 | Steel-Impressed Current | Cathodically Protected | Not Marked |  | 1998-01-31 |  | 1998-01-31
9011130 | 2 | 1997-12-03 | Currently In Use | Gas | 6000 | Steel-Impressed Current | Cathodically Protected | Not Marked |  | 1998-01-31 |  | 1998-01-31
9011130 | 3 | 1997-12-03 | Currently In Use | Gas | 8000 | Steel-Impressed Current | Cathodically Protected | Not Marked |  | 1998-01-31 |  | 1998-01-31
9011133 | D4 | 2002-01-01 | Temporarily Out Of Use | Diesel | 1000 | Steel-Impressed Current | Cathodically Protected | Suction: Valve At The Tank |  | 1998-12-01 |  | 1998-12-01
9011133 | PUL2 | 2002-01-01 | Temporarily Out Of Use | Gas | 4000 | Steel-Impressed Current | Cathodically Protected | Suction: Valve At The Tank |  | 1998-12-01 |  | 1998-12-01
9011133 | PUL3 | 2002-01-01 | Temporarily Out Of Use | Gas | 2000 | Steel-Impressed Current | Cathodically Protected | Suction: Valve At The Tank |  | 1998-12-01 |  | 1998-12-01
9011133 | RU1 | 2002-01-01 | Temporarily Out Of Use | Gas | 10000 | Steel-Impressed Current | Cathodically Protected | Suction: Valve At The Tank |  | 1998-12-01 |  | 1998-12-01
9011134 | 1 | 2005-12-01 | Removed From Ground | Gas | 10000 | Steel-Impressed Current | Cathodically Protected | Pressure |  | 1998-09-28 |  | 1998-09-28
9011134 | 2 | 2005-12-01 | Removed From Ground | Gas | 10000 | Steel-Impressed Current | Cathodically Protected | Pressure |  | 1998-09-28 |  | 1998-09-28
9011134 | 3 | 1999-11-01 | Removed From Ground | Diesel | 550 | Bare Steel | Galvanized Steel | Suction: Valve At The Tank
9011134 | 4 | 2015-03-03 | Temporarily Out Of Use | Diesel | 1000 | Double Walled | Secondary Containment | Suction: Valve At The Tank |  | 2000-02-08 |  | 2000-02-08
9011136 | 1 | 1979-09-01 | Currently In Use | Diesel | 10000 | Steel-Impressed Current | Cathodically Protected | Pressure |  | 1997-01-21 |  | 1997-01-21
9011136 | 2 | 1979-09-01 | Currently In Use | Gas | 10000 | Steel-Impressed Current | Cathodically Protected | Pressure |  | 1997-01-21 |  | 1997-01-21
9011136 | 3 | 1979-09-01 | Currently In Use | Diesel | 10000 | Steel-Impressed Current | Cathodically Protected | Pressure |  | 1997-01-21 |  | 1997-01-21
9011137 | 1 | 1995-04-01 | Currently In Use | Gas | 10000 | Steel-Galvanic | Fiberglass Reinforced Plastic | Pressure |  | 1995-04-01 |  | 1995-04-01
9011137 | 2 | 1995-04-01 | Currently In Use | Gas | 10000 | Steel-Galvanic | Fiberglass Reinforced Plastic | Pressure |  | 1995-04-01 |  | 1995-04-01
9011137 | 3 | 1995-04-01 | Currently In Use | Gas | 10000 | Steel-Galvanic | Fiberglass Reinforced Plastic | Pressure |  | 1995-04-01 |  | 1995-04-01
9011137 | 4 | 1995-04-01 | Currently In Use | Diesel | 10000 | Steel-Galvanic | Fiberglass Reinforced Plastic | Pressure |  | 1995-04-01 |  | 1995-04-01
9011138 | 1 | 1998-04-30 | Removed From Ground | Gas | 4000 | Bare Steel | Galvanized Steel | Suction: Valve At The Tank
9011138 | 2 | 1998-04-30 | Removed From Ground | Diesel | 6000 | Bare Steel | Galvanized Steel | Suction: Valve At The Tank
9011139 | 1 |  | Removed From Ground Date Unknown | Diesel | 4000 | Bare Steel | Bare Steel | Suction: Valve At The Tank
9011140 | 1 | 1999-12-16 | Removed From Ground | Gas | 12000 | Composite | Bare Steel | Not Marked
9011140 | 2 | 2000-01-20 | Currently In Use | Gas | 12000 | Epoxy | Fiberglass Reinforced Plastic | Suction: No Valve At The Tank |  | 2000-01-20 |  | 2000-01-20
9011141 | 1 | 2000-01-11 | Removed From Ground | Diesel | 10000 | Cathodically Protected Steel | Galvanized Steel | Suction: Valve At The Tank
9011141 | 2 | 2000-01-11 | Removed From Ground | Diesel | 10000 | Cathodically Protected Steel | Galvanized Steel | Suction: Valve At The Tank
9011141 | 3 | 2000-01-11 | Removed From Ground | Used Oil | 500 | Not Marked/Unknown | Not Marked | Not Marked | Y |  | Y
9011144 | 1 | 1998-10-01 | Removed From Ground | Diesel | 8000 | Not Marked/Unknown | Not Marked | Not Marked
9011144 | 2 | 1998-10-01 | Removed From Ground | Gas | 4000 | Not Marked/Unknown | Not Marked | Not Marked
9011144 | 3 | 1998-10-01 | Removed From Ground | Gas | 3000 | Not Marked/Unknown | Not Marked | Not Marked
9011144 | 4 | 1998-10-01 | Currently In Use | Diesel | 10000 | Composite | Fiberglass Reinforced Plastic | Pressure |  | 1998-10-01 |  | 1998-10-01
9011145 | 1 | 1979-08-15 | Currently In Use | Gas | 8000 | Steel-Impressed Current | Cathodically Protected | Suction: Valve At The Tank |  | 1997-08-18 |  | 1997-08-18
9011145 | 2 | 1974-06-01 | Currently In Use | Gas | 3000 | Steel-Impressed Current | Cathodically Protected | Suction: Valve At The Tank |  | 1997-08-18 |  | 1997-08-18
9011145 | 3 | 1974-06-01 | Currently In Use | Diesel | 3000 | Steel-Impressed Current | Cathodically Protected | Suction: Valve At The Tank |  | 1997-08-18 |  | 1997-08-18
9011145 | 4 | 2003-12-16 | Removed From Ground | Diesel | 550 | Marked Unknown | Not Marked | Not Marked
9011146 | 1 | 1988-07-15 | Currently In Use | Gas | 1000 | Cathodically Protected Steel | Fiberglass Reinforced Plastic | Suction: No Valve At The Tank |  | 1997-06-10 |  | 1997-06-10
9011146 | 2 | 1988-07-15 | Currently In Use | Diesel | 1000 | Cathodically Protected Steel | Fiberglass Reinforced Plastic | Suction: No Valve At The Tank |  | 1997-06-10 |  | 1997-06-10
9011148 | 1 | 1996-07-12 | Removed From Ground | Gas | 500 | Not Marked/Unknown | Not Marked | Not Marked
9011148 | 2 | 1996-07-12 | Removed From Ground | Gas |  | Not Marked/Unknown | Not Marked | Not Marked
9011149 | 1 | 1989-05-01 | Currently In Use | Gas | 8000 | Epoxy | Fiberglass Reinforced Plastic | Pressure |  | 1989-05-01 |  | 1989-05-01
9011149 | 2 | 1989-05-01 | Currently In Use | Gas | 8000 | Epoxy | Fiberglass Reinforced Plastic | Pressure |  | 1989-05-01 |  | 1989-05-01
9011150 | 1 | 2007-04-30 | Temporarily Out Of Use | Used Oil | 1000 | Not Marked/Unknown | Not Marked | Not Marked
9011152 | 1 | 1998-11-01 | Removed From Ground | Gas | 1000 | Not Marked/Unknown | Not Marked | Not Marked
9011156 | 551 | 1996-01-10 | Removed From Ground | Diesel | 2000 | Marked Unknown | Unknown | Not Marked
9011157 | 1 |  | Permanently Out Of Use | Gas | 2000 | Marked Unknown | Unknown | Not Marked
9011157 | 2 | 1996-01-11 | Removed From Ground | Gas | 560 | Marked Unknown | Unknown | Not Marked
9011157 | 3 | 1996-01-10 | Removed From Ground | Gas | 1000 | Bare Steel | Bare Steel | Suction: No Valve At The Tank
9011157 | 5 | 1996-01-10 | Removed From Ground | Gas | 300 | Bare Steel | Bare Steel | Suction: No Valve At The Tank
9011158 | 1 |  | Permanently Out Of Use | Gas | 2000 | Marked Unknown | Unknown | Not Marked
9011166 | 4 |  | Removed From Ground Date Unknown | Gas | 550 | Not Marked/Unknown | Not Marked | Not Marked
9011168 | 1 | 1996-04-09 | Removed From Ground | Gas | 2000 | Not Marked/Unknown | Not Marked | Not Marked
9011169 | 1 | 1996-06-05 | Removed From Ground | Gas | 500 | Not Marked/Unknown | Not Marked | Not Marked
9011170 | 1 | 1988-12-13 | Closed In Ground | Gas | 1000 | Bare Steel | Galvanized Steel | Not Marked
9011171 | 1 | 1996-07-01 | Removed From Ground | Gas | 1000 | Bare Steel | Bare Steel | Suction: No Valve At The Tank
9011171 | 2 | 1996-07-01 | Removed From Ground | Diesel | 2000 | Bare Steel | Bare Steel | Suction: No Valve At The Tank
9011173 | 1 | 1996-07-01 | Removed From Ground | Gas | 5000 | Not Marked/Unknown | Not Marked | Not Marked
9011173 | 2 | 1996-07-01 | Removed From Ground | Diesel | 10000 | Not Marked/Unknown | Not Marked | Not Marked
9011174 | 1 | 1996-04-18 | Removed From Ground | Diesel | 500 | Bare Steel | Galvanized Steel | Suction: No Valve At The Tank
9011175 | 1 | 1997-02-01 | Currently In Use | Gas | 10000 | Composite | Fiberglass Reinforced Plastic | Pressure | Y | 1997-02-01 12:00 | Y | 1997-02-01 12:00
9011175 | 2 | 1997-02-01 | Currently In Use | Gas | 4000 | Composite | Fiberglass Reinforced Plastic | Pressure | Y | 1997-02-01 12:00 | Y | 1997-02-01 12:00
9011175 | 3 | 1997-02-01 | Currently In Use | Diesel | 4000 | Composite | Fiberglass Reinforced Plastic | Pressure | Y | 1997-02-01 12:00 | Y | 1997-02-01 12:00
9011175 | 4A | 1997-02-01 | Currently In Use | Diesel | 2000 | Composite | Fiberglass Reinforced Plastic | Pressure | N | 1997-02-01 | N | 1997-02-01
9011175 | 4B | 1997-02-01 | Temporarily Out Of Use | Kerosene | 2000 | Composite | Fiberglass Reinforced Plastic | Pressure | N | 1997-02-01 | N | 1997-02-01
9011176 | 1 | 1989-03-15 | Currently In Use | Gas | 8000 | Steel-Galvanic | Fiberglass Reinforced Plastic | Pressure | N | 1989-03-15 | N | 1989-03-15
9011176 | 2 | 1989-03-15 | Currently In Use | Diesel | 4000 | Cathodically Protected Steel | Fiberglass Reinforced Plastic | Pressure | N | 1989-03-15 | N | 1989-03-15
9011178 | 1 | 1998-07-10 | Removed From Ground | Gas | 10000 | Not Marked/Unknown | Not Marked | Not Marked
9011179 | 1 |  | Removed From Ground Date Unknown | Empty | 550 | Bare Steel | Galvanized Steel | Not Marked
9011179 | 2 |  | Removed From Ground Date Unknown | Empty | 550 | Bare Steel | Galvanized Steel | Not Marked
9011181 | 1 | 2012-07-01 | Removed From Ground | Gas | 7829 | Fiberglass | Fiberglass Reinforced Plastic | Pressure |  | 1995-09-06 |  | 1995-09-06
9011181 | 2 | 2012-07-01 | Removed From Ground | Gas | 7829 | Fiberglass | Fiberglass Reinforced Plastic | Pressure |  | 1995-09-06 |  | 1995-09-06
9011181 | 3 | 2012-07-01 | Removed From Ground | Gas | 7829 | Fiberglass | Fiberglass Reinforced Plastic | Pressure |  | 1995-09-06 |  | 1995-09-06
9011182 | 1 | 1997-12-15 | Removed From Ground | Gas | 1000 | Bare Steel | Bare Steel | Suction: Valve At The Tank
9011183 | 1 | 1998-05-01 | Removed From Ground | Other | 5000 | Not Marked/Unknown | Not Marked | Not Marked
9011183 | 2 | 1998-05-01 | Removed From Ground | Other | 3000 | Not Marked/Unknown | Not Marked | Not Marked
9011183 | 3 | 1998-05-01 | Removed From Ground | Other | 2000 | Not Marked/Unknown | Not Marked | Not Marked
9011184 | 1 | 1998-07-01 | Removed From Ground | Kerosene | 500 | Not Marked/Unknown | Not Marked | Not Marked
9011184 | 2 | 1998-07-01 | Removed From Ground | Gas | 1000 | Not Marked/Unknown | Not Marked | Not Marked
9011184 | 3 | 1998-07-01 | Removed From Ground | Gas | 1000 | Not Marked/Unknown | Not Marked | Not Marked
9011185 | 1 | 1998-06-01 | Currently In Use | Gas | 12189 | Fiberglass | Fiberglass Reinforced Plastic | Pressure |  | 1998-06-01 |  | 1998-06-01
9011185 | 2 | 1998-06-01 | Currently In Use | Gas | 6110 | Fiberglass | Fiberglass Reinforced Plastic | Pressure |  | 1998-06-01 |  | 1998-06-01
9011185 | 3 | 1998-06-01 | Currently In Use | Diesel | 10152 | Fiberglass | Fiberglass Reinforced Plastic | Pressure |  | 1998-06-01 |  | 1998-06-01
9011186 | 1 |  | Removed From Ground Date Unknown | Gas |  | Not Marked/Unknown | Not Marked | Not Marked
9011188 | 1 | 1998-11-19 | Removed From Ground | Diesel | 1000 | Not Marked/Unknown | Not Marked | Not Marked
9011189 | 1 | 1988-08-08 | Currently In Use | Diesel | 564 | Fiberglass | Double Walled | Suction: Valve At The Tank |  | 1998-11-18 12:00 |  | 1998-11-18 12:00
9011190 | 1 | 1998-08-01 | Currently In Use | Gas | 11682 | Fiberglass | Fiberglass Reinforced Plastic | Pressure |  | 1998-08-01 |  | 1998-08-01
9011190 | 2 | 1998-08-01 | Currently In Use | Gas | 7950 | Fiberglass | Fiberglass Reinforced Plastic | Pressure |  | 1998-08-01 |  | 1998-08-01
9011191 | 1 | 2013-11-05 | Currently In Use | Aviation Gas/AV Gas | 12000 | Steel-Impressed Current | Cathodically Protected | Suction: No Valve At The Tank |  | 1999-05-18 |  | 1999-05-18
9011191 | 2 | 2013-11-05 | Currently In Use | Aviation Gas/AV Gas | 12000 | Steel-Impressed Current | Cathodically Protected | Suction: No Valve At The Tank |  | 1999-05-18 |  | 1999-05-18
9011192 | 1 | 1998-11-18 | Removed From Ground | Gas | 1700 | Bare Steel | Fiberglass Reinforced Plastic | Suction: Valve At The Tank
9011193 | 1 | 1999-07-26 | Removed From Ground | Diesel | 2000 | Bare Steel | Galvanized Steel | Suction: Valve At The Tank
9011194 | 1 | 2000-05-02 | Removed From Ground | Diesel | 3000 | Bare Steel | Bare Steel | Not Marked
9011194 | 2 | 2000-05-02 | Closed In Ground | Diesel | 3000 | Bare Steel | Bare Steel | Not Marked
9011195 | 001 | 1999-05-01 | Removed From Ground | Empty | 2000 | Bare Steel | Bare Steel | Suction: Valve At The Tank
9011195 | 002 | 1999-05-01 | Removed From Ground | Empty | 500 | Bare Steel | Not Marked | Not Marked
9011196 | 1 | 1999-04-14 | Currently In Use | Gas | 12000 | Fiberglass | Double Walled Flex | Pressure |  | 1999-04-28 |  | 1999-04-28
9011196 | 2 | 1999-04-14 | Currently In Use | Gas | 10000 | Fiberglass | Double Walled Flex | Pressure |  | 1999-04-28 |  | 1999-04-28
9011197 | 1 | 1999-11-10 | Removed From Ground | Gas | 700 | Bare Steel | Unknown | Not Marked
9011197 | 2 | 1999-11-10 | Removed From Ground | Gas | 700 | Bare Steel | Unknown | Not Marked
9011198 | 1 | 2000-02-01 | Removed From Ground | Gas | 10000 | Bare Steel | Galvanized Steel | Suction: Valve At The Tank
9011199 | 1 | 1999-03-01 | Currently In Use | Gas | 10000 | Fiberglass | Secondary Containment | Pressure |  | 1999-03-01 |  | 1999-03-01
9011199 | 2 | 1999-03-01 | Currently In Use | Gas | 15000 | Fiberglass | Secondary Containment | Pressure |  | 1999-03-01 |  | 1999-03-01
9011199 | 3 | 2005-06-20 | Currently In Use | Diesel | 10000 | Composite | Fiberglass Reinforced Plastic | Pressure | N | 2005-06-21 | N | 2005-06-21
9011200 | 1 | 2000-02-03 | Currently In Use | Gas | 20000 | Double Walled | Double Walled | Pressure |  | 2000-02-03 |  | 2000-02-03
9011200 | 2 | 2000-02-03 | Currently In Use | Gas | 12000 | Double Walled | Double Walled | Pressure |  | 2000-02-03 |  | 2000-02-03
9011201 | 1 | 2000-03-01 | Removed From Ground | Gas | 500 | Not Marked/Unknown | Galvanized Steel | Suction: Valve At The Tank
9011202 | 1 | 1999-12-01 | Removed From Ground | Gas | 2000 | Bare Steel | Bare Steel | Suction: No Valve At The Tank
9011202 | 2 | 1999-12-01 | Removed From Ground | Gas | 2000 | Bare Steel | Bare Steel | Suction: No Valve At The Tank
9011202 | 3 | 1999-12-01 | Removed From Ground | Diesel | 1000 | Bare Steel | Bare Steel | Suction: No Valve At The Tank
9011202 | 4 | 1999-12-01 | Removed From Ground | Heating Oil | 550 | Bare Steel | Bare Steel | Suction: No Valve At The Tank
9011203 | 1 | 2000-05-02 | Removed From Ground | Used Oil | 0 | Marked Unknown | Unknown | Not Marked | Y |  | Y
9011204 | 1 | 1999-05-15 | Currently In Use | Gas | 12000 | Composite | Double Walled | Pressure |  | 1999-05-15 |  | 1999-05-15
9011204 | 2 | 1999-05-15 | Currently In Use | Gas | 12000 | Composite | Double Walled | Pressure |  | 1999-05-15 |  | 1999-05-15
9011204 | 3 | 2009-10-01 | Currently In Use | Diesel | 6000 | Composite Double Walled | Fiberglass/Double Walled | Pressure | N | 2009-10-01 | N | 2009-10-01
9011205 | 1 |  | Permanently Out Of Use | Empty | 500 | Bare Steel | Bare Steel | Suction: No Valve At The Tank
9011206 | 1 |  | Permanently Out Of Use | Empty | 500 | Bare Steel | Bare Steel | Suction: No Valve At The Tank
9011207 | 1 |  | Currently In Use | Empty | 500 | Bare Steel | Bare Steel | Suction: No Valve At The Tank
9011207 | 2 |  | Currently In Use | Empty | 500 | Bare Steel | Bare Steel | Suction: No Valve At The Tank
9011208 | 1 | 2000-05-20 | Removed From Ground | Empty | 500 | Bare Steel | Bare Steel | Suction: No Valve At The Tank
9011208 | 1 |  | Currently In Use | Empty | 500 | Bare Steel | Bare Steel | Suction: No Valve At The Tank
9011209 | 1 | 2000-05-01 | Closed In Ground | Diesel | 500 | Bare Steel | Not Marked | Not Marked
9011209 | 2 | 2000-05-01 | Closed In Ground | Diesel | 500 | Bare Steel | Not Marked | Not Marked
9011210 | 1 |  | Removed From Ground Date Unknown | Diesel | 2000 | Bare Steel | Bare Steel | Suction: No Valve At The Tank
9011211 | 1 |  | Removed From Ground Date Unknown | Diesel | 550 | Bare Steel | Copper | Suction: Valve At The Tank
9011212 | 1 | 1999-04-10 | Currently In Use | Gas | 15546 | Composite | Fiberglass Reinforced Plastic | Pressure |  | 1999-04-10 |  | 1999-04-10
9011212 | 2 | 1999-04-10 | Currently In Use | Gas | 10000 | Composite | Fiberglass Reinforced Plastic | Pressure |  | 1999-04-10 |  | 1999-04-10
9011213 | 1 | 1984-01-01 | Removed From Ground | Used Oil |  | Not Marked/Unknown | Not Marked | Not Marked | Y |  | Y
9011214 | 1 | 2000-11-29 | Currently In Use | Diesel | 4000 | Double Walled | Fiberglass Reinforced Plastic | Suction: Valve At The Tank |  | 2000-11-29 |  | 2000-11-29
9011215 | 1 | 2001-02-15 | Removed From Ground | Used Oil | 4000 | Bare Steel | Bare Steel | Not Marked
9011215 | 2 | 2001-02-15 | Removed From Ground | Empty | 4000 | Bare Steel | Bare Steel | Not Marked
9011216 | 1 | 2001-01-20 | Removed From Ground | Other | 550 | Bare Steel | Not Marked | Not Marked
9011217 | 1 | 2001-03-01 | Removed From Ground | Gas | 550 | Bare Steel | Galvanized Steel | Suction: Valve At The Tank
9011218 | 1 | 2001-06-11 | Removed From Ground | Other | 2000 | Bare Steel | Not Marked | Not Marked
9011219 | 1A | 2001-08-06 | Currently In Use | Gas | 14000 | Fiberglass Double Walled | Double Walled/Sec. Containment | Pressure |  | 2001-08-10 |  | 2001-08-10
9011219 | 1B | 2001-08-06 | Currently In Use | Gas | 7000 | Fiberglass Double Walled | Double Walled/Sec. Containment | Pressure |  | 2001-08-10 |  | 2001-08-10
9011219 | 2A | 2001-08-06 | Currently In Use | Gas | 14000 | Fiberglass Double Walled | Double Walled/Sec. Containment | Pressure |  | 2001-08-10 |  | 2001-08-10
9011219 | 2B | 2001-08-06 | Currently In Use | Diesel | 7000 | Fiberglass Double Walled | Double Walled/Sec. Containment | Pressure |  | 2001-08-10 |  | 2001-08-10
9011220 | 1 | 2001-09-05 | Removed From Ground | Other |  | Bare Steel | Not Marked | Not Marked
9011221 | 1 | 2001-06-25 | Currently In Use | Diesel | 6000 | Composite | Double Walled | Pressure | Y | 2001-08-13 12:00 |  | 2001-08-13 12:00
9011221 | 2A | 2001-06-25 | Currently In Use | Gas | 7500 | Composite | Double Walled | Pressure | Y | 2001-08-13 12:00 |  | 2001-08-13 12:00
9011221 | 2B | 2001-06-25 | Currently In Use | Gas | 7500 | Composite | Double Walled | Pressure | Y | 2001-08-13 12:00 |  | 2001-08-13 12:00
9011222 | 1 | 2002-02-12 | Removed From Ground | Used Oil | 500 | Cathodically Protected Steel | Fiberglass Reinforced Plastic | Gravity Fed
9011223 | 1 | 2000-12-15 | Currently In Use | Diesel | 12000 | Double Walled | Fiberglass Reinforced Plastic | Pressure |  | 2000-12-15 |  | 2000-12-15
9011224 | 1 |  | Removed From Ground Date Unknown | Diesel | 1000 | Marked Unknown | Secondary Containment | Not Marked
9011224 | 1 |  | Temporarily Out Of Use | Diesel | 1000 | Marked Unknown | Secondary Containment | Not Marked
9011225 | 1 | 2001-12-06 | Currently In Use | Gas | 15000 | Fiberglass | Secondary Containment | Pressure |  | 2001-12-06 |  | 2001-12-06
9011225 | 2 | 2001-12-06 | Currently In Use | Gas | 12000 | Fiberglass | Secondary Containment | Pressure |  | 2001-12-06 |  | 2001-12-06
9012001 | 1 | 1998-12-22 | Temporarily Out Of Use | Empty | 2000 | Bare Steel | Galvanized Steel | Suction: Valve At The Tank
9012001 | 2 | 1998-12-22 | Temporarily Out Of Use | Empty | 2000 | Bare Steel | Galvanized Steel | Suction: Valve At The Tank
9012001 | 3 | 1989-11-01 | Closed In Ground | Other | 1000 | Bare Steel | Galvanized Steel | Not Marked
9012001 | 4 | 1992-03-23 | Closed In Ground | Other | 1000 | Bare Steel | Galvanized Steel | Not Marked
9012001 | 5 | 1992-03-23 | Closed In Ground | Other | 550 | Bare Steel | Galvanized Steel | Not Marked
9012003 | 1 | 1993-12-30 | Removed From Ground | Gas | 6000 | Bare Steel | Galvanized Steel | Pressure
9012003 | 1-A | 1990-03-08 | Currently In Use | Gas | 8000 | Steel-Impressed Current | Fiberglass Reinforced Plastic | Pressure |  | 1997-09-11 |  | 1990-03-08
9012003 | 2 | 1993-12-30 | Removed From Ground | Gas | 6000 | Bare Steel | Galvanized Steel | Pressure
9012003 | 2-A | 1990-03-08 | Currently In Use | Gas | 8000 | Steel-Impressed Current | Fiberglass Reinforced Plastic | Pressure |  | 1997-09-11 |  | 1990-03-08
9012003 | 3 | 1993-12-30 | Removed From Ground | Gas | 6000 | Bare Steel | Galvanized Steel | Pressure
9012003 | 3-A | 1990-03-08 | Currently In Use | Gas | 8000 | Steel-Impressed Current | Fiberglass Reinforced Plastic | Pressure |  | 1998-08-06 |  | 1990-03-08
9012004 | 1 | 1986-01-01 | Currently In Use | Diesel | 5000 | Steel-Impressed Current | Bare Steel | Pressure |  | 1999-01-08 |  | 1999-01-08
9012004 | 2 | 1986-01-01 | Currently In Use | Gas | 8000 | Steel-Impressed Current | Bare Steel | Pressure |  | 1999-01-08 |  | 1999-01-08
9012004 | 3 | 1986-01-01 | Currently In Use | Gas | 8000 | Steel-Impressed Current | Bare Steel | Pressure |  | 1999-01-08 |  | 1999-01-08
9012006 | 1 |  | Removed From Ground Date Unknown | Diesel | 1000 | Bare Steel | Galvanized Steel | Not Marked
9012006 | 1AST |  | Currently In Use | Heating Oil | 200 | Not Marked/Unknown | Not Marked | Not Marked
9012006 | 2AST |  | Currently In Use | Gas | 200 | Not Marked/Unknown | Not Marked | Not Marked
9012011 | 1 | 1998-09-01 | Removed From Ground | Gas | 4000 | Bare Steel | Galvanized Steel | Suction: Valve At The Tank
9012011 | 2 | 1998-09-01 | Removed From Ground | Gas | 3000 | Bare Steel | Galvanized Steel | Suction: Valve At The Tank
9012011 | 3 | 1998-09-01 | Removed From Ground | Gas | 3000 | Bare Steel | Galvanized Steel | Suction: Valve At The Tank
9012011 | 4 | 2007-11-08 | Currently In Use | Gas | 4000 | Epoxy | Fiberglass Reinforced Plastic | Suction: Valve At The Tank |  | 1998-09-30 12:00 |  | 1998-09-30 12:00
9012011 | 5 | 2007-11-08 | Currently In Use | Gas | 4000 | Epoxy | Fiberglass Reinforced Plastic | Suction: Valve At The Tank |  | 1998-09-30 12:00 |  | 1998-09-30 12:00
9012011 | 6 | 2007-11-08 | Currently In Use | Gas | 4000 | Epoxy | Fiberglass Reinforced Plastic | Suction: Valve At The Tank |  | 1998-09-30 12:00 |  | 1998-09-30 12:00
9012012 | 1 | 1997-11-01 | Removed From Ground | Gas | 4000 | Bare Steel | Galvanized Steel | Suction: Valve At The Tank
9012012 | 2 | 1997-11-01 | Removed From Ground | Gas | 4000 | Bare Steel | Galvanized Steel | Suction: Valve At The Tank
9012012 | 3 | 1997-11-01 | Removed From Ground | Diesel | 1000 | Bare Steel | Galvanized Steel | Suction: Valve At The Tank
9012012 | 4 | 1997-11-01 | Removed From Ground | Diesel | 1000 | Bare Steel | Galvanized Steel | Suction: Valve At The Tank
9012012 | 5 | 1997-11-01 | Removed From Ground | Gas | 6000 | Bare Steel | Galvanized Steel | Suction: Valve At The Tank
9012012 | 6 | 1997-11-01 | Removed From Ground | Gas | 4000 | Bare Steel | Galvanized Steel | Suction: Valve At The Tank
9012012 | 7 | 1997-11-01 | Removed From Ground | Gas | 4000 | Bare Steel | Galvanized Steel | Suction: Valve At The Tank
9012013 | 1 | 1994-04-25 | Currently In Use | Gas | 10000 | Composite | Double Walled | Pressure |  | 1995-04-25 |  | 1995-04-25
9012013 | 2 | 1994-04-25 | Currently In Use | Gas | 8000 | Composite | Double Walled | Pressure |  | 1994-04-25 |  | 1994-04-25
9012014 | 1 | 2004-07-15 | Currently In Use | Gas | 2500 | Fiberglass Double Walled | Fiberglass Reinforced Plastic | Suction: No Valve At The Tank | N | 2004-07-15 | N | 2004-07-15
9012014 | 2 | 2004-07-15 | Currently In Use | Diesel | 2500 | Fiberglass Double Walled | Fiberglass Reinforced Plastic | Suction: No Valve At The Tank | N | 2004-07-15 | N | 2004-07-15
9012014 | 221768 | 2004-08-01 | Removed From Ground | Diesel | 1000 | Cathodically Protected Steel | Cathodically Protected | Suction: No Valve At The Tank |  | 1994-11-23 |  | 1994-11-23
9012014 | 221773 | 2004-08-01 | Removed From Ground | Gas | 1000 | Cathodically Protected Steel | Cathodically Protected | Suction: No Valve At The Tank |  | 1994-11-23 |  | 1994-11-23
9012015 | 2A | 2014-02-18 | Temporarily Out Of Use | Gas | 6000 | Tank Jacket | Double Walled | Pressure |  | 1998-06-01 |  | 1998-06-01
9012015 | 2B | 2014-02-18 | Temporarily Out Of Use | Gas | 6000 | Tank Jacket | Double Walled | Pressure |  | 1998-06-01 |  | 1998-06-01
9012015 | DIESEL | 1997-11-18 | Removed From Ground | Diesel | 1060 | Bare Steel | Not Marked | Suction: No Valve At The Tank
9012015 | GASOLINE | 1997-11-18 | Removed From Ground | Gas | 1060 | Bare Steel | Not Marked | Suction: No Valve At The Tank
9012016 | 1 | 1998-12-01 | Temporarily Out Of Use | Gas | 8000 | Bare Steel | Bare Steel | Suction: Valve At The Tank
9012016 | 2 | 1998-12-01 | Temporarily Out Of Use | Gas | 8000 | Bare Steel | Bare Steel | Suction: Valve At The Tank
9012016 | 3 | 1998-12-01 | Temporarily Out Of Use | Gas | 8000 | Bare Steel | Bare Steel | Suction: Valve At The Tank
9012016 | 4 | 1998-12-01 | Temporarily Out Of Use | Diesel | 10000 | Bare Steel | Bare Steel | Suction: Valve At The Tank
9012016 | 5 | 1998-12-01 | Temporarily Out Of Use | Diesel | 4000 | Bare Steel | Bare Steel | Suction: Valve At The Tank
9012018 | 1 | 2007-01-11 | Removed From Ground | Gas | 4000 | Cathodically Protected Steel | Fiberglass Reinforced Plastic | Pressure |  | 1998-07-01 |  | 1998-07-01
9012018 | 2 | 1991-05-01 | Currently In Use | Gas | 6000 | Cathodically Protected Steel | Fiberglass Reinforced Plastic | Pressure |  | 1998-07-01 |  | 1998-07-01
9012018 | 3 | 1991-05-01 | Currently In Use | Gas | 6000 | Cathodically Protected Steel | Fiberglass Reinforced Plastic | Pressure |  | 1998-07-01 |  | 1998-07-01
9012018 | 4 | 2007-01-11 | Removed From Ground | Gas | 6000 | Cathodically Protected Steel | Fiberglass Reinforced Plastic | Pressure |  | 1998-07-01 |  | 1998-07-01
9012018 | 5 | 1991-05-01 | Currently In Use | Gas | 2000 | Cathodically Protected Steel | Cathodically Protected | Pressure |  | 1998-05-01 |  | 1998-05-01
9012018 | 6 | 1991-05-01 | Currently In Use | Diesel | 2000 | Cathodically Protected Steel | Cathodically Protected | Pressure |  | 1998-05-01 |  | 1998-05-01
9012018 | 7 | 1991-05-01 | Currently In Use | Diesel | 5000 | Cathodically Protected Steel | Cathodically Protected | Pressure |  | 1995-04-01 |  | 1995-04-01
9012018 | 8 | 1991-05-01 | Currently In Use | Diesel | 5000 | Cathodically Protected Steel | Cathodically Protected | Pressure |  | 1995-04-01 |  | 1995-04-01
9012018 | 9 | 2007-01-11 | Currently In Use | Gas | 10000 | Not Marked/Unknown | Fiberglass Reinforced Plastic | Pressure | N | 2007-01-11 | N | 2007-01-11
9012019 | 1 | 2014-02-18 | Temporarily Out Of Use | Gas | 10000 | Fiberglass | Fiberglass/Double Walled | Pressure |  | 1999-02-26 |  | 1999-02-26
9012019 | 2A | 2014-02-18 | Temporarily Out Of Use | Diesel | 4000 | Fiberglass | Fiberglass/Double Walled | Pressure |  | 1999-02-26 |  | 1999-02-26
9012019 | 2B | 2014-02-18 | Temporarily Out Of Use | Gas | 4000 | Fiberglass | Fiberglass/Double Walled | Pressure |  | 1999-02-26 |  | 1999-02-26
9012020 | 1 | 2013-09-03 | Temporarily Out Of Use | Gas | 10000 | Epoxy | Fiberglass Reinforced Plastic | Pressure |  | 1999-08-15 |  | 1999-08-15
9012020 | 2 | 2013-09-03 | Temporarily Out Of Use | Gas | 6000 | Epoxy | Fiberglass Reinforced Plastic | Pressure |  | 1999-08-15 |  | 1999-08-15
9012020 | 3 | 2013-09-03 | Temporarily Out Of Use | Diesel | 6000 | Epoxy | Fiberglass Reinforced Plastic | Pressure |  | 1999-08-15 |  | 1999-08-15
9012021 | 1 | 1999-12-16 | Currently In Use | Gas | 10000 | Epoxy | Double Walled | Pressure |  | 1999-12-16 |  | 1999-12-16
9012021 | 2 | 1999-12-16 | Currently In Use | Gas | 10000 | Epoxy | Double Walled | Pressure |  | 1999-12-16 |  | 1999-12-16
9012022 | 1 | 2000-05-17 | Currently In Use | Gas | 10000 | Epoxy | Double Walled | Pressure |  | 2000-05-17 |  | 2000-05-17
9013001 | 1 | 1993-12-06 | Closed In Ground | Diesel | 500 | Marked Unknown | Bare Steel | Not Marked
9013001 | 2 | 1994-01-10 | Currently In Use | Diesel | 600 | Fiberglass Double Walled | Double Walled Flex | Suction: Valve At The Tank |  | 1994-01-01 |  | 1994-01-01
9013004 | 1 | 1999-10-19 | Removed From Ground | Diesel | 10000 | Bare Steel | Galvanized Steel | Not Marked
9013004 | 2 | 1999-10-19 | Removed From Ground | Gas | 2000 | Bare Steel | Galvanized Steel | Not Marked
9013005 | 0 | 1992-07-01 | Removed From Ground | Other |  | Marked Unknown | Unknown | Not Marked
9013006 | 1 | 1992-06-01 | Removed From Ground | Other | 2500 | Marked Unknown | Galvanized Steel | Gravity Fed
9013006 | 2 | 1992-06-01 | Removed From Ground | Gas | 3000 | Marked Unknown | Galvanized Steel | Gravity Fed
9013006 | 3 | 1992-06-01 | Removed From Ground | Other | 2500 | Marked Unknown | Galvanized Steel | Gravity Fed
9013006 | 4 | 1992-06-01 | Removed From Ground | Other | 2500 | Marked Unknown | Galvanized Steel | Gravity Fed
9013006 | 5 | 1992-06-01 | Removed From Ground | Other | 2500 | Marked Unknown | Galvanized Steel | Gravity Fed
9013007 | 1 | 1993-03-22 | Removed From Ground | Gas | 4000 | Composite | Galvanized Steel | Suction: No Valve At The Tank
9013007 | 2 | 1993-03-22 | Removed From Ground | Gas | 2000 | Bare Steel | Galvanized Steel | Suction: No Valve At The Tank
9013007 | 3 | 1993-03-22 | Removed From Ground | Gas | 2000 | Bare Steel | Galvanized Steel | Suction: No Valve At The Tank
9013007 | 35420 | 1993-03-22 | Currently In Use | Gas | 10000 | Composite | Cathodically Protected | Pressure |  | 1993-03-01 |  | 1993-03-01
9013007 | 35422 | 1993-03-22 | Currently In Use | Diesel | 4000 | Composite | Cathodically Protected | Pressure |  | 1993-03-01 |  | 1993-03-01
9013007 | 4 | 1993-03-22 | Removed From Ground | Gas | 5000 | Bare Steel | Galvanized Steel | Suction: No Valve At The Tank
9013007 | 5A | 1988-11-01 | Currently In Use | Gas | 5000 | Composite | Fiberglass Reinforced Plastic | Pressure |  | 1993-03-01 |  | 1993-03-01
9013007 | 5B | 1993-03-01 | Currently In Use | Gas | 5000 | Composite | Fiberglass Reinforced Plastic | Pressure |  | 1993-03-01 |  | 1993-03-01
9013007 | 7 |  | Permanently Out Of Use | Gas | 5000 | Composite | Cathodically Protected | Pressure
9013007 | 8 |  | Permanently Out Of Use | Gas | 5000 | Composite | Cathodically Protected | Pressure
9013007 | 9 | 1993-03-01 | Removed From Ground | Diesel | 4000 | Cathodically Protected Steel | Galvanized Steel | Suction: No Valve At The Tank
9013008 | 1 | 1986-01-01 | Currently In Use | Gas | 6000 | Steel-Impressed Current | Double Walled Flex | Pressure |  | 1995-01-01 |  | 1995-01-01
9013008 | 2 | 1986-01-01 | Currently In Use | Gas | 6000 | Steel-Impressed Current | Double Walled Flex | Pressure |  | 1995-01-01 |  | 1995-01-01
9013008 | 3 | 1986-01-01 | Currently In Use | Gas | 6000 | Steel-Impressed Current | Double Walled Flex | Pressure |  | 1995-01-01 |  | 1995-01-01
9013009 | 1 | 1988-05-01 | Currently In Use | Gas | 10000 | Steel-Impressed Current | Cathodically Protected | Pressure |  | 1996-02-27 |  | 1996-02-27
9013009 | 2 | 1988-05-01 | Currently In Use | Gas | 10000 | Steel-Impressed Current | Cathodically Protected | Pressure |  | 1996-02-27 |  | 1996-02-27
9013009 | 3 | 1988-05-01 | Currently In Use | Diesel | 10000 | Steel-Impressed Current | Cathodically Protected | Pressure |  | 1996-02-27 |  | 1996-02-27
9013010 | 1 | 1988-03-01 | Currently In Use | Gas | 5000 | Composite | Double Walled Flex | Pressure |  | 1995-10-10 |  | 1995-10-10
9013010 | 2 | 1988-03-01 | Currently In Use | Gas | 5000 | Composite | Double Walled Flex | Pressure |  | 1995-10-10 |  | 1995-10-10
9013010 | 3 | 1988-03-10 | Currently In Use | Gas | 5000 | Composite | Double Walled Flex | Pressure |  | 1995-10-10 |  | 1995-10-10
9013011 | 10531-1 | 1990-01-01 | Removed From Ground | Gas | 1000 | Bare Steel | Galvanized Steel | Suction: No Valve At The Tank
9013012 | 1 |  | Removed From Ground Date Unknown | Gas | 5000 | Epoxy | Galvanized Steel | Pressure
9013012 | 2 |  | Removed From Ground Date Unknown | Gas | 4000 | Bare Steel | Galvanized Steel | Pressure
9013012 | 3 |  | Removed From Ground Date Unknown | Gas | 4000 | Bare Steel | Galvanized Steel | Suction: Valve At The Tank
9013012 | 4 |  | Removed From Ground Date Unknown | Diesel | 4000 | Cathodically Protected Steel | Galvanized Steel | Suction: Valve At The Tank
9013012 | 5 | 1998-05-01 | Currently In Use | Gas | 8000 | Fiberglass | Fiberglass Reinforced Plastic | Pressure | N | 1998-05-01 | N | 1998-05-01
9013012 | 6 | 1998-05-01 | Currently In Use | Gas | 4000 | Fiberglass | Fiberglass Reinforced Plastic | Pressure | N | 1998-05-01 | N | 1998-05-01
9013012 | 7 | 1998-05-01 | Currently In Use | Diesel | 4000 | Fiberglass | Fiberglass Reinforced Plastic | Pressure | N | 1998-05-01 | N | 1998-05-01
9013013 | 1 | 1983-01-01 | Currently In Use | Gas | 6000 | Cathodically Protected Steel | Cathodically Protected | Suction: Valve At The Tank |  | 1998-11-10 |  | 1997-12-17
9013013 | 2 | 2014-01-22 | Temporarily Out Of Use | Gas | 3000 | Cathodically Protected Steel | Cathodically Protected | Suction: Valve At The Tank |  | 1998-11-10 |  | 1997-12-17
9013013 | 3 | 2013-04-11 | Removed From Ground | Diesel | 3000 | Cathodically Protected Steel | Cathodically Protected | Suction: Valve At The Tank |  | 1998-11-10 |  | 1997-12-17
9013014 | 1 | 1997-10-18 | Removed From Ground | Gas | 500 | Bare Steel | Galvanized Steel | Suction: Valve At The Tank
9013015 | 1A | 2011-07-18 | Temporarily Out Of Use | Gas | 3000 | Steel-Impressed Current | Impressed Current | Pressure |  | 1995-03-01 |  | 1995-03-01
9013015 | 1B | 1995-03-01 | Currently In Use | Gas | 1500 | Steel-Impressed Current | Impressed Current | Pressure |  | 1995-03-01 |  | 1995-03-01
9013015 | 1C | 1995-03-01 | Currently In Use | Diesel | 1500 | Steel-Impressed Current | Impressed Current | Pressure |  | 1995-03-01 |  | 1995-03-01
9013015 | 2 | 1997-05-01 | Currently In Use | Gas | 8000 | Composite | Impressed Current | Pressure |  | 1997-05-01 |  | 1997-05-01
9013016 | 1 | 1989-01-01 | Currently In Use | Gas | 4000 | Composite | Fiberglass Reinforced Plastic | Pressure |  | 1998-08-28 |  | 1989-01-01
9013016 | 2 | 1989-01-01 | Currently In Use | Gas | 4000 | Composite | Fiberglass Reinforced Plastic | Pressure |  | 1998-08-28 |  | 1989-01-01
9013016 | 3 | 1989-01-01 | Currently In Use | Gas | 4000 | Composite | Fiberglass Reinforced Plastic | Pressure |  | 1998-08-28 |  | 1989-01-01
9013017 | 1 | 2001-08-31 | Temporarily Out Of Use | Gas | 1 | Fiberglass | Galvanized Steel | Suction: Valve At The Tank
9013017 | 2 | 2001-08-31 | Temporarily Out Of Use | Gas | 1 | Fiberglass | Galvanized Steel | Suction: Valve At The Tank
9013018 | 1 | 2001-01-01 | Removed From Ground | Diesel | 1000 | Cathodically Protected Steel | Galvanized Steel | Suction: No Valve At The Tank
9013018 | 2 | 2001-01-01 | Removed From Ground | Gas | 1000 | Not Marked/Unknown | Not Marked | Not Marked
9013018 | 3 | 2001-01-01 | Removed From Ground | Diesel | 4000 | Not Marked/Unknown | Not Marked | Not Marked
9013019 | 1 | 1995-09-19 | Removed From Ground | Diesel | 4000 | Marked Unknown | Unknown | Not Marked
9013019 | 2 | 1995-09-19 | Removed From Ground | Gas | 4000 | Marked Unknown | Unknown | Not Marked
9013021 | 1 | 1996-03-01 | Currently In Use | Gas | 10000 | Composite | Fiberglass Reinforced Plastic | Pressure |  | 1996-03-01 |  | 1996-03-01
9013021 | 2A | 1996-03-01 | Currently In Use | Gas | 5000 | Composite | Fiberglass Reinforced Plastic | Pressure |  | 1996-03-01 |  | 1996-03-01
9013021 | 2B | 1996-03-01 | Currently In Use | Gas | 5000 | Composite | Fiberglass Reinforced Plastic | Pressure |  | 1996-03-01 |  | 1996-03-01
9013021 | 3 | 1996-03-01 | Currently In Use | Diesel | 10000 | Composite | Fiberglass Reinforced Plastic | Pressure |  | 1996-03-01 |  | 1996-03-01
9013022 | 1 | 1999-11-22 | Removed From Ground | Gas | 560 | Bare Steel | Galvanized Steel | Suction: Valve At The Tank
9013022 | 2 | 1999-11-20 | Removed From Ground | Gas | 1000 | Unknown | Unknown | Not Marked | N |  | N
9013023 | 1 | 1999-11-22 | Removed From Ground | Gas | 1060 | Not Marked/Unknown | Galvanized Steel | Suction: No Valve At The Tank
9013024 | 1A | 2007-05-14 | Removed From Ground | Gas | 2000 | Composite | Fiberglass Reinforced Plastic | Suction: Valve At The Tank |  | 1997-09-01 |  | 1997-09-01
9013024 | 1B | 2007-05-14 | Removed From Ground | Gas | 1000 | Composite | Fiberglass Reinforced Plastic | Suction: Valve At The Tank |  | 1997-09-01 |  | 1997-09-01
9013024 | 2 | 1999-03-25 | Removed From Ground | Empty | 8000 | Bare Steel | Fiberglass Reinforced Plastic | Suction: Valve At The Tank
9013025 | 1 | 1997-11-25 | Currently In Use | Diesel | 10000 | Composite | Fiberglass Reinforced Plastic | Suction: No Valve At The Tank |  | 1998-01-16 |  | 1997-11-26
9013025 | 2 | 1997-11-25 | Currently In Use | Gas | 10000 | Composite | Fiberglass Reinforced Plastic | Suction: No Valve At The Tank |  | 1998-01-16 |  | 1997-11-26
9013026 | 1 | 2002-02-01 | Temporarily Out Of Use | Gas | 3000 | Fiberglass | Unknown | Not Marked
9014001 | 1 | 1990-04-14 | Currently In Use | Diesel | 6000 | Cathodically Protected Steel | Fiberglass Reinforced Plastic | Pressure |  | 1990-04-14 |  | 1990-04-15
9014001 | 2 | 1990-04-14 | Currently In Use | Gas | 6000 | Cathodically Protected Steel | Fiberglass Reinforced Plastic | Pressure |  | 1990-04-14 |  | 1990-04-14
9014001 | 3 | 1990-04-14 | Currently In Use | Gas | 6000 | Cathodically Protected Steel | Fiberglass Reinforced Plastic | Pressure |  | 1990-04-14 |  | 1990-04-14
9014001 | 4 | 1990-04-14 | Currently In Use | Gas | 6000 | Cathodically Protected Steel | Fiberglass Reinforced Plastic | Pressure |  | 1990-04-14 |  | 1990-04-14
9014002 | 1 | 2006-07-27 | Removed From Ground | Gas | 2000 | Steel-Galvanic | Cathodically Protected | Suction: No Valve At The Tank |  | 1989-07-15 |  | 1989-07-15
9014002 | 2 | 2006-07-27 | Removed From Ground | Diesel | 2000 | Steel-Galvanic | Cathodically Protected | Suction: No Valve At The Tank |  | 1989-07-15 |  | 1989-07-15
9014002 | 3 | 2006-08-01 | Currently In Use | Diesel | 2500 | Fiberglass Double Walled | Fiberglass Reinforced Plastic | Suction: No Valve At The Tank | N | 2006-08-01 | N | 2006-08-01
9014005 | 1 | 1998-12-10 | Removed From Ground | Gas | 4000 | Bare Steel | Galvanized Steel | Not Marked
9014005 | 2 | 1998-12-10 | Removed From Ground | Gas | 4000 | Bare Steel | Galvanized Steel | Not Marked
9014005 | 3 | 1998-12-10 | Removed From Ground | Gas | 4000 | Bare Steel | Galvanized Steel | Not Marked
9014005 | 4 | 1998-12-10 | Removed From Ground | Gas | 4000 | Bare Steel | Galvanized Steel | Not Marked
9014007 | 1 | 1999-04-29 | Removed From Ground | Gas | 2000 | Bare Steel | Galvanized Steel | Suction: Valve At The Tank
9014007 | 2 | 1999-04-29 | Removed From Ground | Gas | 2000 | Bare Steel | Galvanized Steel | Suction: Valve At The Tank
9014008 | 1 | 1993-04-01 | Removed From Ground | Gas | 4000 | Bare Steel | Galvanized Steel | Not Marked
9014008 | 2 | 1998-02-01 | Removed From Ground | Gas | 1000 | Bare Steel | Bare Steel | Not Marked
9014010 | 1 | 1992-05-18 | Removed From Ground | Diesel | 500 | Bare Steel | Galvanized Steel | Suction: No Valve At The Tank
9014012 | 1 | 1994-10-06 | Removed From Ground | Gas | 6000 | Cathodically Protected Steel | Galvanized Steel | Not Marked
9014012 | 2 | 1994-10-06 | Removed From Ground | Gas | 6000 | Cathodically Protected Steel | Galvanized Steel | Not Marked
9014012 | 3 | 1994-10-06 | Removed From Ground | Gas | 6000 | Cathodically Protected Steel | Galvanized Steel | Not Marked
9014012 | 4 | 1994-10-06 | Removed From Ground | Diesel | 6000 | Cathodically Protected Steel | Galvanized Steel | Not Marked
9014014 | 1 | 1990-02-01 | Currently In Use | Gas | 12000 | STIP-3 | Fiberglass Reinforced Plastic | Suction: No Valve At The Tank |  | 1990-02-01 |  | 1990-02-01
9014015 | 1 | 1996-11-10 | Currently In Use | Gas | 4000 | STIP-3 | Fiberglass Reinforced Plastic | Pressure |  | 1998-11-10 |  | 1998-11-10
9014016 | 1 | 1995-11-28 | Removed From Ground | Diesel | 550 | Bare Steel | Galvanized Steel | Suction: Valve At The Tank
9014016 | 2 | 1995-11-01 | Currently In Use | Diesel | 550 | STIP-3 | Copper | Suction: Valve At The Tank |  | 1995-11-01 |  | 1995-11-01
9014017 | 1 | 1987-09-18 | Currently In Use | Gas | 8000 | STIP-3 | Fiberglass/Double Walled | Pressure |  | 1997-09-01 |  | 1997-09-01
9014017 | 2 | 1987-09-18 | Currently In Use | Gas | 8000 | STIP-3 | Fiberglass/Double Walled | Pressure |  | 1997-09-01 |  | 1997-09-01
9014017 | 3 | 1987-09-18 | Currently In Use | Diesel | 6000 | STIP-3 | Fiberglass/Double Walled | Pressure |  | 1997-09-01 |  | 1997-09-01
9014018 | 1 | 1998-01-05 | Removed From Ground | Diesel | 8000 | Not Marked/Unknown | Not Marked | Not Marked
9014018 | 2 | 1998-01-05 | Removed From Ground | Gas | 6000 | Not Marked/Unknown | Not Marked | Not Marked
9014019 | 1 | 1997-08-27 | Removed From Ground | Gas | 10000 | Bare Steel | Galvanized Steel | Suction: Valve At The Tank
9014019 | 2 | 1997-08-22 | Removed From Ground | Gas | 10000 | Bare Steel | Galvanized Steel | Suction: Valve At The Tank
9014019 | 3 | 1997-08-22 | Removed From Ground | Diesel | 10000 | Bare Steel | Galvanized Steel | Suction: Valve At The Tank
9014019 | 4 | 1997-08-27 | Removed From Ground | Used Oil | 2000 | Not Marked/Unknown | Not Marked | Not Marked | Y |  | Y
9014020 | 1 | 1995-09-15 | Currently In Use | Gas | 10000 | STIP-3 | Fiberglass Reinforced Plastic | Pressure |  | 1995-10-02 12:00 | Y | 1995-10-02 12:00
9014020 | 2 | 1995-09-15 | Currently In Use | Gas | 8000 | STIP-3 | Fiberglass Reinforced Plastic | Pressure |  | 1995-10-02 12:00 | Y | 1995-10-02 12:00
9014021 | 1 | 1995-11-01 | Removed From Ground | Other | 550 | Marked Unknown | Unknown | Not Marked
9014022 | 1 | 1996-06-13 | Currently In Use | Diesel | 3000 | Not Marked/Unknown | Not Marked | Not Marked
9014022 | 1 |  | Removed From Ground Date Unknown | Diesel | 3000 | Not Marked/Unknown | Not Marked | Not Marked
9014023 | 1 | 1997-02-10 | Removed From Ground | Diesel | 1000 | Not Marked/Unknown | Not Marked | Not Marked
9014023 | 2 | 1997-02-10 | Removed From Ground | Gas | 1000 | Not Marked/Unknown | Not Marked | Not Marked
9014023 | 3 | 1997-02-10 | Removed From Ground | Kerosene | 1000 | Not Marked/Unknown | Not Marked | Not Marked
9014025 | 1 | 1997-08-20 | Removed From Ground | Gas | 1000 | Marked Unknown | Unknown | Not Marked
9014026 | 1 | 1997-08-19 | Currently In Use | Diesel | 8000 | Composite | Fiberglass Reinforced Plastic | Suction: No Valve At The Tank |  | 1997-08-19 |  | 1997-08-19
9014026 | 2 | 1997-08-19 | Currently In Use | Gas | 10000 | Composite | Fiberglass Reinforced Plastic | Suction: No Valve At The Tank |  | 1997-08-19 |  | 1997-08-19
9014027 | 1A | 2000-03-01 | Currently In Use | Gas | 12000 | Composite Double Walled | Double Walled Flex | Pressure |  | 2000-03-01 |  | 2000-03-01
9014027 | 1B | 2000-03-01 | Currently In Use | Gas | 8000 | Composite Double Walled | Double Walled Flex | Pressure |  | 2000-03-01 |  | 2000-03-01
9014028 | 1A | 2000-09-22 | Currently In Use | Gas | 10000 | Composite | Double Walled Flex | Pressure |  | 2000-09-22 |  | 2000-09-22
9014028 | 1B | 2000-09-22 | Currently In Use | Gas | 5000 | Composite | Double Walled Flex | Pressure | N | 2000-09-22 | N | 2000-09-22
9014029 | 1 | 2001-02-02 | Currently In Use | Gas | 12000 | Composite | Double Walled Flex | Pressure |  | 2001-02-02 |  | 2001-02-02
9014029 | 2 | 2001-02-02 | Currently In Use | Gas | 12000 | Composite | Double Walled Flex | Pressure |  | 2001-02-02 |  | 2001-02-02
9014029 | 3 | 2001-02-02 | Currently In Use | Diesel | 12000 | Composite | Double Walled Flex | Pressure |  | 2001-02-02 |  | 2001-02-02
9015002 | 1 |  | Removed From Ground Date Unknown | Gas | 1500 | Marked Unknown | Galvanized Steel | Not Marked
9015003 | 1 | 1978-04-01 | Currently In Use | Gas | 6000 | Steel-Impressed Current | Fiberglass Reinforced Plastic | Pressure |  | 1998-12-14 |  | 1998-12-14
9015003 | 2 | 1978-04-01 | Currently In Use | Gas | 8000 | Steel-Impressed Current | Fiberglass Reinforced Plastic | Suction: No Valve At The Tank |  | 1998-12-14 |  | 1998-12-14
9015004 | 1 | 1990-09-01 | Removed From Ground | Gas | 550 | Bare Steel | Bare Steel | Not Marked
9015004 | 2 | 1990-09-01 | Removed From Ground | Diesel | 550 | Bare Steel | Bare Steel | Not Marked
9015004 | 3 | 1990-09-01 | Removed From Ground | Diesel | 550 | Bare Steel | Bare Steel | Not Marked
9015004 | 4 | 2004-03-24 | Removed From Ground | Diesel | 1000 | Steel-Galvanic | Cathodically Protected | Not Marked |  | 1990-01-01 |  | 1990-01-01
9015004 | 5 | 2004-03-24 | Removed From Ground | Gas | 550 | Steel-Galvanic | Cathodically Protected | Not Marked |  | 1990-01-01 |  | 1990-01-01
9015005 | 1 | 1989-01-01 | Currently In Use | Gas | 12000 | Fiberglass | Fiberglass Reinforced Plastic | Pressure |  | 1989-01-01 |  | 1989-01-01
9015005 | 2 | 1989-01-01 | Currently In Use | Diesel | 12000 | Fiberglass | Fiberglass Reinforced Plastic | Pressure |  | 1989-01-01 |  | 1989-01-01
9015005 | 3 | 1989-01-01 | Currently In Use | Gas | 12000 | Fiberglass | Fiberglass Reinforced Plastic | Pressure |  | 1989-01-01 |  | 1989-01-01
9015006 | 1 | 2006-05-18 | Removed From Ground | Gas | 4000 | Steel-Impressed Current | Cathodically Protected | Pressure |  | 1996-02-17 |  | 1996-02-17
9015006 | 2 | 2006-05-18 | Removed From Ground | Gas | 4000 | Steel-Impressed Current | Cathodically Protected | Pressure |  | 1996-02-17 |  | 1996-02-17
9015006 | 3 | 2006-05-18 | Removed From Ground | Gas | 4000 | Steel-Impressed Current | Cathodically Protected | Pressure |  | 1996-02-17 |  | 1996-02-17
9015006 | 5 | 2006-06-01 | Currently In Use | Gas | 15000 | Composite | Double Walled Flex | Pressure | N | 2006-06-01 | N | 2006-06-01
9015006 | 6A | 2006-06-01 | Currently In Use | Gas | 4000 | Composite | Double Walled Flex | Pressure | N | 2006-06-01 | N | 2006-06-01
9015006 | 6B | 2006-06-01 | Currently In Use | Diesel | 4000 | Composite | Double Walled Flex | Pressure | N | 2006-06-01 | N | 2006-06-01
9015007 | 1 | 1992-09-30 | Currently In Use | Gas | 3000 | Steel-Galvanic | Fiberglass Reinforced Plastic | Pressure |  | 1992-09-30 |  | 1992-09-30
9015007 | 2 | 1992-09-30 | Currently In Use | Gas | 6000 | Steel-Galvanic | Fiberglass Reinforced Plastic | Pressure |  | 1992-09-30 |  | 1992-09-30
9015007 | 3 | 1992-09-30 | Currently In Use | Gas | 3000 | Steel-Galvanic | Fiberglass Reinforced Plastic | Pressure |  | 1992-09-30 |  | 1992-09-30
9015007 | 4A | 2011-07-11 | Currently In Use | Gas | 4000 | Composite | Fiberglass/Double Walled | Pressure |  | 2011-07-11 |  | 2011-07-11
9015007 | 4B | 2011-07-11 | Currently In Use | Diesel | 4000 | Composite | Fiberglass/Double Walled | Pressure |  | 2011-07-11 |  | 2011-07-11
9015008 | 1 | 1993-02-06 | Removed From Ground | Gas | 280 | Bare Steel | Bare Steel | Not Marked
9015008 | 2 | 1993-02-06 | Removed From Ground | Gas | 280 | Bare Steel | Bare Steel | Not Marked
9015009 | 112 | 1998-07-23 | Removed From Ground | Diesel | 500 | Cathodically Protected Steel | Galvanized Steel | Not Marked
9015010 | 119 | 1997-07-30 | Removed From Ground | Diesel | 500 | Bare Steel | Galvanized Steel | Not Marked
9015011 | 1 | 2004-03-10 | Removed From Ground | Gas | 4010 | Cathodically Protected Steel | Fiberglass Reinforced Plastic | Pressure |  | 1991-10-01 |  | 1991-10-01
9015011 | 2 | 2004-03-10 | Removed From Ground | Gas | 4010 | Cathodically Protected Steel | Fiberglass Reinforced Plastic | Pressure |  | 1991-10-01 |  | 1991-10-01
9015011 | 3 | 2004-03-10 | Removed From Ground | Gas | 4010 | Cathodically Protected Steel | Fiberglass Reinforced Plastic | Pressure |  | 1991-10-01 |  | 1991-10-01
9015011 | 4 | 2004-03-10 | Removed From Ground | Diesel | 3010 | Cathodically Protected Steel | Fiberglass Reinforced Plastic | Suction: No Valve At The Tank |  | 1998-12-20 |  | 1998-12-20
9015011 | 5 | 2004-03-10 | Removed From Ground | Diesel | 3009 | Cathodically Protected Steel | Fiberglass Reinforced Plastic | Suction: No Valve At The Tank |  | 1998-12-20 |  | 1998-12-20
9015011 | 6 | 2004-03-10 | Removed From Ground | Kerosene | 2000 | Cathodically Protected Steel | Fiberglass Reinforced Plastic | Suction: No Valve At The Tank |  | 1998-12-20 |  | 1998-12-20
9015011 | 7 | 2004-03-10 | Removed From Ground | Gas | 2000 | Cathodically Protected Steel | Unknown | Not Marked | N |  | N
9015011 | 8 | 2004-03-10 | Removed From Ground | Gas | 2000 | Cathodically Protected Steel | Unknown | Not Marked | N |  | N
9015013 | 559D1 | 2002-02-01 | Removed From Ground | Diesel | 1000 | Bare Steel | Galvanized Steel | Suction: No Valve At The Tank
9015013 | 559D1 |  | Temporarily Out Of Use | Diesel | 1000 | Bare Steel | Galvanized Steel | Suction: No Valve At The Tank
9015013 | 559G1 | 2002-02-01 | Removed From Ground | Gas | 1000 | Bare Steel | Galvanized Steel | Suction: No Valve At The Tank
9015013 | 559G1 |  | Temporarily Out Of Use | Gas | 1000 | Bare Steel | Galvanized Steel | Suction: No Valve At The Tank
9015014 | 1 | 1984-11-15 | Currently In Use | Gas | 6000 | Steel-Galvanic | Cathodically Protected | Suction: Valve At The Tank |  | 1998-12-01 |  | 1998-12-01
9015014 | 2 | 1984-11-15 | Currently In Use | Diesel | 4000 | Steel-Impressed Current | Cathodically Protected | Suction: Valve At The Tank |  | 1998-12-01 |  | 1998-12-01
9015014 | 3 | 1984-11-15 | Currently In Use | Diesel | 4000 | Steel-Impressed Current | Cathodically Protected | Suction: Valve At The Tank |  | 1998-12-01 |  | 1998-12-01
9015015 | 1 | 1995-12-16 | Removed From Ground | Gas | 5000 | Marked Unknown | Unknown | Gravity Fed
9015015 | 2 | 1995-12-16 | Removed From Ground | Gas | 2000 | Marked Unknown | Unknown | Not Marked
9015016 | 1 | 1988-12-01 | Currently In Use | Gas | 10000 | Fiberglass | Single Wall Flex | Pressure |  | 1993-01-01 |  | 1993-01-01
9015016 | 2 | 1988-12-01 | Currently In Use | Gas | 10000 | Fiberglass | Single Wall Flex | Pressure |  | 1993-01-01 |  | 1993-01-01
9015016 | 3 | 1988-12-01 | Currently In Use | Gas | 10000 | Fiberglass | Single Wall Flex | Pressure |  | 1993-01-01 |  | 1993-01-01
9015016 | 4 | 1988-12-01 | Currently In Use | Diesel | 10000 | Fiberglass | Single Wall Flex | Pressure |  | 1993-01-01 |  | 1993-01-01
9015017 | 1 | 1995-06-01 | Removed From Ground | Gas | 500 | Bare Steel | Galvanized Steel | Suction: Valve At The Tank
9015017 | 2 | 1995-06-01 | Removed From Ground | Gas | 500 | Bare Steel | Galvanized Steel | Suction: Valve At The Tank
9015017 | 3 | 1995-06-01 | Removed From Ground | Gas | 500 | Bare Steel | Galvanized Steel | Suction: Valve At The Tank
9015017 | 4A | 1995-06-01 | Currently In Use | Gas | 5000 | Steel-Galvanic | Fiberglass Reinforced Plastic | Pressure |  | 1995-06-01 |  | 1995-06-01
9015017 | 4B | 1995-06-01 | Currently In Use | Gas | 3000 | Steel-Galvanic | Fiberglass Reinforced Plastic | Pressure | N | 2009-06-01 | N | 1995-06-01
9015018 | 1 | 1986-01-01 | Currently In Use | Gas | 10000 | STIP-3 | Cathodically Protected | Pressure |  | 1996-08-23 |  | 1996-08-23
9015018 | 2 | 1986-01-01 | Currently In Use | Gas | 10000 | STIP-3 | Cathodically Protected | Pressure |  | 1996-08-23 |  | 1996-08-23
9015018 | 3 | 1986-01-01 | Currently In Use | Gas | 10000 | STIP-3 | Cathodically Protected | Pressure |  | 1996-08-23 |  | 1996-08-23
9015018 | 4 | 1986-01-01 | Currently In Use | Diesel | 10000 | STIP-3 | Cathodically Protected | Pressure |  | 1996-08-23 |  | 1996-08-23
9015018 | 5 | 2007-11-19 | Temporarily Out Of Use | Kerosene | 560 | STIP-3 | Cathodically Protected | Suction: Valve At The Tank |  | 1996-08-23 |  | 1996-08-23
9015019 | 1 | 1994-07-01 | Currently In Use | Gas | 10000 | Composite | Fiberglass Reinforced Plastic | Pressure |  | 1994-07-01 |  | 1994-07-01
9015019 | 2 | 1994-07-01 | Currently In Use | Gas | 6000 | Composite | Fiberglass Reinforced Plastic | Pressure |  | 1994-07-01 |  | 1994-07-01
9015020 | 1 | 1986-03-01 | Currently In Use | Gas | 10000 | Double Walled | Cathodically Protected | Pressure |  | 1994-02-01 |  | 1994-02-01
9015020 | 2 | 1986-03-01 | Currently In Use | Gas | 10000 | Double Walled | Cathodically Protected | Pressure |  | 1994-02-01 |  | 1994-02-01
9015020 | 3 | 1986-03-01 | Currently In Use | Gas | 8000 | Double Walled | Cathodically Protected | Pressure |  | 1994-02-01 |  | 1994-02-01
9015020 | 4 | 1999-06-23 | Removed From Ground | Diesel | 10000 | Cathodically Protected Steel | Galvanized Steel | Pressure |  | 1994-02-01 |  | 1994-02-01
9015021 | 1 | 1997-08-01 | Closed In Ground | Gas | 4000 | Bare Steel | Galvanized Steel | Suction: Valve At The Tank
9015021 | 2 | 1997-08-01 | Removed From Ground | Gas | 2000 | Bare Steel | Galvanized Steel | Suction: Valve At The Tank
9015025 | 1 | 1990-07-01 | Currently In Use | Gas | 10000 | Steel-Impressed Current | Fiberglass Reinforced Plastic | Pressure |  | 1990-07-01 |  | 1990-07-01
9015025 | 2 | 1990-07-01 | Currently In Use | Gas | 10000 | Steel-Impressed Current | Fiberglass Reinforced Plastic | Pressure |  | 1990-07-01 |  | 1990-07-01
9015025 | 3 | 1990-07-01 | Currently In Use | Gas | 10000 | Steel-Impressed Current | Fiberglass Reinforced Plastic | Pressure |  | 1990-07-01 |  | 1990-07-01
9015025 | 4 | 1990-07-01 | Currently In Use | Diesel | 6000 | Steel-Impressed Current | Fiberglass Reinforced Plastic | Pressure |  | 1990-07-01 |  | 1990-07-01
9015026 | 1 | 1992-01-01 | Currently In Use | Gas | 8000 | Steel-Galvanic | Fiberglass Reinforced Plastic | Pressure |  | 1991-12-18 |  | 1991-12-18
9015026 | 2 | 1992-01-01 | Currently In Use | Gas | 8000 | Steel-Galvanic | Fiberglass Reinforced Plastic | Pressure |  | 1991-12-18 |  | 1991-12-18
9015026 | 3 | 1992-01-01 | Currently In Use | Gas | 8000 | Steel-Galvanic | Fiberglass Reinforced Plastic | Pressure |  | 1991-12-18 |  | 1991-12-18
9015026 | 4 | 1992-01-01 | Currently In Use | Kerosene | 3000 | Steel-Galvanic | Fiberglass Reinforced Plastic | Suction: No Valve At The Tank |  | 1991-12-18 |  | 1991-12-18
9015026 | 5 | 1992-01-01 | Currently In Use | Diesel | 8000 | Steel-Galvanic | Fiberglass Reinforced Plastic | Pressure |  | 1991-12-18 |  | 1991-12-18
9015027 | 1 | 2002-03-28 | Removed From Ground | Gas | 2000 | Cathodically Protected Steel | Cathodically Protected | Suction: No Valve At The Tank |  | 1995-08-29 |  | 1995-08-29
9015027 | 1 |  | Currently In Use | Gas | 2000 | Cathodically Protected Steel | Cathodically Protected | Suction: No Valve At The Tank |  | 1995-08-29 |  | 1995-08-29
9015034 | 1 | 1997-07-25 | Removed From Ground | Gas | 3000 | Bare Steel | Bare Steel | Suction: Valve At The Tank
9015034 | 2 | 1997-07-25 | Removed From Ground | Gas | 2000 | Bare Steel | Bare Steel | Suction: Valve At The Tank
9015034 | 3 | 1997-07-25 | Removed From Ground | Gas | 550 | Bare Steel | Bare Steel | Suction: Valve At The Tank
9015034 | 4 | 1997-07-25 | Removed From Ground | Gas | 550 | Bare Steel | Bare Steel | Suction: Valve At The Tank
9015035 | 1 | 1997-03-29 | Removed From Ground | Used Oil | 3000 | Not Marked/Unknown | Not Marked | Not Marked | Y |  | Y
9015036 | 1 | 1997-07-01 | Currently In Use | Gas | 12000 | Composite | Double Walled | Pressure |  | 1997-07-01 |  | 1997-07-01
9015036 | 2A | 1997-07-01 | Currently In Use | Gas | 6000 | Composite | Double Walled | Pressure |  | 1997-07-01 |  | 1997-07-01
9015036 | 2B | 1997-07-01 | Currently In Use | Diesel | 4000 | Composite | Double Walled | Pressure |  | 1997-07-01 |  | 1997-07-01
9015036 | 2C | 1997-07-01 | Currently In Use | Kerosene | 2000 | Composite | Double Walled | Pressure |  | 1997-07-01 |  | 1997-07-01
9015038 | 1 | 1998-03-01 | Currently In Use | Gas | 12000 | Composite | Fiberglass Reinforced Plastic | Pressure |  | 1998-03-01 |  | 1998-03-01
9015038 | 2 | 1998-03-01 | Currently In Use | Gas | 10000 | Composite | Fiberglass Reinforced Plastic | Pressure |  | 1998-03-01 |  | 1998-03-01
9015039 | 1 |  | Currently In Use | Gas | 10000 | Not Marked/Unknown | Not Marked | Not Marked
9015039 | 2 |  | Currently In Use | Other | 10000 | Not Marked/Unknown | Not Marked | Not Marked
9015039 | 3 |  | Currently In Use | Other | 6000 | Not Marked/Unknown | Not Marked | Not Marked
9015039 | 4 |  | Currently In Use | Diesel | 10000 | Not Marked/Unknown | Not Marked | Not Marked
9015040 | 1 | 1975-01-01 | Closed In Ground | Gas |  | Marked Unknown | Unknown | Not Marked
9015040 | 2 | 1975-01-01 | Closed In Ground | Gas |  | Marked Unknown | Unknown | Not Marked
9015040 | 3 | 1975-01-01 | Closed In Ground | Diesel |  | Marked Unknown | Unknown | Not Marked
9015040 | 4 | 1999-01-01 | Removed From Ground | Gas |  | Marked Unknown | Unknown | Not Marked
9015041 | 1 | 2000-02-07 | Removed From Ground | Gas | 2000 | Epoxy | Galvanized Steel | Suction: Valve At The Tank
9015042 | 1A | 1999-06-01 | Currently In Use | Gas | 10000 | Composite | Fiberglass Reinforced Plastic | Pressure |  | 1999-06-01 |  | 1999-06-01
9015042 | 1B | 1999-06-01 | Currently In Use | Gas | 5000 | Composite | Fiberglass Reinforced Plastic | Pressure |  | 1999-06-01 |  | 1999-06-01
9015043 | 1A | 1999-09-01 | Currently In Use | Gas | 8500 | Composite | Fiberglass Reinforced Plastic | Pressure |  | 1999-09-01 |  | 1999-09-01
9015043 | 1B | 1999-09-01 | Currently In Use | Gas | 3500 | Composite | Fiberglass Reinforced Plastic | Pressure | N | 1999-09-01 | N | 1999-09-01
9015044 | UL759852 | 1999-05-20 | Currently In Use | Gas | 2500 | Fiberglass Double Walled | Fiberglass/Double Walled | Pressure |  | 1999-05-20 |  | 1999-05-20
9015045 | 1 |  | Removed From Ground Date Unknown | Gas |  | Not Marked/Unknown | Not Marked | Not Marked
9015046 | 1 | 2014-03-25 | Removed From Ground | Gas | 2000 | Composite | Double Walled | Pressure |  | 2000-06-15 |  | 2000-06-15
9015046 | 2 | 2014-03-25 | Removed From Ground | Diesel | 3000 | Composite | Not Marked | Pressure | N | 2007-12-01 | N | 2007-12-01
9015047 | 1 | 2001-02-01 | Currently In Use | Gas | 10000 | Composite | Fiberglass Reinforced Plastic | Pressure |  | 2001-02-01 |  | 2001-02-01
9015047 | 2A | 2001-02-01 | Currently In Use | Gas | 6000 | Composite | Fiberglass Reinforced Plastic | Pressure |  | 2001-02-01 |  | 2001-02-01
9015047 | 2B | 2001-02-01 | Currently In Use | Diesel | 4000 | Composite | Fiberglass Reinforced Plastic | Pressure |  | 2001-02-01 |  | 2001-02-01
9015048 | 1 | 2001-01-01 | Removed From Ground | Gas | 4000 | Bare Steel | Bare Steel | Suction: No Valve At The Tank
9015048 | 2 | 2001-01-01 | Removed From Ground | Gas | 4000 | Bare Steel | Bare Steel | Suction: No Valve At The Tank
9015048 | 3 | 2001-01-01 | Removed From Ground | Gas | 4000 | Bare Steel | Bare Steel | Suction: No Valve At The Tank
9015049 | 1 | 2001-09-06 | Removed From Ground | Gas | 2000 | Marked Unknown | Unknown | Not Marked
9016001 | 1 | 1991-03-14 | Removed From Ground | Gas | 1000 | Not Marked/Unknown | Not Marked | Not Marked
9016001 | 2459 |  | Permanently Out Of Use | Diesel | 1000 | Tank Jacket | Copper | Suction: Valve At The Tank
9016001 | 3270 |  | Permanently Out Of Use | Diesel | 550 | Tank Jacket | Copper | Suction: Valve At The Tank
9016002 | 1 | 1972-01-01 | Currently In Use | Gas | 8000 | Bare Steel | Fiberglass Reinforced Plastic | Pressure |  | 1990-05-01 |  | 1990-05-01
9016002 | 2 | 1972-01-01 | Currently In Use | Gas | 8000 | Bare Steel | Fiberglass Reinforced Plastic | Pressure |  | 1990-05-01 |  | 1990-05-01
9016002 | 3 | 1972-01-01 | Currently In Use | Gas | 8000 | Bare Steel | Fiberglass Reinforced Plastic | Pressure |  | 1990-05-01 |  | 1990-05-01
9016003 | 31D1 | 1990-07-24 | Removed From Ground | Diesel | 6000 | Bare Steel | Galvanized Steel | Not Marked
9016003 | 31D2 | 1994-08-02 | Currently In Use | Diesel | 10000 | Composite | Fiberglass Reinforced Plastic | Pressure |  | 1994-08-02 |  | 1994-08-02
9016003 | 31G1 | 1990-07-24 | Removed From Ground | Gas | 10000 | Bare Steel | Galvanized Steel | Not Marked
9016003 | 31G2 | 1998-10-13 | Closed In Ground | Gas | 10000 | Composite | Fiberglass Reinforced Plastic | Pressure
9016004 | 1 | 1997-12-16 | Removed From Ground | Gas | 8000 | Cathodically Protected Steel | Fiberglass Reinforced Plastic | Suction: Valve At The Tank
9016004 | 2 | 1997-12-16 | Removed From Ground | Gas | 8000 | Cathodically Protected Steel | Fiberglass Reinforced Plastic | Suction: Valve At The Tank
9016004 | 3 | 1997-12-16 | Removed From Ground | Gas | 8000 | Cathodically Protected Steel | Fiberglass Reinforced Plastic | Suction: Valve At The Tank
9016005 | 1 | 1992-08-20 | Removed From Ground | Gas | 560 | Bare Steel | Galvanized Steel | Not Marked
9016007 | 1 | 1993-09-10 | Removed From Ground | Gas | 560 | Bare Steel | Galvanized Steel | Suction: No Valve At The Tank
9016008 | 1 | 1990-01-01 | Currently In Use | Gas | 8000 | Cathodically Protected Steel | Fiberglass Reinforced Plastic | Pressure |  | 1990-01-01 |  | 1990-01-01
9016008 | 2 | 1990-01-01 | Currently In Use | Gas | 8000 | Cathodically Protected Steel | Fiberglass Reinforced Plastic | Pressure |  | 1990-01-01 |  | 1990-01-01
9016008 | 3 | 1990-01-01 | Currently In Use | Gas | 10000 | Cathodically Protected Steel | Fiberglass Reinforced Plastic | Pressure |  | 1990-01-01 |  | 1990-01-01
9016009 | 1 | 1992-06-15 | Removed From Ground | Gas | 1000 | Bare Steel | Galvanized Steel | Not Marked
9016009 | 2 | 1992-06-15 | Removed From Ground | Diesel | 550 | Bare Steel | Galvanized Steel | Not Marked
9016010 | 1 | 2015-05-26 | Removed From Ground | Gas | 4000 | Steel-Galvanic | Double Walled | Pressure |  | 1990-06-02 |  | 1990-06-02
9016010 | 2 | 2015-05-26 | Removed From Ground | Gas | 4000 | Steel-Impressed Current | Double Walled | Pressure |  | 1990-06-02 |  | 1990-06-02
9016010 | 3 | 2015-05-26 | Removed From Ground | Gas | 4000 | Steel-Impressed Current | Double Walled | Pressure |  | 1990-06-02 |  | 1990-06-02
9016010 | 4 | 2015-05-27 | Removed From Ground | Gas | 4000 | Steel-Impressed Current | Double Walled | Pressure |  | 1997-05-01 |  | 1997-05-01
9016010 | 5 | 2015-06-01 | Currently In Use | Gas | 12000 | Composite Double Walled | Fiberglass/Double Walled | Pressure | N | 2015-06-01 | N | 2015-06-01
9016010 | 6a | 2015-06-01 | Currently In Use | Gas | 4000 | Composite Double Walled | Fiberglass/Double Walled | Pressure | N | 2015-06-01 | N | 2015-06-01
9016010 | 6b | 2015-06-01 | Currently In Use | Diesel | 4000 | Composite Double Walled | Fiberglass/Double Walled | Pressure | N | 2015-06-01 | N | 2015-06-01
9016011 | 1 | 1990-01-01 | Currently In Use | Diesel | 10000 | Fiberglass Double Walled | Double Walled Flex | Pressure |  | 1995-01-30 |  | 1995-01-30
9016012 | 1 | 1988-12-22 | Removed From Ground | Other | 3000 | Marked Unknown | Unknown | Not Marked
9016012 | 2 | 1988-12-22 | Removed From Ground | Other | 3000 | Marked Unknown | Unknown | Not Marked
9016012 | 3 | 1988-12-22 | Removed From Ground | Other | 3000 | Marked Unknown | Unknown | Not Marked
9016014 | 1 | 2007-06-07 | Removed From Ground | Gas | 10000 | Cathodically Protected Steel | Fiberglass Reinforced Plastic | Pressure |  | 1992-05-04 |  | 1992-05-04
9016014 | 2 | 2007-06-07 | Removed From Ground | Diesel | 2000 | Cathodically Protected Steel | Fiberglass Reinforced Plastic | Pressure |  | 1992-05-04 |  | 1992-05-04
9016014 | 3-AST | 1992-06-01 | Removed From Ground | Used Oil | 1 | Marked Unknown | Unknown | Not Marked | Y |  | Y
9016014 | 4 | 1992-06-01 | Removed From Ground | Gas | 8000 | Bare Steel | Galvanized Steel | Not Marked
9016014 | 5 | 1992-06-01 | Removed From Ground | Diesel | 1000 | Bare Steel | Galvanized Steel | Not Marked
9016014 | 6 | 1992-06-01 | Removed From Ground | Empty | 285 | Bare Steel | Galvanized Steel | Not Marked
9016015 | 1 | 1992-02-03 | Removed From Ground | Empty | 1000 | Not Marked/Unknown | Not Marked | Not Marked
9016015 | 2 | 1992-02-03 | Removed From Ground | Empty | 1000 | Not Marked/Unknown | Not Marked | Not Marked
9016015 | 3 | 1992-02-03 | Removed From Ground | Empty | 280 | Not Marked/Unknown | Not Marked | Not Marked
9016015 | 4 | 1992-02-03 | Removed From Ground | Empty | 1000 | Not Marked/Unknown | Not Marked | Not Marked
9016015 | 5 | 1992-02-03 | Removed From Ground | Empty | 550 | Not Marked/Unknown | Not Marked | Not Marked | Y |  | Y
9016016 | 1 | 2001-01-10 | Closed In Ground | Empty | 4000 | Bare Steel | Galvanized Steel | Pressure
9016016 | 2 | 2001-01-10 | Closed In Ground | Empty | 4000 | Bare Steel | Galvanized Steel | Pressure
9016016 | 3 | 2001-01-10 | Closed In Ground | Empty | 4000 | Bare Steel | Galvanized Steel | Pressure
9016016 | 4 | 2001-01-10 | Closed In Ground | Empty | 4000 | Bare Steel | Galvanized Steel | Pressure
9016016 | 5 | 2001-01-10 | Removed From Ground | Diesel | 4000 | Bare Steel | Galvanized Steel | Pressure |  | 1990-08-01 |  | 1990-08-01
9016017 | 1 | 1992-07-14 | Removed From Ground | Gas | 5000 | Marked Unknown | Galvanized Steel | Not Marked
9016017 | 2 | 1992-07-14 | Removed From Ground | Gas | 2500 | Marked Unknown | Galvanized Steel | Not Marked
9016017 | 3 | 1992-07-14 | Removed From Ground | Diesel | 2500 | Marked Unknown | Galvanized Steel | Not Marked
9016018 | 1 | 1989-09-01 | Currently In Use | Gas | 10000 | Composite | Fiberglass Reinforced Plastic | Pressure |  | 1989-09-01 |  | 1989-09-01
9016018 | 2 | 1989-09-01 | Currently In Use | Gas | 10000 | Composite | Fiberglass Reinforced Plastic | Pressure |  | 1989-09-01 |  | 1989-09-01
9016018 | 3 | 1989-09-01 | Currently In Use | Gas | 10000 | Composite | Fiberglass Reinforced Plastic | Pressure |  | 1989-09-01 |  | 1989-09-01
9016019 | 1 | 1992-08-26 | Closed In Ground | Gas | 3500 | Bare Steel | Bare Steel | Suction: No Valve At The Tank
9016019 | 2 | 1992-08-26 | Closed In Ground | Gas | 3500 | Bare Steel | Bare Steel | Suction: No Valve At The Tank
9016019 | 3 | 1992-08-26 | Closed In Ground | Diesel | 7000 | Bare Steel | Bare Steel | Suction: No Valve At The Tank
9016020 | 1 | 1993-03-03 | Removed From Ground | Gas | 560 | Bare Steel | Not Marked | Not Marked
9016021 | 1 | 1993-07-06 | Removed From Ground | Gas | 550 | Not Marked/Unknown | Not Marked | Not Marked
9016021 | 2 | 1993-07-06 | Removed From Ground | Gas | 550 | Not Marked/Unknown | Not Marked | Not Marked
9016021 | 3 | 1993-07-06 | Removed From Ground | Gas | 550 | Not Marked/Unknown | Not Marked | Not Marked
9016021 | 4 | 1993-07-06 | Removed From Ground | Gas | 550 | Not Marked/Unknown | Not Marked | Not Marked
9016022 | 1 | 1992-12-01 | Currently In Use | Gas | 2000 | STIP-3 | Fiberglass Reinforced Plastic | Suction: No Valve At The Tank |  | 1992-12-01 |  | 1992-12-01
9016022 | 2 | 1992-12-01 | Currently In Use | Diesel | 6000 | STIP-3 | Fiberglass Reinforced Plastic | Pressure |  | 1992-12-01 |  | 1992-12-01
9016024 | 1 | 1988-01-01 | Currently In Use | Gas | 8000 | STIP-3 | Fiberglass Reinforced Plastic | Pressure |  | 1997-09-05 |  | 1997-09-05
9016024 | 2 | 1988-01-01 | Currently In Use | Gas | 8000 | STIP-3 | Fiberglass Reinforced Plastic | Pressure |  | 1997-09-05 |  | 1997-09-05
9016024 | 3 | 1988-01-01 | Currently In Use | Gas | 8000 | STIP-3 | Fiberglass Reinforced Plastic | Pressure |  | 1997-09-05 |  | 1997-09-05
9016024 | 4 | 2012-01-11 | Temporarily Out Of Use | Diesel | 2000 | STIP-3 | Fiberglass Reinforced Plastic | Pressure |  | 1997-09-05 |  | 1997-09-05
9016024 | 5 | 2012-01-11 | Temporarily Out Of Use | Kerosene | 2000 | STIP-3 | Fiberglass Reinforced Plastic | Pressure |  | 1997-09-05 |  | 1997-09-05
9016025 | 1-UNL | 1990-01-05 | Currently In Use | Gas | 10000 | Steel-Galvanic | Fiberglass Reinforced Plastic | Pressure |  | 1993-06-01 |  | 1993-06-01
9016025 | 2-PREM | 1990-01-05 | Currently In Use | Gas | 10000 | Steel-Galvanic | Fiberglass Reinforced Plastic | Pressure |  | 1993-06-01 |  | 1993-06-01
9016025 | 3-PLUS | 1990-01-05 | Currently In Use | Gas | 6000 | Steel-Galvanic | Fiberglass Reinforced Plastic | Pressure |  | 1993-06-01 |  | 1993-06-01
9016025 | 4-DIESEL | 1990-01-05 | Currently In Use | Diesel | 15000 | Steel-Galvanic | Fiberglass Reinforced Plastic | Pressure |  | 1993-06-01 |  | 1993-06-01
9016026 | 1 | 1993-01-19 | Currently In Use | Gas | 12000 | Composite | Fiberglass/Double Walled | Pressure |  | 1993-01-01 |  | 1993-01-01
9016026 | 2 | 1993-01-19 | Currently In Use | Gas | 8000 | Composite | Fiberglass/Double Walled | Pressure |  | 1993-01-19 |  | 1993-01-19
9016026 | 3 | 1993-01-19 | Currently In Use | Gas | 8000 | Composite | Fiberglass/Double Walled | Pressure |  | 1993-01-19 |  | 1993-01-19
9016026 | 4 | 1993-01-19 | Currently In Use | Diesel | 6000 | Composite | Fiberglass/Double Walled | Pressure |  | 1993-01-19 |  | 1993-01-19
9016027 | 1 | 2004-06-09 | Removed From Ground | Gas | 6000 | Cathodically Protected Steel | Fiberglass Reinforced Plastic | Pressure |  | 1992-04-01 |  | 1992-04-01
9016027 | 2 | 2004-06-09 | Removed From Ground | Gas | 4000 | Cathodically Protected Steel | Fiberglass Reinforced Plastic | Pressure |  | 1992-04-01 |  | 1992-04-01
9016028 | 1 | 1985-01-01 | Currently In Use | Gas | 6000 | Steel-Impressed Current | Fiberglass Reinforced Plastic | Pressure |  | 1998-12-14 |  | 1998-12-14
9016028 | 2 | 2016-11-14 | Temporarily Out Of Use | Gas | 4000 | Steel-Impressed Current | Fiberglass Reinforced Plastic | Pressure |  | 1998-12-14 |  | 1998-12-14
9016028 | 3 | 2015-05-28 | Temporarily Out Of Use | Gas | 6000 | Steel-Impressed Current | Fiberglass Reinforced Plastic | Pressure |  | 1998-12-14 |  | 1998-12-14
9016030 | 1 | 1999-10-08 | Removed From Ground | Empty | 5000 | Bare Steel | Galvanized Steel | Suction: No Valve At The Tank
9016031 | 1 | 2007-08-21 | Closed In Ground | Gas | 2000 | Cathodically Protected Steel | Cathodically Protected | Pressure |  | 1986-01-01 |  | 1986-01-01
9016031 | 2 | 2007-08-21 | Closed In Ground | Gas | 2000 | Cathodically Protected Steel | Cathodically Protected | Pressure |  | 1986-01-01 |  | 1986-01-01
9016031 | 3 | 1986-01-01 | Currently In Use | Gas | 3000 | STIP-3 | Fiberglass Reinforced Plastic | Pressure |  | 1986-01-01 |  | 1986-01-01
9016032 | 1 | 1994-01-13 | Removed From Ground | Gas | 550 | Bare Steel | Galvanized Steel | Suction: Valve At The Tank
9016032 | 2 | 1994-01-13 | Removed From Ground | Gas | 550 | Bare Steel | Galvanized Steel | Suction: Valve At The Tank
9016033 | 1 | 1994-01-13 | Removed From Ground | Gas | 550 | Bare Steel | Galvanized Steel | Suction: Valve At The Tank
9016034 | 1 | 1993-10-19 | Removed From Ground | Gas | 25000 | Bare Steel | Bare Steel | Suction: Valve At The Tank
9016034 | 2 | 1993-10-19 | Removed From Ground | Gas | 25000 | Bare Steel | Bare Steel | Suction: Valve At The Tank
9016035 | 1 | 2003-12-01 | Removed From Ground | Gas | 10000 | Composite | Fiberglass Reinforced Plastic | Pressure |  | 1994-03-14 |  | 1994-03-14
9016035 | 2 | 2003-12-01 | Removed From Ground | Gas | 8000 | Composite | Fiberglass Reinforced Plastic | Pressure |  | 1994-03-14 |  | 1994-03-14
9016036 | 1 | 1988-01-01 | Removed From Ground | Gas | 3000 | Bare Steel | Galvanized Steel | Suction: No Valve At The Tank
9016037 | 1 | 1986-12-01 | Removed From Ground | Gas | 2000 | Not Marked/Unknown | Not Marked | Not Marked
9016040 | 1 |  | Permanently Out Of Use | Gas | 560 | Not Marked/Unknown | Not Marked | Not Marked
9016040 | 2 |  | Currently In Use | Gas | 560 | Not Marked/Unknown | Not Marked | Not Marked
9016041 | 1 | 1994-07-11 | Removed From Ground | Gas | 260 | Bare Steel | Galvanized Steel | Suction: Valve At The Tank
9016041 | 2 | 1994-07-11 | Removed From Ground | Gas | 260 | Bare Steel | Galvanized Steel | Suction: Valve At The Tank
9016042 | 1 | 2010-02-09 | Removed From Ground | Used Oil | 550 | Fiberglass | Not Marked | Gravity Fed
9016043 | 1 | 1999-10-05 | Removed From Ground | Empty | 10000 | Bare Steel | Galvanized Steel | Pressure
9016043 | 2 | 1999-10-05 | Removed From Ground | Empty | 10000 | Bare Steel | Galvanized Steel | Pressure
9016043 | 3 | 1999-10-05 | Removed From Ground | Empty | 6000 | Bare Steel | Galvanized Steel | Pressure
9016043 | 4 | 1999-10-05 | Removed From Ground | Empty | 6000 | Bare Steel | Galvanized Steel | Pressure
9016043 | 5 | 1999-10-05 | Removed From Ground | Empty | 2000 | Bare Steel | Galvanized Steel | Pressure
9016044 | 1 | 2002-08-03 | Removed From Ground Date Unknown | Gas | 4000 | Not Marked/Unknown | Not Marked | Not Marked
9016044 | 2 | 2002-08-08 | Removed From Ground Date Unknown | Gas | 3000 | Not Marked/Unknown | Not Marked | Not Marked
9016044 | 2 |  | Currently In Use | Gas | 3000 | Not Marked/Unknown | Not Marked | Not Marked
9016044 | 3 | 2002-08-08 | Removed From Ground Date Unknown | Gas | 3000 | Not Marked/Unknown | Not Marked | Not Marked
9016044 | 3 |  | Currently In Use | Gas | 3000 | Not Marked/Unknown | Not Marked | Not Marked
9016045 | 1 | 1994-12-01 | Removed From Ground | Diesel | 1000 | Bare Steel | Galvanized Steel | Suction: Valve At The Tank
9016046 | 1 |  | Removed From Ground Date Unknown | Gas | 3000 | Not Marked/Unknown | Not Marked | Not Marked
9016046 | 2 |  | Removed From Ground Date Unknown | Gas | 2000 | Not Marked/Unknown | Not Marked | Not Marked
9016046 | 3 |  | Removed From Ground Date Unknown | Gas | 2000 | Not Marked/Unknown | Not Marked | Not Marked
9016046 | 4A | 1995-06-01 | Currently In Use | Gas | 12000 | Cathodically Protected Steel | Fiberglass Reinforced Plastic | Pressure |  | 1995-06-01 |  | 1995-06-01
9016046 | 4B | 1995-06-01 | Currently In Use | Gas | 8000 | Epoxy | Fiberglass Reinforced Plastic | Pressure |  | 1995-06-01 |  | 1996-06-01
9016046 | 4C | 1995-06-01 | Currently In Use | Diesel | 10000 | Cathodically Protected Steel | Fiberglass Reinforced Plastic | Pressure |  | 1995-06-01 |  | 1995-06-01
9016047 | 1 |  | Permanently Out Of Use | Other | 1000 | Marked Unknown | Unknown | Not Marked
9016047 | 2 |  | Permanently Out Of Use | Other | 1000 | Marked Unknown | Unknown | Not Marked
9016047 | 3 |  | Permanently Out Of Use | Other | 1000 | Marked Unknown | Unknown | Not Marked
9016048 | 1 | 1995-06-12 | Removed From Ground | Gas | 285 | Marked Unknown | Unknown | Not Marked
9016049 | 1 | 2005-01-17 | Removed From Ground | Gas | 2000 | Steel-Impressed Current | Cathodically Protected | Suction: No Valve At The Tank |  | 1989-10-01 |  | 1989-10-01
9016049 | 2 | 2005-01-17 | Removed From Ground | Gas | 2000 | Steel-Impressed Current | Cathodically Protected | Suction: No Valve At The Tank |  | 1989-10-01 |  | 1989-10-01
9016049 | 3 | 2005-01-17 | Removed From Ground | Gas | 2000 | Steel-Impressed Current | Cathodically Protected | Suction: No Valve At The Tank |  | 1989-10-01 |  | 1989-10-01
9016051 | 1 | 1974-03-01 | Currently In Use | Gas | 12000 | Steel-Impressed Current | Fiberglass Reinforced Plastic | Pressure |  | 1997-05-01 |  | 1997-05-01
9016051 | 2 | 1974-03-01 | Currently In Use | Gas | 12000 | Steel-Impressed Current | Fiberglass Reinforced Plastic | Pressure |  | 1997-05-01 |  | 1997-05-01
9016051 | 3 | 1974-03-01 | Currently In Use | Gas | 12000 | Steel-Impressed Current | Fiberglass Reinforced Plastic | Pressure |  | 1997-05-01 |  | 1997-05-01
9016051 | 4 | 1974-03-01 | Currently In Use | Diesel | 12000 | Steel-Impressed Current | Fiberglass Reinforced Plastic | Pressure |  | 1997-05-01 |  | 1997-05-01
9016051 | 5 | 1974-03-01 | Currently In Use | Diesel | 12000 | Steel-Impressed Current | Fiberglass Reinforced Plastic | Pressure |  | 1997-05-01 |  | 1997-05-01
9016051 | 6 | 1974-03-01 | Currently In Use | Diesel | 12000 | Steel-Impressed Current | Fiberglass Reinforced Plastic | Pressure |  | 1997-05-01 |  | 1997-05-01
9016052 | 1A | 1995-04-01 | Currently In Use | Gas | 8000 | Composite | Fiberglass Reinforced Plastic | Pressure |  | 1995-04-01 |  | 1995-04-01
9016052 | 1B | 1995-04-01 | Currently In Use | Gas | 4000 | Composite | Fiberglass Reinforced Plastic | Pressure | N | 1995-04-01 | N | 1995-04-01
9016053 | 1 | 1998-06-11 | Removed From Ground | Gas | 560 | Bare Steel | Galvanized Steel | Suction: Valve At The Tank
9016053 | 2 | 1998-06-11 | Removed From Ground | Gas | 560 | Bare Steel | Galvanized Steel | Suction: Valve At The Tank
9016054 | 1D | 1984-12-01 | Currently In Use | Diesel | 10000 | Steel-Impressed Current | Cathodically Protected | Pressure |  | 1996-09-01 |  | 1996-09-01
9016054 | 2S | 1984-12-01 | Currently In Use | Gas | 10000 | Steel-Impressed Current | Cathodically Protected | Pressure |  | 1996-09-01 |  | 1996-09-01
9016054 | 3U | 1984-12-02 | Currently In Use | Gas | 10000 | Steel-Impressed Current | Cathodically Protected | Pressure |  | 1996-09-01 |  | 1996-09-01
9016054 | 4P | 1984-12-02 | Currently In Use | Gas | 5000 | Steel-Impressed Current | Cathodically Protected | Pressure |  | 1996-09-01 |  | 1996-09-01
9016056 | PUBCSO-01 | 1993-06-27 | Currently In Use | Gas | 12000 | Epoxy | Fiberglass Reinforced Plastic | Pressure |  | 1993-06-27 |  | 1993-06-27
9016057 | 1 | 1999-11-10 | Removed From Ground | Empty | 1000 | Bare Steel | Bare Steel | Suction: Valve At The Tank
9016057 | 2 | 1999-11-10 | Removed From Ground | Empty | 1000 | Bare Steel | Bare Steel | Suction: Valve At The Tank
9016057 | 3 | 1999-11-10 | Removed From Ground | Empty | 1000 | Bare Steel | Bare Steel | Suction: Valve At The Tank
9016058 | 1 | 1999-11-08 | Removed From Ground | Empty | 500 | Bare Steel | Bare Steel | Suction: Valve At The Tank
9016058 | 2 | 1999-11-08 | Removed From Ground | Empty | 500 | Bare Steel | Bare Steel | Suction: Valve At The Tank
9016059 | 1 | 1996-10-01 | Temporarily Out Of Use | Gas | 3000 | Steel-Impressed Current | Impressed Current | Suction: Valve At The Tank |  | 1997-10-01 |  | 1997-10-01
9016059 | 2 | 1996-10-01 | Temporarily Out Of Use | Gas | 3000 | Steel-Impressed Current | Impressed Current | Suction: Valve At The Tank |  | 1997-10-01 |  | 1997-10-01
9016060 | 1UL | 1988-02-16 | Currently In Use | Gas | 6000 | Steel-Impressed Current | Cathodically Protected | Pressure |  | 1988-02-16 |  | 1998-02-16
9016060 | 2PLUS | 1988-02-16 | Currently In Use | Gas | 6000 | Steel-Impressed Current | Cathodically Protected | Pressure |  | 1988-02-16 |  | 1998-02-16
9016060 | 3PREM | 1988-02-16 | Currently In Use | Gas | 6000 | Steel-Impressed Current | Cathodically Protected | Pressure |  | 1988-02-16 |  | 1998-02-16
9016061 | 1 | 1993-12-01 | Currently In Use | Gas | 8000 | Composite | Fiberglass Reinforced Plastic | Pressure |  | 1993-01-12 |  | 1993-01-12
9016061 | 2 | 1993-12-01 | Currently In Use | Gas | 10000 | Composite | Fiberglass Reinforced Plastic | Pressure |  | 1993-01-12 |  | 1993-01-12
9016062 | 1 | 1993-10-06 | Currently In Use | Gas | 3000 | Cathodically Protected Steel | Cathodically Protected | Pressure |  | 1993-10-06 |  | 1993-10-06
9016062 | 2 | 1993-10-06 | Currently In Use | Gas | 1000 | Cathodically Protected Steel | Cathodically Protected | Pressure |  | 1993-10-06 |  | 1993-10-06
9016062 | 3 | 1993-10-06 | Currently In Use | Diesel | 1000 | Cathodically Protected Steel | Cathodically Protected | Pressure |  | 1993-10-06 |  | 1993-10-06
9016063 | 1 | 1997-01-17 | Removed From Ground | Gas | 1 | Bare Steel | Bare Steel | Suction: No Valve At The Tank
9016064 | 1SU | 1998-03-01 | Removed From Ground | Gas | 560 | Bare Steel | Galvanized Steel | Suction: Valve At The Tank
9016064 | 2RU | 1998-03-01 | Removed From Ground | Gas | 1060 | Bare Steel | Galvanized Steel | Suction: Valve At The Tank
9016065 | 1 | 2016-02-25 | Temporarily Out Of Use | Gas | 2000 | Cathodically Protected Steel | Cathodically Protected | Suction: Valve At The Tank |  | 1998-08-28 |  | 1998-08-28
9016065 | 2 | 2016-02-25 | Temporarily Out Of Use | Gas | 6000 | Cathodically Protected Steel | Cathodically Protected | Suction: Valve At The Tank |  | 1998-08-28 |  | 1998-08-28
9016065 | 3 | 2016-02-25 | Temporarily Out Of Use | Gas | 4000 | Cathodically Protected Steel | Cathodically Protected | Suction: Valve At The Tank |  | 1998-08-28 |  | 1998-08-28
9016066 | 1 | 2012-05-01 | Currently In Use | Gas | 6000 | Cathodically Protected Steel | Fiberglass Reinforced Plastic | Pressure |  | 1990-02-01 |  | 1990-02-01
9016066 | 2 | 2012-05-01 | Currently In Use | Gas | 4000 | Cathodically Protected Steel | Fiberglass Reinforced Plastic | Pressure |  | 1990-02-01 |  | 1990-02-01
9016066 | 3 | 2012-05-01 | Currently In Use | Gas | 4000 | Cathodically Protected Steel | Fiberglass Reinforced Plastic | Pressure |  | 1990-02-01 |  | 1990-02-01
9016066 | 4 | 2012-05-01 | Currently In Use | Diesel | 2000 | Cathodically Protected Steel | Fiberglass Reinforced Plastic | Pressure |  | 1990-02-01 |  | 1990-02-01
9016067 | DUMMY |  | Currently In Use | Heating Oil | 0 | Not Marked/Unknown | Not Marked | Not Marked
9016069 | DUMMY |  | Currently In Use | Gas | 0 | Not Marked/Unknown | Not Marked | Not Marked
9016070 | 1 | 2011-02-22 | Temporarily Out Of Use | Gas | 10000 | Steel-Impressed Current | Cathodically Protected | Pressure |  | 1998-12-17 |  | 1998-12-17
9016070 | 2 | 2011-02-22 | Temporarily Out Of Use | Gas | 10000 | Steel-Impressed Current | Cathodically Protected | Pressure |  | 1998-12-17 |  | 1998-12-17
9016070 | 3 | 2011-02-22 | Temporarily Out Of Use | Gas | 4000 | Steel-Impressed Current | Cathodically Protected | Pressure |  | 1998-12-17 |  | 1998-12-17
9016070 | 4 | 2011-02-22 | Temporarily Out Of Use | Diesel | 4000 | Steel-Impressed Current | Cathodically Protected | Pressure |  | 1998-12-17 |  | 1998-12-17
9016071 | 1 | 2011-02-22 | Temporarily Out Of Use | Diesel | 3000 | Steel-Galvanic | Cathodically Protected | Suction: Valve At The Tank |  | 1988-11-01 |  | 1988-11-01
9016071 | 2 | 2011-02-22 | Temporarily Out Of Use | Gas | 2000 | Steel-Galvanic | Cathodically Protected | Suction: Valve At The Tank |  | 1988-11-01 |  | 1988-11-01
9016072 | 1 | 1992-08-01 | Currently In Use | Gas | 6000 | Composite | Fiberglass Reinforced Plastic | Pressure |  | 1992-08-01 |  | 1992-08-01
9016072 | 2 | 1992-08-01 | Currently In Use | Gas | 4000 | Composite | Fiberglass Reinforced Plastic | Pressure |  | 1992-08-01 |  | 1992-08-01
9016072 | 3 | 1992-08-01 | Currently In Use | Gas | 4000 | Composite | Fiberglass Reinforced Plastic | Pressure |  | 1992-08-01 |  | 1992-08-01
9016073 | 1 | 1976-01-01 | Currently In Use | Gas | 15000 | Steel-Impressed Current | Fiberglass Reinforced Plastic | Pressure |  | 1998-12-18 |  | 1998-12-18
9016073 | 2 | 1976-01-01 | Currently In Use | Gas | 10000 | Steel-Impressed Current | Fiberglass Reinforced Plastic | Pressure |  | 1998-12-18 |  | 1998-12-18
9016073 | 3 | 1998-10-23 | Currently In Use | Diesel | 15000 | Steel-Impressed Current | Fiberglass Reinforced Plastic | Pressure |  | 1998-12-18 |  | 1998-12-18
9016073 | 4 | 1976-01-01 | Currently In Use | Diesel | 10000 | Steel-Impressed Current | Fiberglass Reinforced Plastic | Pressure |  | 1998-12-18 |  | 1998-12-18
9016073 | 5 | 2012-01-03 | Temporarily Out Of Use | Aviation Gas/AV Gas | 10000 | Steel-Impressed Current | Cathodically Protected | Pressure |  | 1998-12-18 |  | 1998-12-18
9016074 | 1 | 1987-01-01 | Currently In Use | Gas | 4000 | Cathodically Protected Steel | Fiberglass Reinforced Plastic | Pressure |  | 2009-05-15 12:00 |  | 2009-05-15 12:00
9016074 | 2 | 1987-01-01 | Currently In Use | Gas | 4000 | Cathodically Protected Steel | Fiberglass Reinforced Plastic | Pressure |  | 2009-05-15 12:00 |  | 2009-05-15 12:00
9016074 | 3 | 1987-01-01 | Currently In Use | Diesel | 4000 | Cathodically Protected Steel | Fiberglass Reinforced Plastic | Pressure |  | 2009-05-15 12:00 |  | 2009-05-15 12:00
9016074 | 4 | 1987-01-01 | Currently In Use | Diesel | 4000 | Cathodically Protected Steel | Fiberglass Reinforced Plastic | Pressure |  | 2009-05-15 12:00 |  | 2009-05-15 12:00
9016074 | 5 | 1996-08-01 | Currently In Use | Gas | 6000 | Cathodically Protected Steel | Fiberglass Reinforced Plastic | Pressure |  | 2009-05-15 12:00 |  | 2009-05-15 12:00
9016075 | 1 | 1997-02-01 | Removed From Ground | Gas | 4000 | Bare Steel | Galvanized Steel | Suction: No Valve At The Tank
9016076 | 1 | 1994-01-01 | Temporarily Out Of Use | Used Oil | 1000 | Bare Steel | Bare Steel | Gravity Fed | Y |  | Y
9016076 | 2 | 1995-01-01 | Temporarily Out Of Use | Used Oil | 1000 | Bare Steel | Bare Steel | Gravity Fed | Y |  | Y
9016078 | 1 | 2002-04-29 | Currently In Use | Diesel | 12000 | Steel-Galvanic | Fiberglass Reinforced Plastic | Suction: No Valve At The Tank |  | 1995-12-01 |  | 1995-12-01
9016078 | 2 | 2002-04-29 | Currently In Use | Gas | 3000 | Steel-Galvanic | Fiberglass Reinforced Plastic | Suction: No Valve At The Tank |  | 1995-12-01 |  | 1995-12-01
9016078 | 3 | 2002-04-29 | Currently In Use | Diesel | 3000 | Steel-Galvanic | Fiberglass Reinforced Plastic | Suction: No Valve At The Tank |  | 1995-12-01 |  | 1995-12-01
9016079 | 1 | 2001-06-01 | Removed From Ground | Gas | 12000 | Double Walled | Secondary Containment | Pressure |  | 1995-07-17 |  | 1995-07-17
9016079 | 2 | 2001-06-01 | Removed From Ground | Used Oil | 10000 | Double Walled | Secondary Containment | Pressure | Y |  | Y | 1995-07-17
9016079 | 3 | 2001-06-01 | Removed From Ground | Other | 10000 | Double Walled | Secondary Containment | Pressure |  | 1995-07-17 |  | 1995-07-17
9016079 | 4 | 2001-06-01 | Removed From Ground | Other | 10000 | Double Walled | Secondary Containment | Pressure |  | 1995-07-17 |  | 1995-07-17
9016082 | 1 | 1996-03-14 | Currently In Use | Diesel | 20000 | Composite | Double Walled | Pressure |  | 1996-03-15 |  | 1996-03-15
9016082 | 2 | 1996-03-14 | Currently In Use | Gas | 10000 | Composite | Double Walled | Pressure |  | 1996-03-15 |  | 1996-03-15
9016082 | 3 | 1996-03-14 | Currently In Use | Gas | 8000 | Composite | Double Walled | Pressure |  | 1996-03-15 |  | 1996-03-15
9016083 | 1 | 1996-07-16 | Currently In Use | Gas | 6000 | Composite | Fiberglass Reinforced Plastic | Pressure |  | 1996-07-17 |  | 1996-07-17
9016083 | 2 | 1996-07-16 | Currently In Use | Gas | 10000 | Composite | Fiberglass Reinforced Plastic | Pressure |  | 1996-07-17 |  | 1996-07-17
9016084 | 1 | 1996-03-15 | Currently In Use | Gas | 10000 | Composite | Fiberglass Reinforced Plastic | Pressure |  | 1996-03-15 |  | 1996-03-15
9016084 | 2 | 1996-03-15 | Currently In Use | Gas | 8000 | Composite | Fiberglass Reinforced Plastic | Pressure |  | 1996-03-15 |  | 1996-03-15
9016085 | 1 | 1997-04-01 | Currently In Use | Gas | 12000 | Composite | Fiberglass Reinforced Plastic | Pressure |  | 1997-04-01 |  | 1997-04-01
9016085 | 2 | 1997-04-01 | Currently In Use | Gas | 8000 | Composite | Fiberglass Reinforced Plastic | Pressure |  | 1997-04-01 |  | 1997-04-01
9016086 | 1 |  | Removed From Ground Date Unknown | Gas | 6000 | Bare Steel | Bare Steel | Suction: Valve At The Tank
9016086 | 2 |  | Removed From Ground Date Unknown | Gas | 6000 | Bare Steel | Bare Steel | Suction: Valve At The Tank
9016086 | 3 |  | Removed From Ground Date Unknown | Diesel | 3000 | Bare Steel | Bare Steel | Suction: Valve At The Tank
9016087 | 1 | 1995-07-01 | Currently In Use | Gas | 10000 | Composite | Fiberglass Reinforced Plastic | Pressure |  | 1995-07-01 |  | 1995-07-01
9016087 | 2 | 1995-07-01 | Currently In Use | Gas | 8000 | Composite | Fiberglass Reinforced Plastic | Pressure |  | 1995-07-01 |  | 1995-07-01
9016088 | 1 | 1997-07-01 | Currently In Use | Gas | 12000 | Composite | Fiberglass Reinforced Plastic | Pressure |  | 1997-07-01 |  | 1997-07-01
9016088 | 2 | 1997-07-01 | Currently In Use | Gas | 8000 | Composite | Fiberglass Reinforced Plastic | Pressure |  | 1997-07-01 |  | 1997-07-01
9016089 | 1 | 1997-12-01 | Currently In Use | Gas | 12000 | Composite | Fiberglass Reinforced Plastic | Pressure |  | 1997-12-01 |  | 1997-12-01
9016089 | 2 | 1997-12-01 | Currently In Use | Diesel | 12000 | Composite | Fiberglass Reinforced Plastic | Pressure |  | 1997-12-01 |  | 1997-12-01
9016089 | 3 | 1997-12-01 | Currently In Use | Diesel | 12000 | Composite | Fiberglass Reinforced Plastic | Pressure |  | 1997-12-01 |  | 1997-12-01
9016089 | 4 | 1997-12-01 | Currently In Use | Gas | 10000 | Composite | Fiberglass Reinforced Plastic | Pressure |  | 1997-12-01 |  | 1997-12-01
9016090 | 1 | 1998-06-05 | Removed From Ground | Gas | 1000 | Not Marked/Unknown | Not Marked | Not Marked
9016090 | 2 | 1998-06-05 | Removed From Ground | Gas | 1000 | Not Marked/Unknown | Not Marked | Not Marked
9016090 | 3 | 1998-06-05 | Removed From Ground | Gas | 1000 | Not Marked/Unknown | Not Marked | Not Marked
9016092 | 1 | 1998-10-02 | Currently In Use | Gas | 12000 | Composite | Double Walled | Pressure |  | 1998-10-01 |  | 1998-10-01
9016092 | 2 | 1998-10-02 | Currently In Use | Gas | 10000 | Composite | Double Walled | Pressure |  | 1998-10-01 |  | 1998-10-01
9016092 | 3 | 1998-10-02 | Currently In Use | Diesel | 15000 | Composite | Double Walled | Pressure |  | 1998-10-01 |  | 1998-10-01
9016093 | 1A | 1999-02-08 | Currently In Use | Gas | 8000 | Composite | Fiberglass Reinforced Plastic | Pressure |  | 1999-02-11 |  | 1999-02-11
9016093 | 1B | 1999-02-08 | Currently In Use | Gas | 4000 | Composite | Fiberglass Reinforced Plastic | Pressure |  | 1999-02-11 |  | 1999-02-11
9016094 | 1 | 1998-11-01 | Currently In Use | Gas | 10000 | Composite | Fiberglass Reinforced Plastic | Pressure |  | 1998-11-01 |  | 1998-11-01
9016094 | 2 | 1998-11-01 | Currently In Use | Gas | 6000 | Composite | Fiberglass Reinforced Plastic | Pressure |  | 1998-11-01 |  | 1998-11-01
9016095 | 1 | 1999-03-01 | Currently In Use | Gas | 12000 | Composite | Double Walled Flex | Pressure |  | 1999-03-01 |  | 1999-03-01
9016095 | 2 | 1999-03-01 | Currently In Use | Gas | 8000 | Composite | Double Walled Flex | Pressure |  | 1999-03-01 |  | 1999-03-01
9016095 | 3 | 2000-04-02 | Currently In Use | Diesel | 8000 | Composite | Double Walled Flex | Pressure |  | 2000-04-01 |  | 2000-04-01
9016096 | 1 | 1999-07-01 | Currently In Use | Gas | 12000 | Composite | Fiberglass Reinforced Plastic | Pressure |  | 1999-07-01 |  | 1999-07-01
9016096 | 2 | 1999-07-01 | Currently In Use | Gas | 6000 | Composite | Fiberglass Reinforced Plastic | Pressure |  | 1999-07-01 |  | 1999-07-01
9016097 | 1 |  | Removed From Ground Date Unknown | Used Oil | 200 | Not Marked/Unknown | Not Marked | Not Marked | Y |  | Y
9016097 | 2 |  | Removed From Ground Date Unknown | Gas | 500 | Not Marked/Unknown | Not Marked | Not Marked
9016097 | 3 | 2014-12-16 | Removed From Ground | Not Marked/Tank Removed | 1000 | Unknown |  |  | N |  | N
9016098 | 1 | 1999-10-13 | Currently In Use | Diesel | 12000 | Composite | Fiberglass Reinforced Plastic | Pressure |  | 1999-11-15 |  | 1999-11-15
9016099 | 1A | 1999-12-01 | Currently In Use | Gas | 12000 | Composite | Double Walled Flex | Pressure |  | 1999-12-01 |  | 1999-12-01
9016099 | 1B | 1999-12-01 | Currently In Use | Gas | 3000 | Composite | Double Walled Flex | Pressure |  | 1999-12-01 |  | 1999-12-01
9016099 | 2 | 1999-12-01 | Currently In Use | Diesel | 10000 | Composite | Double Walled Flex | Pressure |  | 1999-12-01 |  | 1999-12-01
9016100 | 1 | 2000-02-01 | Currently In Use | Gas | 12000 | Composite | Double Walled Flex | Pressure |  | 2000-02-01 |  | 2000-02-01
9016100 | 2 | 2000-02-01 | Currently In Use | Gas | 8000 | Composite | Double Walled Flex | Pressure |  | 2000-02-01 |  | 2000-02-01
9016100 | 3 | 2000-02-01 | Currently In Use | Diesel | 4000 | Composite | Double Walled Flex | Pressure |  | 2000-02-01 |  | 2000-02-01
9016101 | 1 | 2000-05-18 | Removed From Ground | Gas | 250 | Bare Steel | Bare Steel | Not Marked
9016101 | 2 | 2000-05-18 | Removed From Ground | Kerosene | 100 | Bare Steel | Bare Steel | Not Marked
9016102 | 1A | 2000-10-01 | Currently In Use | Gas | 8500 | Composite | Fiberglass Reinforced Plastic | Pressure |  | 2000-10-01 |  | 2000-10-01
9016102 | 1B | 2000-10-01 | Currently In Use | Gas | 3500 | Composite | Fiberglass Reinforced Plastic | Pressure |  | 2000-10-01 |  | 2000-10-01
9016103 | 1A | 2001-03-28 | Currently In Use | Gasohol | 16000 | Composite | Double Walled | Pressure |  | 2001-03-28 |  | 2001-03-28
9016103 | 1B | 2001-03-28 | Currently In Use | Gasohol | 8000 | Composite | Double Walled | Pressure |  | 2001-03-28 |  | 2001-03-28
9016103 | 2 | 2009-08-28 | Currently In Use | Gasohol | 6000 | Composite Double Walled | Fiberglass/Double Walled | Pressure | N | 2009-08-01 | N | 2009-09-01
9016104 | 1 | 2001-07-01 | Currently In Use | Gas | 15000 | Composite | Double Walled | Pressure |  | 2001-07-01 |  | 2001-07-01
9016104 | 2 | 2001-07-01 | Currently In Use | Gas | 10000 | Composite | Double Walled | Pressure |  | 2001-07-01 |  | 2001-07-01
9016104 | 3 | 2001-07-01 | Currently In Use | Diesel | 12000 | Composite | Double Walled | Pressure |  | 2001-07-01 |  | 2001-07-01
9016105 | 1A | 2001-11-28 | Currently In Use | Gas | 14000 | Fiberglass Double Walled | Double Walled Flex | Pressure |  | 2001-12-10 |  | 2001-12-10
9016105 | 1B | 2001-11-28 | Currently In Use | Diesel | 7000 | Fiberglass Double Walled | Double Walled Flex | Pressure |  | 2001-12-10 |  | 2001-12-10
9016105 | 2A | 2001-11-28 | Currently In Use | Gas | 14000 | Fiberglass Double Walled | Double Walled Flex | Pressure |  | 2001-12-10 |  | 2001-12-10
9016105 | 2B | 2001-11-28 | Currently In Use | Gas | 7000 | Fiberglass Double Walled | Double Walled Flex | Pressure |  | 2001-12-10 |  | 2001-12-10
9017001 | 1 | 1975-06-01 | Removed From Ground Date Unknown | Gas | 1000 | Marked Unknown | Unknown | Not Marked
9017001 | 2 | 1985-08-01 | Currently In Use | Diesel | 2000 | Composite | Fiberglass Reinforced Plastic | Suction: No Valve At The Tank |  | 1995-08-01 |  | 1995-08-01
9017002 | 1 | 1989-09-29 | Removed From Ground | Gas | 650 | Bare Steel | Unknown | Not Marked
9017004 | 1 | 1987-01-01 | Currently In Use | Diesel | 1000 | Steel-Impressed Current | Cathodically Protected | Suction: Valve At The Tank |  | 1998-08-18 12:00 |  | 1998-08-18 12:00
9017005 | 1 | 1996-08-09 | Removed From Ground | Gas | 1000 | Marked Unknown | Unknown | Not Marked
9017005 | 2 | 1989-01-01 | Currently In Use | Diesel | 10000 | Steel-Galvanic | Fiberglass Reinforced Plastic | Pressure |  | 1989-01-01 |  | 1989-01-01
9017005 | 3 | 1986-01-01 | Currently In Use | Gas | 2000 | Composite | Fiberglass Reinforced Plastic | Suction: No Valve At The Tank |  | 1996-01-01 |  | 1996-01-01
9017007 | 1 | 1993-08-12 | Removed From Ground | Gas | 500 | Bare Steel | Galvanized Steel | Not Marked
9017008 | 1-UL58 | 1997-07-22 | Removed From Ground | Diesel | 5000 | Bare Steel | Bare Steel | Suction: Valve At The Tank |  | 1994-06-28
9017009 | 1 | 1992-10-23 | Removed From Ground | Diesel | 5000 | Not Marked/Unknown | Not Marked | Not Marked
9017009 | 2 | 1992-10-23 | Removed From Ground | Diesel | 5000 | Not Marked/Unknown | Not Marked | Not Marked
9017012 | 1 | 1997-12-01 | Removed From Ground | Diesel | 4000 | Marked Unknown | Unknown | Suction: Valve At The Tank
9017013 | X | 1998-12-22 | Temporarily Out Of Use | Gas | 6000 | Bare Steel | Galvanized Steel | Suction: Valve At The Tank
9017014 | 1 | 2009-06-16 | Temporarily Out Of Use | Gas | 8000 | Steel-Impressed Current | Cathodically Protected | Pressure |  | 1998-12-22 |  | 1998-12-22
9017014 | 2 | 2009-06-16 | Temporarily Out Of Use | Diesel | 8000 | Steel-Impressed Current | Cathodically Protected | Pressure |  | 1998-12-22 |  | 1998-12-22
9017014 | 3 | 2009-06-16 | Temporarily Out Of Use | Gas | 4000 | Steel-Impressed Current | Cathodically Protected | Pressure |  | 1998-12-22 |  | 1998-12-22
9017015 | 1 | 1998-08-21 | Removed From Ground | Diesel | 8000 | Epoxy | Galvanized Steel | Not Marked
9017016 | 1 | 2014-09-25 | Removed From Ground | Gas | 6000 | Steel-Impressed Current | Fiberglass Reinforced Plastic | Pressure |  | 1998-12-01 |  | 1998-12-01
9017016 | 2 | 2014-09-25 | Removed From Ground | Gas | 8000 | Steel-Impressed Current | Fiberglass Reinforced Plastic | Pressure |  | 1998-12-01 |  | 1998-12-01
9017017 | 1 |  | Removed From Ground Date Unknown | Gas | 10000 | Bare Steel | Bare Steel | Suction: Valve At The Tank
9017017 | 2 |  | Removed From Ground Date Unknown | Gas | 10000 | Not Marked/Unknown | Not Marked | Not Marked
9017017 | 3 |  | Removed From Ground Date Unknown | Gas | 2000 | Not Marked/Unknown | Not Marked | Not Marked
9017017 | 4 |  | Removed From Ground Date Unknown | Gas | 2000 | Not Marked/Unknown | Not Marked | Not Marked
9017017 | 5 |  | Removed From Ground Date Unknown | Gas | 2000 | Not Marked/Unknown | Not Marked | Not Marked
9017018 | 1 | 1999-08-17 | Removed From Ground | Diesel | 10000 | Bare Steel | Galvanized Steel | Suction: Valve At The Tank
9017018 | 2 | 1999-08-17 | Removed From Ground | Diesel | 4000 | Bare Steel | Galvanized Steel | Suction: Valve At The Tank
9017018 | 3 | 1999-08-17 | Removed From Ground | Diesel | 2000 | Bare Steel | Galvanized Steel | Suction: Valve At The Tank
9017023 | 1 | 2016-02-19 | Temporarily Out Of Use | Gas | 8200 | Steel-Galvanic | Fiberglass Reinforced Plastic | Pressure |  | 1997-10-01 |  | 1997-10-01
9017023 | 2 | 2016-02-19 | Temporarily Out Of Use | Gas | 8200 | Steel-Galvanic | Fiberglass Reinforced Plastic | Pressure |  | 1997-10-01 |  | 1997-10-01
9017025 | 1 | 1998-12-01 | Removed From Ground | Gas | 1000 | Fiberglass | Galvanized Steel | Suction: Valve At The Tank
9017025 | 2 | 1998-12-01 | Removed From Ground | Gas | 1000 | Bare Steel | Galvanized Steel | Suction: Valve At The Tank
9017025 | 3 | 1998-12-01 | Removed From Ground | Gas | 4000 | Bare Steel | Galvanized Steel | Suction: Valve At The Tank
9017025 | 4 | 1994-01-01 | Currently In Use | Gas | 6000 | Composite | Fiberglass Reinforced Plastic | Pressure |  | 1998-12-01 |  | 1998-12-01
9017025 | 5 | 1994-01-01 | Currently In Use | Gas | 10000 | Composite | Fiberglass Reinforced Plastic | Pressure |  | 1998-12-01 |  | 1998-12-01
9017025 | 6 | 1994-01-01 | Currently In Use | Gas | 8000 | Composite | Fiberglass Reinforced Plastic | Pressure |  | 1998-12-01 |  | 1998-12-01
9017026 | 1A | 1995-08-15 | Currently In Use | Gas | 4000 | Composite | Fiberglass Reinforced Plastic | Suction: No Valve At The Tank |  | 1995-08-15 |  | 1995-08-15
9017026 | 1B | 1995-08-15 | Currently In Use | Diesel | 2000 | Composite | Fiberglass Reinforced Plastic | Suction: No Valve At The Tank |  | 1995-08-16 |  | 1995-08-16
9017026 | 1C | 1995-08-15 | Currently In Use | Gas | 2000 | Composite | Fiberglass Reinforced Plastic | Suction: No Valve At The Tank |  | 1995-08-16 |  | 1995-08-16
9017026 | 1D | 1999-05-27 | Removed From Ground | Diesel | 1000 | Cathodically Protected Steel | Fiberglass Reinforced Plastic | Not Marked |  | 1995-08-15 |  | 1995-08-15
9017027 | 1 | 2000-09-21 | Removed From Ground | Gas | 4000 | Bare Steel | Bare Steel | Suction: No Valve At The Tank
9017028 | 1 |  | Removed From Ground Date Unknown | Diesel | 4000 | Bare Steel | Galvanized Steel | Suction: Valve At The Tank
9017030 | 1 | 1999-12-20 | Removed From Ground | Gas | 1000 | Bare Steel | Galvanized Steel | Suction: Valve At The Tank
9017030 | 2 | 1999-12-20 | Removed From Ground | Gas | 500 | Bare Steel | Galvanized Steel | Suction: Valve At The Tank
9017030 | 3 | 1999-12-20 | Removed From Ground | Gas | 500 | Bare Steel | Galvanized Steel | Suction: Valve At The Tank
9017031 | 1 |  | Removed From Ground Date Unknown | Gas | 500 | Bare Steel | Galvanized Steel | Suction: Valve At The Tank
9017031 | 2 |  | Removed From Ground Date Unknown | Gas | 500 | Bare Steel | Galvanized Steel | Suction: Valve At The Tank
9017033 | 1A |  | Removed From Ground Date Unknown | Gas | 5000 | Bare Steel | Galvanized Steel | Suction: Valve At The Tank
9017033 | 1B |  | Removed From Ground Date Unknown | Diesel | 5000 | Bare Steel | Galvanized Steel | Suction: Valve At The Tank
9017034 | 1 | 2011-09-02 | Temporarily Out Of Use | Gas | 8000 | Composite | Fiberglass Reinforced Plastic | Suction: No Valve At The Tank |  | 1995-08-25 |  | 1995-08-25
9017034 | 2 | 2011-09-02 | Temporarily Out Of Use | Gas | 8000 | Composite | Fiberglass Reinforced Plastic | Suction: No Valve At The Tank |  | 1995-08-25 |  | 1995-08-25
9017034 | 3 | 2011-09-02 | Temporarily Out Of Use | Diesel | 4000 | Composite | Fiberglass Reinforced Plastic | Suction: No Valve At The Tank |  | 1995-08-25 |  | 1995-08-25
9017035 | 4 | 1998-01-07 | Currently In Use | Gas | 10152 | Composite | Fiberglass Reinforced Plastic | Pressure |  | 1998-01-13 |  | 1998-01-13
9017035 | 5 | 1998-01-07 | Currently In Use | Gas | 10152 | Composite | Fiberglass Reinforced Plastic | Pressure |  | 1998-01-13 |  | 1998-01-13
9017036 | 1 |  | Removed From Ground Date Unknown | Gas | 10000 | Bare Steel | Galvanized Steel | Suction: Valve At The Tank
9017036 | 2 |  | Removed From Ground Date Unknown | Gas | 10000 | Bare Steel | Galvanized Steel | Suction: Valve At The Tank
9017036 | 3 |  | Removed From Ground Date Unknown | Gas | 10000 | Bare Steel | Galvanized Steel | Suction: Valve At The Tank
9017037 | 1 | 2016-09-20 | Temporarily Out Of Use | Gas | 8000 | Composite | Fiberglass Reinforced Plastic | Pressure |  | 1996-09-01 |  | 1996-09-01
9017037 | 2A | 2016-09-20 | Temporarily Out Of Use | Gas | 6000 | Composite | Fiberglass Reinforced Plastic | Pressure |  | 1996-09-01 |  | 1996-09-01
9017037 | 2B | 2016-09-20 | Temporarily Out Of Use | Kerosene | 2000 | Composite | Fiberglass Reinforced Plastic | Pressure |  | 1996-09-01 |  | 1996-09-01
9017038 | 1 | 1998-11-01 | Currently In Use | Gas | 10000 | Composite | Fiberglass Reinforced Plastic | Pressure |  | 1998-12-01 |  | 1998-12-01
9017038 | 2 | 1998-11-01 | Currently In Use | Gas | 6000 | Composite | Fiberglass Reinforced Plastic | Pressure |  | 1998-12-01 |  | 1998-12-01
9017039 | 1 | 1999-02-28 | Removed From Ground | Diesel | 560 | Bare Steel | Bare Steel | Suction: Valve At The Tank
9017039 | 2 | 1999-02-28 | Removed From Ground | Gas | 560 | Bare Steel | Bare Steel | Suction: Valve At The Tank
9017039 | 3 | 1999-02-28 | Removed From Ground | Gas | 560 | Bare Steel | Bare Steel | Suction: Valve At The Tank
9017039 | 4 | 1999-02-01 | Currently In Use | Diesel | 2500 | Fiberglass Double Walled | Fiberglass Reinforced Plastic | Suction: No Valve At The Tank |  | 1999-02-01 |  | 1999-02-01
9017039 | 5 | 1999-02-01 | Currently In Use | Gas | 1000 | Fiberglass Double Walled | Fiberglass Reinforced Plastic | Suction: No Valve At The Tank |  | 1999-02-01 |  | 1999-02-01
9017040 | 1 | 2000-03-27 | Currently In Use | Gas | 12000 | Fiberglass Double Walled | Double Walled Flex | Pressure |  | 2000-03-27 |  | 2000-03-27
9017040 | 2A | 2000-03-27 | Currently In Use | Gas | 6000 | Fiberglass Double Walled | Double Walled Flex | Pressure |  | 2000-03-27 |  | 2000-03-27
9017040 | 2B | 2000-03-27 | Currently In Use | Gas | 6000 | Fiberglass Double Walled | Double Walled Flex | Pressure |  | 2000-03-27 |  | 2000-03-27
9017041 | 2 | 2000-02-21 | Removed From Ground | Diesel | 10000 | Bare Steel | Galvanized Steel | Not Marked
9017042 | 1 | 2001-10-13 | Currently In Use | Gas | 12000 | Composite | Fiberglass Reinforced Plastic | Pressure |  | 2001-10-15 |  | 2001-10-15
9017042 | 2 | 2001-10-13 | Currently In Use | Gas | 8000 | Composite | Fiberglass Reinforced Plastic | Pressure |  | 2001-10-15 |  | 2001-10-15
9017042 | 3 | 2001-10-13 | Currently In Use | Diesel | 5000 | Composite | Fiberglass Reinforced Plastic | Pressure |  | 2001-10-15 |  | 2001-10-15
9017042 | 4 | 2001-10-13 | Currently In Use | Diesel | 5000 | Composite | Fiberglass Reinforced Plastic | Pressure |  | 2001-10-15 |  | 2001-10-15
9017042 | 6 | 2001-10-13 | Currently In Use | Kerosene | 2000 | Composite | Fiberglass Reinforced Plastic | Suction: No Valve At The Tank |  | 2001-10-15 |  | 2001-10-15
9018002 | 1U | 2004-08-26 | Removed From Ground | Gas | 10000 | Cathodically Protected Steel | Cathodically Protected | Pressure |  | 1991-01-01 |  | 1991-01-01
9018002 | 2P | 2004-08-26 | Removed From Ground | Gas | 6000 | Cathodically Protected Steel | Cathodically Protected | Pressure |  | 1991-01-01 |  | 1991-01-01
9018002 | 3S | 2004-08-26 | Removed From Ground | Diesel | 6000 | Cathodically Protected Steel | Cathodically Protected | Pressure |  | 1991-01-01 |  | 1991-01-01
9018002 | 4D | 2004-08-27 | Removed From Ground | Kerosene | 3000 | Cathodically Protected Steel | Cathodically Protected | Suction: Valve At The Tank |  | 1991-01-01 |  | 1991-01-01
9018003 | 1 | 1987-12-01 | Removed From Ground | Gas | 1000 | Not Marked/Unknown | Galvanized Steel | Not Marked
9018004 | 1 | 1991-01-01 | Currently In Use | Gas | 8000 | Composite | Fiberglass Reinforced Plastic | Pressure |  | 1991-01-01 |  | 1991-01-01
9018004 | 2 | 2014-12-12 | Temporarily Out Of Use | Gas | 4000 | Composite | Fiberglass Reinforced Plastic | Pressure |  | 1991-01-01 |  | 1991-01-01
9018004 | 3 | 1991-01-01 | Currently In Use | Gas | 4000 | Composite | Fiberglass Reinforced Plastic | Pressure |  | 1991-01-01 |  | 1991-01-01
9018004 | 4 | 1991-01-01 | Currently In Use | Diesel | 2000 | Composite | Fiberglass Reinforced Plastic | Pressure |  | 1991-01-01 |  | 1991-01-01
9018005 | 1 | 1989-01-01 | Removed From Ground | Gas | 2000 | Bare Steel | Unknown | Not Marked
9018005 | 2 | 1989-01-01 | Removed From Ground | Gas | 2000 | Bare Steel | Unknown | Not Marked
9018005 | 3 | 1989-01-01 | Removed From Ground | Used Oil | 250 | Bare Steel | Unknown | Not Marked | Y |  | Y
9018005 | 4 | 1989-01-01 | Removed From Ground | Kerosene | 550 | Bare Steel | Unknown | Not Marked
9018005 | 5 | 1990-01-01 | Currently In Use | Diesel | 10000 | Composite | Fiberglass Reinforced Plastic | Not Marked |  | 1990-02-01 |  | 1990-02-01
9018005 | 6 | 1990-01-01 | Currently In Use | Gas | 10000 | Composite | Fiberglass Reinforced Plastic | Not Marked |  | 1990-02-01 |  | 1990-02-01
9018005 | 7 | 1990-01-01 | Currently In Use | Gas | 10000 | Composite | Fiberglass Reinforced Plastic | Not Marked |  | 1990-02-01 |  | 1990-02-01
9018006 | 1 | 1989-01-01 | Currently In Use | Gas | 8000 | Steel-Impressed Current | Fiberglass Reinforced Plastic | Pressure |  | 1989-01-01 |  | 1989-01-01
9018006 | 2 | 1989-01-01 | Currently In Use | Gas | 8000 | Steel-Impressed Current | Fiberglass Reinforced Plastic | Pressure |  | 1989-01-01 |  | 1989-01-01
9018006 | 3 | 1989-01-01 | Currently In Use | Gas | 8000 | Steel-Impressed Current | Fiberglass Reinforced Plastic | Pressure |  | 1989-01-01 |  | 1989-01-01
9018006 | 4 | 1989-01-01 | Currently In Use | Diesel | 8000 | Steel-Impressed Current | Fiberglass Reinforced Plastic | Pressure |  | 1989-01-01 |  | 1989-01-01
9018006 | 5 | 1989-01-01 | Currently In Use | Kerosene | 8000 | Steel-Impressed Current | Fiberglass Reinforced Plastic | Pressure |  | 1989-01-01 |  | 1989-01-01
9018006 | 6 | 1989-01-01 | Currently In Use | Gas | 2000 | Steel-Impressed Current | Fiberglass Reinforced Plastic | Pressure |  | 1989-01-01 |  | 1989-01-01
9018008 | 1A | 1969-01-01 | Currently In Use | Gas | 10000 | Steel-Impressed Current | Fiberglass Reinforced Plastic | Pressure |  | 1998-12-08 |  | 1998-12-08
9018008 | 1B | 1969-01-01 | Currently In Use | Gas | 10000 | Steel-Impressed Current | Fiberglass Reinforced Plastic | Pressure |  | 1998-12-08 |  | 1998-12-08
9018008 | 2 | 1969-01-01 | Currently In Use | Gas | 10000 | Steel-Impressed Current | Fiberglass Reinforced Plastic | Pressure |  | 1998-12-08 |  | 1998-12-08
9018008 | 3 | 1969-01-01 | Currently In Use | Diesel | 10000 | Steel-Impressed Current | Impressed Current | Suction: Valve At The Tank |  | 1998-12-08 |  | 1998-12-08
9018008 | 4 | 1975-01-01 | Currently In Use | Diesel | 12000 | Steel-Impressed Current | Impressed Current | Pressure |  | 1998-12-08 |  | 1998-12-08
9018011 | 1 | 1989-01-01 | Currently In Use | Gas | 12000 | Fiberglass | Fiberglass Reinforced Plastic | Pressure |  | 1989-01-01 |  | 1989-01-01
9018011 | 2 | 1989-01-01 | Currently In Use | Gas | 12000 | Fiberglass | Fiberglass Reinforced Plastic | Pressure |  | 1989-01-01 |  | 1989-01-01
9018011 | 3 | 1989-01-01 | Currently In Use | Gas | 12000 | Fiberglass | Fiberglass Reinforced Plastic | Pressure |  | 2008-08-12 12:00 |  | 1998-10-01 12:00
9018011 | 4 | 1989-01-01 | Currently In Use | Diesel | 20000 | Fiberglass | Fiberglass Reinforced Plastic | Pressure |  | 1989-01-01 |  | 1989-01-01
9018011 | 5 | 1989-01-01 | Currently In Use | Diesel | 20000 | Fiberglass | Fiberglass Reinforced Plastic | Pressure |  | 1989-01-01 |  | 1989-01-01
9018011 | 6 | 1989-01-01 | Currently In Use | Diesel | 20000 | Fiberglass | Fiberglass Reinforced Plastic | Pressure |  | 1989-01-01 |  | 1989-01-01
9018012 | 1 |  | Removed From Ground Date Unknown | Other | 500 | Not Marked/Unknown | Not Marked | Not Marked
9018012 | 2 |  | Removed From Ground Date Unknown | Other | 500 | Not Marked/Unknown | Not Marked | Not Marked
9018013 | 1 | 1992-07-07 | Closed In Ground | Empty | 550 | Bare Steel | Galvanized Steel | Not Marked
9018013 | 2 | 1992-07-07 | Closed In Ground | Empty | 550 | Bare Steel | Galvanized Steel | Not Marked
9018014 | 1 |  | Removed From Ground Date Unknown | Diesel |  | Bare Steel | Galvanized Steel | Not Marked
9018014 | 2 |  | Removed From Ground Date Unknown | Diesel |  | Bare Steel | Galvanized Steel | Not Marked
9018014 | 3 |  | Closed In Ground Date Unknown | Diesel |  | Bare Steel | Galvanized Steel | Not Marked
9018014 | 4 |  | Closed In Ground Date Unknown | Diesel |  | Bare Steel | Galvanized Steel | Not Marked
9018015 | 1 | 1990-12-13 | Currently In Use | Gas | 10000 | Composite | Fiberglass Reinforced Plastic | Suction: No Valve At The Tank |  | 1990-12-13 |  | 1990-12-13
9018015 | 2 | 1990-12-13 | Currently In Use | Diesel | 10000 | Composite | Fiberglass Reinforced Plastic | Suction: No Valve At The Tank |  | 1990-12-13 |  | 1990-12-13
9018016 | 1 | 1979-01-01 | Currently In Use | Gas | 6000 | Steel-Impressed Current | Cathodically Protected | Suction: No Valve At The Tank |  | 1998-10-02 |  | 1998-10-02
9018016 | 2 | 1979-01-01 | Currently In Use | Gas | 6000 | Steel-Impressed Current | Cathodically Protected | Suction: No Valve At The Tank |  | 1998-10-02 |  | 1998-10-02
9018017 | 1 | 2000-01-01 | Removed From Ground | Gas | 4000 | Bare Steel | Galvanized Steel | Suction: No Valve At The Tank
9018017 | 2 | 2000-01-01 | Removed From Ground | Gas | 6000 | Bare Steel | Galvanized Steel | Suction: No Valve At The Tank
9018018 | 1 | 1999-04-27 | Removed From Ground | Diesel | 12000 | Bare Steel | Galvanized Steel | Suction: Valve At The Tank
9018019 | 1 | 1995-08-16 | Removed From Ground | Gas | 1000 | Marked Unknown | Unknown | Not Marked
9018021 | 1 | 1995-10-01 | Currently In Use | Diesel | 25000 | Double Walled | Fiberglass Reinforced Plastic | Pressure |  | 1995-10-01 |  | 1995-10-01
9018023 | DUMMY |  | Currently In Use | Diesel |  | Not Marked/Unknown | Not Marked | Not Marked
9018024 | 1 |  | Closed In Ground Date Unknown | Gas | 6110 | Bare Steel | Galvanized Steel | Suction: Valve At The Tank
9018024 | 2 |  | Closed In Ground Date Unknown | Gas | 4010 | Bare Steel | Galvanized Steel | Suction: Valve At The Tank
9018025 | 1 | 1996-09-19 | Closed In Ground | Gas | 550 | Marked Unknown | Unknown | Not Marked
9018025 | 2 | 1996-09-19 | Closed In Ground | Gas | 550 | Marked Unknown | Unknown | Not Marked
9018026 | 1 | 1997-04-01 | Currently In Use | Gas | 12000 | Epoxy | Fiberglass Reinforced Plastic | Pressure |  | 1997-04-01 |  | 1997-04-01
9018026 | 2 | 1997-04-01 | Currently In Use | Diesel | 6000 | Epoxy | Fiberglass Reinforced Plastic | Pressure |  | 1997-04-01 |  | 1997-04-01
9018026 | 3 | 1997-04-01 | Currently In Use | Gas | 8000 | Epoxy | Fiberglass Reinforced Plastic | Pressure |  | 1997-04-01 |  | 1997-04-01
9018027 | 1 |  | Removed From Ground Date Unknown | Gas |  | Not Marked/Unknown | Not Marked | Not Marked
9018028 | 1 | 1997-12-11 | Closed In Ground | Gas | 6100 | Bare Steel | Galvanized Steel | Not Marked
9018028 | 2 | 1997-12-15 | Currently In Use | Gas | 6000 | Fiberglass | Fiberglass Reinforced Plastic | Suction: Valve At The Tank |  | 1997-12-15 |  | 1997-12-15
9018028 | 3 | 1997-12-15 | Currently In Use | Diesel | 2000 | Fiberglass | Fiberglass Reinforced Plastic | Suction: Valve At The Tank |  | 1997-12-15 |  | 1997-12-15
9018029 | 1 | 1997-10-31 | Removed From Ground | Diesel | 1500 | Bare Steel | Bare Steel | Not Marked
9018029 | 2 | 1997-11-03 | Currently In Use | Diesel | 2500 | Fiberglass Double Walled | Fiberglass Reinforced Plastic | Suction: No Valve At The Tank |  | 1997-11-03 |  | 1997-11-03
9018030 | P1 | 1997-12-01 | Currently In Use | Diesel | 12000 | Composite | Fiberglass Reinforced Plastic | Pressure |  | 1997-12-01 |  | 1997-12-01
9018030 | P2 | 1997-12-01 | Currently In Use | Diesel | 12000 | Composite | Fiberglass Reinforced Plastic | Pressure |  | 1997-12-01 |  | 1997-12-01
9018030 | P3 | 1997-12-01 | Currently In Use | Gas | 12000 | Composite | Fiberglass Reinforced Plastic | Pressure |  | 1997-12-01 |  | 1997-12-01
9018030 | P4 | 1997-12-01 | Currently In Use | Gas | 12000 | Composite | Fiberglass Reinforced Plastic | Pressure |  | 1997-12-01 |  | 1997-12-01
9018031 | 1 | 2001-08-29 | Closed In Ground | Used Oil | 1000 | Bare Steel | Galvanized Steel | Gravity Fed | Y |  | Y
9018032 | 1 | 1999-10-01 | Currently In Use | Gas | 20000 | Double Walled | Fiberglass Reinforced Plastic | Pressure |  | 1999-10-01 |  | 1999-10-01
9018032 | 2 | 1999-10-01 | Currently In Use | Gas | 10000 | Double Walled | Fiberglass Reinforced Plastic | Pressure |  | 1999-10-01 |  | 1999-10-01
9018032 | 3 | 1999-10-01 | Currently In Use | Diesel | 25000 | Double Walled | Fiberglass Reinforced Plastic | Pressure |  | 1999-10-01 |  | 1999-10-01
9018032 | 4 | 1999-10-01 | Currently In Use | Diesel | 25000 | Double Walled | Fiberglass Reinforced Plastic | Pressure |  | 1999-10-01 |  | 1999-10-01
9018033 | 1 | 1999-11-01 | Currently In Use | Gas | 12000 | Epoxy | Fiberglass Reinforced Plastic | Pressure |  | 1999-11-01 |  | 1999-11-01
9018033 | 2 | 1999-11-01 | Currently In Use | Gas | 10000 | Epoxy | Fiberglass Reinforced Plastic | Pressure |  | 1999-11-01 |  | 1999-11-01
9018033 | 3 | 1999-11-01 | Currently In Use | Diesel | 6000 | Epoxy | Fiberglass Reinforced Plastic | Pressure |  | 1999-11-01 |  | 1999-11-01
9018033 | 4 | 1999-11-01 | Currently In Use | Diesel | 4000 | Epoxy | Fiberglass Reinforced Plastic | Pressure |  | 1999-11-01 |  | 1999-11-01
9018033 | 5 | 1999-11-01 | Currently In Use | Kerosene | 4000 | Epoxy | Fiberglass Reinforced Plastic | Pressure |  | 1999-11-01 |  | 1999-11-01
9018034 | 1 | 1999-05-01 | Currently In Use | Other | 10000 | Fiberglass | Fiberglass Reinforced Plastic | Suction: Valve At The Tank | Y | 1999-05-01 12:00 |  | 1999-05-01 12:00
9019002 | 1 | 1999-12-18 | Removed From Ground | Gas | 1060 | Bare Steel | Galvanized Steel | Suction: Valve At The Tank
9019002 | 2 | 1999-12-18 | Removed From Ground | Gas | 560 | Bare Steel | Galvanized Steel | Suction: Valve At The Tank
9019003 | 1 | 1993-05-01 | Removed From Ground | Other | 10000 | Bare Steel | Not Marked | Not Marked
9019004 | 2 | 1994-03-14 | Removed From Ground | Gas | 1000 | Not Marked/Unknown | Not Marked | Not Marked
9019004 | 2 |  | Currently In Use | Gas | 1000 | Not Marked/Unknown | Not Marked | Not Marked
9019004 | 3A | 2013-08-26 | Removed From Ground | Gas | 3000 | STIP-3 | Fiberglass Reinforced Plastic | Suction: No Valve At The Tank | N | 1994-04-01 | N | 1994-04-01
9019004 | 3B | 2013-08-26 | Removed From Ground | Diesel | 9000 | STIP-3 | Fiberglass Reinforced Plastic | Suction: No Valve At The Tank | N | 1991-04-01 | N | 1994-04-01
9019004 | D-1 | 2005-03-14 | Removed From Ground | Diesel | 15000 | Bare Steel | Galvanized Steel | Suction: No Valve At The Tank
9019006 | 1 | 1995-07-26 | Removed From Ground | Gas | 2000 | Bare Steel | Galvanized Steel | Not Marked
9019006 | 2 | 1995-07-26 | Removed From Ground | Diesel | 7000 | Bare Steel | Galvanized Steel | Not Marked
9019006 | 3 | 1995-07-26 | Removed From Ground | Diesel | 7000 | Not Marked/Unknown | Not Marked | Not Marked
9019007 | 1 | 1993-11-01 | Currently In Use | Diesel | 2500 | Fiberglass Double Walled | Fiberglass/Double Walled | Pressure |  | 1993-11-01 |  | 1993-11-01
9019007 | 2 | 1993-11-01 | Currently In Use | Gas | 10000 | Fiberglass Double Walled | Fiberglass/Double Walled | Pressure |  | 1993-11-01 |  | 1993-11-01
9019009 | 1 | 1995-11-17 | Removed From Ground | Gas | 3000 | Marked Unknown | Unknown | Not Marked
9019009 | 2 | 1995-11-17 | Removed From Ground | Gas | 3000 | Marked Unknown | Unknown | Not Marked
9019009 | 3 | 1995-11-17 | Removed From Ground | Gas | 3000 | Marked Unknown | Unknown | Not Marked
9019010 | 1 | 2016-03-25 | Temporarily Out Of Use | Gas | 8000 | Cathodically Protected Steel | Fiberglass Reinforced Plastic | Pressure |  | 1995-01-28 |  | 1995-01-28
9019010 | 2 | 2016-03-25 | Temporarily Out Of Use | Gas | 8000 | Cathodically Protected Steel | Fiberglass Reinforced Plastic | Pressure |  | 1995-01-28 |  | 1995-01-28
9019011 | 1RUL | 1990-06-01 | Currently In Use | Gas | 6000 | Steel-Galvanic | Cathodically Protected | Suction: No Valve At The Tank |  | 1990-06-28 |  | 1990-06-28
9019011 | 2SUL | 1990-06-01 | Currently In Use | Gas | 4000 | Steel-Galvanic | Cathodically Protected | Suction: No Valve At The Tank |  | 1990-06-28 |  | 1990-06-28
9019011 | 3PLUS | 1990-06-01 | Currently In Use | Gas | 4000 | Steel-Galvanic | Cathodically Protected | Suction: No Valve At The Tank |  | 1990-06-28 |  | 1990-06-28
9019012 | 1 | 2002-12-11 | Removed From Ground | Gas | 2000 | Cathodically Protected Steel | Galvanized Steel | Suction: Valve At The Tank
9019012 | 2 | 2002-12-11 | Removed From Ground | Gas | 4000 | Cathodically Protected Steel | Galvanized Steel | Suction: Valve At The Tank
9019012 | 3 | 2002-12-11 | Removed From Ground | Diesel | 2000 | Cathodically Protected Steel | Galvanized Steel | Suction: Valve At The Tank
9019013 | 1 |  | Removed From Ground Date Unknown | Gas | 2000 | Bare Steel | Galvanized Steel | Suction: Valve At The Tank
9019013 | 2 |  | Removed From Ground Date Unknown | Diesel | 6000 | Bare Steel | Galvanized Steel | Suction: Valve At The Tank
9019014 | 1 | 1997-09-25 | Removed From Ground | Diesel | 8000 | Bare Steel | Galvanized Steel | Suction: No Valve At The Tank
9019015 | 1 | 1998-07-01 | Removed From Ground | Diesel | 10000 | Epoxy | Galvanized Steel | Suction: Valve At The Tank
9019016 | 1 | 1997-08-20 | Removed From Ground | Gas | 7000 | Not Marked/Unknown | Not Marked | Not Marked
9019016 | 2 | 1997-08-20 | Removed From Ground | Diesel | 7000 | Not Marked/Unknown | Not Marked | Not Marked
9019016 | 3 | 1997-08-20 | Removed From Ground | Gas | 1000 | Not Marked/Unknown | Not Marked | Not Marked
9019017 | 1 | 1996-11-06 | Removed From Ground | Heating Oil | 10000 | Bare Steel | Bare Steel | Not Marked
9019017 | 2 | 2007-03-28 | Removed From Ground | Other | 2500 | Double Walled | Fiberglass Reinforced Plastic | Suction: Valve At The Tank |  | 1996-11-01 |  | 1996-11-01
9019018 | 1 | 1998-11-01 | Currently In Use | Gas | 6000 | Steel-Impressed Current | Cathodically Protected | Suction: No Valve At The Tank |  | 1998-11-01 |  | 1998-11-01
9019018 | 2 | 1998-11-01 | Currently In Use | Gas | 6000 | Steel-Impressed Current | Cathodically Protected | Suction: No Valve At The Tank |  | 1998-11-01 |  | 1998-11-01
9019019 | 1 | 1978-06-01 | Currently In Use | Gas | 4000 | Steel-Impressed Current | Cathodically Protected | Suction: No Valve At The Tank |  | 1998-12-10 |  | 1998-12-10
9019019 | 2 | 1978-06-01 | Currently In Use | Gas | 1000 | Steel-Impressed Current | Cathodically Protected | Suction: No Valve At The Tank |  | 1998-12-10 |  | 1998-12-10
9019020 | 1 | 1999-06-14 | Removed From Ground | Gas | 1000 | Bare Steel | Bare Steel | Not Marked
9019020 | 2 | 1999-06-14 | Removed From Ground | Gas | 5000 | Bare Steel | Bare Steel | Not Marked
9019020 | 3 | 1999-06-14 | Removed From Ground | Gas | 5000 | Bare Steel | Bare Steel | Not Marked
9019021 | 1 |  | Removed From Ground Date Unknown | Gas | 500 | Bare Steel | Galvanized Steel | Suction: No Valve At The Tank
9019021 | 2 |  | Removed From Ground Date Unknown | Gas | 500 | Marked Unknown | Not Marked | Not Marked
9019021 | 3 |  | Removed From Ground Date Unknown | Gas | 500 | Marked Unknown | Not Marked | Not Marked
9019021 | 4 |  | Removed From Ground Date Unknown | Gas | 500 | Marked Unknown | Not Marked | Not Marked
9019022 | 1 | 2000-11-30 | Removed From Ground | Diesel | 1000 | Bare Steel | Bare Steel | Suction: No Valve At The Tank
9019022 | 2 | 2000-11-30 | Removed From Ground | Diesel | 1000 | Bare Steel | Bare Steel | Suction: No Valve At The Tank
9019022 | 3 | 2000-11-30 | Removed From Ground | Gas | 1000 | Bare Steel | Bare Steel | Suction: No Valve At The Tank
9019023 | 1 | 1998-01-01 | Temporarily Out Of Use | Gas | 0 | Bare Steel | Bare Steel | Not Marked
9019023 | 2 | 1998-01-01 | Temporarily Out Of Use | Gas | 0 | Bare Steel | Bare Steel | Not Marked
9019023 | 3 | 1998-01-01 | Temporarily Out Of Use | Gas | 0 | Bare Steel | Bare Steel | Not Marked
9019023 | 4 | 1998-01-01 | Temporarily Out Of Use | Empty | 0 | Bare Steel | Bare Steel | Not Marked
9020001 | 1 |  | Temporarily Out Of Use | Gas | 1000 | Not Marked/Unknown | Not Marked | Not Marked
9020001 | 2 |  | Temporarily Out Of Use | Gas | 1000 | Not Marked/Unknown | Not Marked | Not Marked
9020001 | 3 |  | Temporarily Out Of Use | Gas | 1000 | Not Marked/Unknown | Not Marked | Not Marked
9020002 | 1041-01 |  | Currently In Use | Heating Oil | 6000 | Bare Steel | Bare Steel | Pressure
9020003 | 1 |  | Permanently Out Of Use | Gas | 1000 | Bare Steel | Galvanized Steel | Not Marked
9020003 | 2 |  | Permanently Out Of Use | Gas | 1000 | Bare Steel | Galvanized Steel | Not Marked
9020004 | 5027-01 | 1992-07-01 | Removed From Ground | Heating Oil | 560 | Bare Steel | Bare Steel | Suction: Valve At The Tank
9020005 | 5017-01 | 1991-08-01 | Removed From Ground | Heating Oil | 48000 | Fiberglass | Bare Steel | Not Marked
9020005 | 5017-02 | 1991-08-01 | Removed From Ground | Heating Oil | 48000 | Fiberglass | Bare Steel | Not Marked
9020005 | 5017-03 | 1991-08-01 | Removed From Ground | Heating Oil | 48000 | Fiberglass | Bare Steel | Not Marked
9020006 | 5014-01 | 1986-04-01 | Removed From Ground | Diesel |  | Bare Steel | Bare Steel | Not Marked
9020007 | 2022-01 | 1986-02-28 | Removed From Ground | Heating Oil | 4000 | Bare Steel | Bare Steel | Suction: Valve At The Tank
9020009 | 1 | 1990-01-27 | Currently In Use | Gas | 6000 | Composite | Double Walled Flex | Pressure |  | 1990-01-27 |  | 1990-01-27
9020009 | 2 | 1990-01-27 | Currently In Use | Gas | 8000 | Composite | Double Walled Flex | Pressure |  | 1990-01-27 |  | 1990-01-27
9020009 | 3 | 1990-01-27 | Currently In Use | Gas | 8000 | Composite | Double Walled Flex | Pressure |  | 1990-01-27 |  | 1990-01-27
9020009 | 4 | 1990-01-27 | Currently In Use | Diesel | 4000 | Composite | Double Walled Flex | Pressure |  | 1990-01-27 |  | 1990-01-27
9020010 | 1 | 1990-03-01 | Removed From Ground | Used Oil | 1 | Concrete | Fiberglass Reinforced Plastic | Not Marked | Y |  | Y
9020011 | 1 | 1989-05-01 | Currently In Use | Gas | 8000 | Composite | Fiberglass Reinforced Plastic | Pressure |  | 1989-06-19 |  | 1989-06-19
9020011 | 2 | 1989-05-01 | Currently In Use | Gas | 8000 | Composite | Fiberglass Reinforced Plastic | Pressure |  | 1989-06-19 |  | 1989-06-19
9020011 | 3 | 1989-05-01 | Currently In Use | Gas | 6000 | Composite | Fiberglass Reinforced Plastic | Pressure |  | 1989-06-19 |  | 1989-06-19
9020011 | 4 | 1989-05-01 | Currently In Use | Diesel | 4000 | Composite | Fiberglass Reinforced Plastic | Pressure |  | 1989-06-19 |  | 1989-06-19
9020012 | 1 |  | Removed From Ground Date Unknown | Gas | 1000 | Bare Steel | Galvanized Steel | Not Marked
9020013 | 1 | 1990-09-22 | Currently In Use | Gas | 6000 | Double Walled | Double Walled Flex | Pressure |  | 1992-05-04 |  | 1992-05-04
9020013 | 2 | 1990-09-22 | Currently In Use | Gas | 8000 | Composite | Double Walled Flex | Pressure |  | 1992-05-04 |  | 1992-05-04
9020013 | 3 | 1990-09-22 | Currently In Use | Gas | 8000 | Composite | Double Walled Flex | Pressure |  | 1992-05-04 |  | 1992-05-04
9020013 | 4 | 1990-09-22 | Currently In Use | Diesel | 4000 | Composite | Double Walled Flex | Pressure |  | 1992-05-04 |  | 1992-05-04
9020014 | RU | 1986-01-01 | Currently In Use | Gas | 6000 | Steel-Impressed Current | Cathodically Protected | Pressure |  | 1992-01-01 |  | 1992-01-01
9020014 | SR | 1986-01-01 | Currently In Use | Gas | 6000 | Steel-Impressed Current | Cathodically Protected | Pressure |  | 1992-01-01 |  | 1992-01-01
9020014 | SU | 1986-01-01 | Currently In Use | Gas | 6000 | Steel-Impressed Current | Cathodically Protected | Pressure |  | 1992-01-01 |  | 1992-01-01
9020015 | 1 | 1989-02-01 | Currently In Use | Gas | 8200 | Composite | Fiberglass Reinforced Plastic | Pressure |  | 1989-02-01 |  | 1989-02-01
9020015 | 2 | 1989-02-01 | Currently In Use | Gas | 8200 | Composite | Fiberglass Reinforced Plastic | Pressure |  | 1989-02-01 |  | 1989-02-01
9020015 | 3 | 1989-02-01 | Currently In Use | Gas | 8200 | Composite | Fiberglass Reinforced Plastic | Pressure |  | 1989-02-01 |  | 1989-02-01
9020015 | 4 | 1989-02-01 | Currently In Use | Diesel | 15000 | Composite | Fiberglass Reinforced Plastic | Pressure |  | 1989-02-01 |  | 1989-02-01
9020015 | 5 | 1989-02-01 | Currently In Use | Diesel | 30000 | Composite | Fiberglass Reinforced Plastic | Pressure |  | 1989-02-01 |  | 1989-02-01
9020015 | 6 | 1993-07-01 | Currently In Use | Diesel | 30000 | Composite | Fiberglass Reinforced Plastic | Pressure |  | 1993-07-01 |  | 1993-07-01
9020015 | 7 | 2008-02-14 | Currently In Use | Diesel | 30000 | Composite Double Walled | Steel/Secondary Containment | Pressure | N | 2008-02-14 | N | 2008-02-14
9020016 | T1 | 1992-07-29 | Removed From Ground | Diesel | 10000 | Cathodically Protected Steel | Galvanized Steel | Pressure
9020016 | T2 | 1992-07-29 | Removed From Ground | Diesel | 3600 | Cathodically Protected Steel | Galvanized Steel | Pressure
9020017 | T1 | 1992-10-12 | Removed From Ground | Kerosene | 1000 | Bare Steel | Bare Steel | Suction: No Valve At The Tank
9020017 | T2 | 1992-10-12 | Removed From Ground | Diesel | 4000 | Bare Steel | Bare Steel | Suction: No Valve At The Tank
9020017 | T3 | 1992-10-12 | Removed From Ground | Diesel | 4000 | Bare Steel | Bare Steel | Suction: No Valve At The Tank
9020017 | T4 | 1992-10-12 | Removed From Ground | Gas | 3000 | Bare Steel | Bare Steel | Suction: No Valve At The Tank
9020017 | T5 | 1992-10-12 | Removed From Ground | Gas | 3000 | Bare Steel | Bare Steel | Suction: No Valve At The Tank
9020017 | T6 | 1992-10-12 | Removed From Ground | Gas | 3000 | Bare Steel | Bare Steel | Suction: No Valve At The Tank
9020018 | 1 | 1992-11-16 | Removed From Ground | Gas |  | Marked Unknown | Unknown | Not Marked
9020018 | 2 | 1992-11-16 | Removed From Ground | Gas |  | Marked Unknown | Unknown | Not Marked
9020018 | 3 | 1992-11-16 | Removed From Ground | Gas |  | Marked Unknown | Unknown | Not Marked
9020018 | 4 | 1992-11-16 | Removed From Ground | Diesel |  | Marked Unknown | Unknown | Not Marked
9020018 | 5 | 1992-11-16 | Removed From Ground | Gas |  | Marked Unknown | Unknown | Not Marked
9020019 | 1 | 1993-01-05 | Removed From Ground | Gas | 500 | Bare Steel | Bare Steel | Suction: No Valve At The Tank
9020019 | 2 | 1993-01-05 | Removed From Ground | Gas | 1000 | Bare Steel | Bare Steel | Suction: No Valve At The Tank
9020021 | 1 | 1993-08-04 | Removed From Ground | Gas | 12000 | Bare Steel | Galvanized Steel | Pressure
9020021 | 2 | 1993-08-04 | Removed From Ground | Diesel | 12000 | Bare Steel | Galvanized Steel | Pressure
9020021 | 3 | 1993-08-04 | Removed From Ground | Diesel | 12000 | Bare Steel | Galvanized Steel | Pressure
9020021 | 4 | 1993-08-04 | Removed From Ground | Diesel | 6000 | Bare Steel | Galvanized Steel | Pressure
9020021 | 5 | 1993-08-04 | Removed From Ground | Diesel | 3000 | Bare Steel | Galvanized Steel | Pressure
9020021 | 6 | 1993-08-04 | Removed From Ground | Gas | 3000 | Cathodically Protected Steel | Galvanized Steel | Suction: Valve At The Tank
9020022 | 1 | 1993-09-01 | Removed From Ground | Diesel | 500 | Not Marked/Unknown | Not Marked | Not Marked
9020023 | 3022-01 | 1984-01-01 | Currently In Use | Diesel | 15000 | Fiberglass | Cathodically Protected | Pressure |  | 1998-03-13 |  | 1984-01-01
9020023 | 3022-02 | 1984-01-01 | Currently In Use | Diesel | 15000 | Fiberglass | Cathodically Protected | Pressure |  | 1998-03-13 |  | 1984-01-01
9020023 | 3022-03 | 1984-01-01 | Currently In Use | Diesel | 15000 | Fiberglass | Cathodically Protected | Pressure |  | 1998-03-13 |  | 1984-01-01
9020023 | 3022-04 | 1989-01-01 | Temporarily Out Of Use | Used Oil | 1000 | Cathodically Protected Steel | Not Marked | Gravity Fed | Y | 1998-03-16 12:00 | Y | 1998-03-16 12:00
9020023 | 3022-05 | 1989-01-01 | Removed From Ground | Used Oil | 1000 | Bare Steel | Bare Steel | Gravity Fed | Y |  | Y
9020024 | 5052-01 | 1984-01-01 | Currently In Use | Diesel | 20000 | Fiberglass | Cathodically Protected | Pressure |  | 1998-11-12 |  | 1984-01-01
9020024 | 5052-02 | 1984-01-01 | Currently In Use | Diesel | 20000 | Fiberglass | Cathodically Protected | Pressure |  | 1998-11-12 |  | 1984-01-01
9020024 | 5052-03 | 1984-01-01 | Currently In Use | Diesel | 20000 | Fiberglass | Cathodically Protected | Pressure |  | 1998-11-12 |  | 1984-01-01
9020024 | 5052-04 | 1989-05-09 | Currently In Use | Diesel | 20000 | Fiberglass | Cathodically Protected | Pressure |  | 1998-11-12 |  | 1984-01-01
9020024 | 5052-05 | 1989-01-01 | Removed From Ground | Used Oil | 1000 | Bare Steel | Galvanized Steel | Gravity Fed | Y |  | Y
9020024 | 5052-06 | 1989-01-01 | Temporarily Out Of Use | Used Oil | 1000 | Steel-Galvanic | Not Marked | Gravity Fed | Y | 1999-03-05 12:00 | Y | 1999-03-05 12:00
9020025 | 996-01 | 1996-12-13 | Removed From Ground | Diesel | 1000 | Bare Steel | Galvanized Steel | Suction: No Valve At The Tank
9020025 | 996-02 | 1996-12-17 | Currently In Use | Diesel | 1000 | Double Walled | Secondary Containment | Suction: No Valve At The Tank |  | 1996-12-17 |  | 1996-12-17
9020026 | 86-01 | 1995-11-03 | Removed From Ground | Heating Oil | 2500 | Bare Steel | Not Marked | Suction: No Valve At The Tank
9020027 | 90-01 | 1995-11-03 | Removed From Ground | Heating Oil | 2060 | Bare Steel | Not Marked | Suction: No Valve At The Tank
9020028 | 95-01 | 1995-11-03 | Removed From Ground | Heating Oil | 2060 | Bare Steel | Not Marked | Suction: No Valve At The Tank
9020029 | 99-01 | 1995-11-02 | Removed From Ground | Heating Oil | 2650 | Bare Steel | Not Marked | Suction: No Valve At The Tank
9020030 | 199-01 | 1995-11-02 | Removed From Ground | Heating Oil | 940 | Bare Steel | Not Marked | Suction: No Valve At The Tank
9020031 | 1003-01 | 1993-12-01 | Removed From Ground | Heating Oil | 550 | Bare Steel | Bare Steel | Not Marked
9020032 | 1031-01 | 1986-06-01 | Removed From Ground | Heating Oil | 1500 | Fiberglass | Unknown | Suction: Valve At The Tank
9020033 | 1034-01 |  | Currently In Use | Heating Oil | 6000 | Fiberglass | Bare Steel | Suction: No Valve At The Tank
9020034 | 1039-01 |  | Permanently Out Of Use | Heating Oil | 15000 | Bare Steel | Bare Steel | Pressure
9020035 | 1040-01 | 1986-06-01 | Removed From Ground | Heating Oil | 6000 | Bare Steel | Bare Steel | Suction: Valve At The Tank
9020036 | 5101-01 |  | Permanently Out Of Use | Other | 550 | Bare Steel | Bare Steel | Not Marked
9020037 | 1033-01 | 1988-12-01 | Removed From Ground | Heating Oil | 6000 | Bare Steel | Bare Steel | Not Marked
9020039 | 1028-1 | 1999-08-11 | Removed From Ground | Diesel | 10000 | Bare Steel | Bare Steel | Suction: Valve At The Tank
9020039 | 1028-2 | 1998-06-26 | Temporarily Out Of Use | Diesel | 2500 | Double Walled | Double Walled | Suction: Valve At The Tank |  | 1998-07-20 |  | 1998-07-20
9020040 | 1021-01 | 1996-12-31 | Removed From Ground | Used Oil | 550 | Bare Steel | Galvanized Steel | Gravity Fed | Y |  | Y
9020040 | 1021-02 | 1996-12-31 | Removed From Ground | Heating Oil | 550 | Fiberglass | Bare Steel | Suction: No Valve At The Tank
9020040 | 1021-03 | 1997-01-02 | Currently In Use | Heating Oil | 650 | Double Walled | Double Walled | Gravity Fed | Y | 1997-06-25 12:00 | Y | 1997-01-02 12:00
9020040 | 1021-04 | 1997-01-02 | Temporarily Out Of Use | Used Oil | 650 | Double Walled | Double Walled | Gravity Fed |  | 1997-01-02 |  | 1997-01-02
9020042 | 2010-01 | 1994-12-15 | Removed From Ground | Other | 3000 | Bare Steel | Galvanized Steel | Suction: Valve At The Tank
9020043 | 2017-01 | 1997-01-30 | Removed From Ground | Heating Oil | 560 | Fiberglass | Fiberglass Reinforced Plastic | Suction: No Valve At The Tank
9020046 | 2004-01 | 1981-05-09 | Temporarily Out Of Use | Other | 2000 | Fiberglass | Double Walled | Suction: Valve At The Tank |  | 1998-08-25 |  | 1998-08-25
9020048 | 2015-01 | 1986-06-01 | Removed From Ground | Heating Oil | 2000 | Bare Steel | Bare Steel | Not Marked
9020049 | 2012-01 | 1986-06-01 | Removed From Ground | Heating Oil | 2000 | Bare Steel | Bare Steel | Not Marked
9020052 | 2006-1 |  | Currently In Use | Heating Oil | 550 | Bare Steel | Not Marked | Suction: No Valve At The Tank
9020058 | 5037-01 | 1997-11-10 | Removed From Ground | Heating Oil | 550 | Bare Steel | Not Marked | Suction: No Valve At The Tank
9020059 | 5042-01 | 1998-05-05 | Removed From Ground | Gas | 550 | Fiberglass | Fiberglass Reinforced Plastic | Pressure
9020059 | 5042-02 | 2002-12-26 | Removed From Ground | Gas | 650 | Double Walled | Fiberglass Reinforced Plastic | Not Marked |  | 1998-05-11 |  | 1998-05-11
9020060 | 5043-01 | 1985-01-01 | Currently In Use | Diesel | 15000 | Fiberglass | Galvanized Steel | Pressure |  | 1998-01-12 |  | 1996-02-06
9020060 | 5043-02 | 1985-01-01 | Currently In Use | Diesel | 15000 | Fiberglass | Galvanized Steel | Pressure |  | 1998-01-13 |  | 1996-02-06
9020061 | 5931-01 |  | Currently In Use | Heating Oil | 48000 | Bare Steel | Bare Steel | Gravity Fed
9020061 | 5931-02 |  | Currently In Use | Heating Oil | 48000 | Bare Steel | Bare Steel | Gravity Fed
9020061 | 5931-03 |  | Currently In Use | Heating Oil | 48000 | Bare Steel | Bare Steel | Gravity Fed
9020062 | 994-01 | 1996-12-11 | Removed From Ground | Diesel | 500 | Bare Steel | Galvanized Steel | Suction: Valve At The Tank
9020062 | 994-02 | 1997-01-18 | Currently In Use | Diesel | 650 | Double Walled | Double Walled | Suction: No Valve At The Tank |  | 1997-01-18 |  | 1997-01-18
9020063 | 995-01 | 1996-12-20 | Removed From Ground | Other | 550 | Bare Steel | Galvanized Steel | Suction: No Valve At The Tank
9020063 | 995-02 | 1996-12-27 | Currently In Use | Diesel | 650 | Double Walled | Double Walled | Suction: Valve At The Tank |  | 1996-12-27 |  | 1996-12-27
9020064 | 999-01 | 1997-01-24 | Removed From Ground | Other | 300 | Bare Steel | Galvanized Steel | Pressure
9020064 | 999-02 | 1998-02-07 | Currently In Use | Diesel | 300 | Unknown | Double Walled | Pressure |  | 1997-02-07 |  | 1997-02-07
9020065 | 1024-0 | 1985-01-01 | Currently In Use | Gas | 10000 | Fiberglass | Double Walled | Pressure |  | 1995-10-15 12:00 |  | 1995-10-15 12:00
9020065 | 1024-02 | 1985-01-01 | Currently In Use | Diesel | 10000 | Fiberglass | Double Walled | Pressure |  | 1995-10-15 12:00 |  | 1995-10-15 12:00
9020065 | 1024-03 | 1985-01-01 | Currently In Use | Gas | 10000 | Fiberglass | Double Walled | Pressure |  | 1995-10-15 12:00 |  | 1995-10-15 12:00
9020065 | 1024-04 | 1997-11-30 | Removed From Ground | Used Oil | 550 | Fiberglass | Not Marked | Gravity Fed | Y |  | Y
9020065 | 1024-05 | 1995-10-15 | Currently In Use | Gas | 10000 | Unknown | Double Walled | Suction: No Valve At The Tank |  | 1995-10-15 12:00 |  | 1995-10-15 12:00
9020065 | 1024-06 | 1997-01-01 | Temporarily Out Of Use | Used Oil | 600 | Fiberglass Double Walled | Fiberglass/Double Walled | Pressure | N | 1995-10-15 12:00 | N | 1995-10-15 12:00
9020066 | 1029-01 | 1982-01-01 | Currently In Use | Other | 10000 | Fiberglass | Double Walled | Suction: No Valve At The Tank |  | 1998-01-15 |  | 1998-01-15
9020067 | 1065-01 | 2009-02-12 | Removed From Ground | Diesel | 1000 | Fiberglass | Secondary Containment | Suction: No Valve At The Tank |  | 1998-11-10 |  | 1985-06-30
9020067 | 1065-02 | 2000-08-08 | Removed From Ground | Other | 550 | Fiberglass | Secondary Containment | Pressure |  | 1998-11-10 |  | 1998-06-30
9020067 | 1065-03 | 1985-06-30 | Temporarily Out Of Use | Used Oil | 550 | Fiberglass | Secondary Containment | Gravity Fed | Y | 1999-02-05 12:00 | Y | 1999-02-05 12:00
9020067 | 1065-A | 1988-11-01 | Removed From Ground | Other | 500 | Bare Steel | Bare Steel | Not Marked
9020067 | 1065-B | 1988-11-01 | Removed From Ground | Used Oil | 500 | Bare Steel | Bare Steel | Gravity Fed | Y |  | Y
9020067 | 1065-C | 1988-11-01 | Removed From Ground | Diesel | 2000 | Bare Steel | Bare Steel | Suction: Valve At The Tank
9020068 | 1965-01 | 1997-03-05 | Removed From Ground | Other | 550 | Bare Steel | Bare Steel | Suction: No Valve At The Tank
9020068 | 1965-02 | 1997-04-17 | Currently In Use | Diesel | 650 | Double Walled | Double Walled | Suction: No Valve At The Tank |  | 1997-04-17 |  | 1997-04-17
9020070 | 2900-01 | 1997-04-04 | Removed From Ground | Diesel | 550 | Bare Steel | Galvanized Steel | Suction: No Valve At The Tank
9020070 | 2900-02 | 1997-04-18 | Currently In Use | Diesel | 650 | Double Walled | Double Walled | Suction: No Valve At The Tank |  | 1997-04-20 |  | 1997-04-20
9020071 | 2996-01 | 1997-01-22 | Removed From Ground | Diesel | 500 | Bare Steel | Galvanized Steel | Suction: No Valve At The Tank
9020071 | 2996-02 | 1997-02-26 | Currently In Use | Diesel | 650 | Double Walled | Double Walled | Suction: Valve At The Tank |  | 1997-02-26 |  | 1997-02-26
9020072 | 3019-01 | 1998-02-09 | Removed From Ground | Used Oil | 550 | Fiberglass | Galvanized Steel | Gravity Fed | Y |  | Y
9020072 | 3019-02 | 1998-01-30 | Removed From Ground | Used Oil | 550 | Fiberglass | Galvanized Steel | Gravity Fed | Y |  | Y
9020076 | 5064-01 | 2009-05-15 | Removed From Ground | Diesel | 500 | Double Walled | Double Walled | Suction: No Valve At The Tank |  | 1998-02-20 |  | 1998-02-20
9020077 | 5088-01 | 1997-11-17 | Removed From Ground | Heating Oil | 550 | Bare Steel | Galvanized Steel | Suction: No Valve At The Tank
9020077 | 5088-02 | 1997-12-15 | Currently In Use | Heating Oil | 650 | Double Walled | Double Walled | Suction: Valve At The Tank |  | 1997-12-15 |  | 1997-12-15
9020078 | 6998-01 | 1997-01-31 | Removed From Ground | Other | 285 | Bare Steel | Galvanized Steel | Suction: No Valve At The Tank
9020078 | 6998-02 | 1997-02-12 | Currently In Use | Diesel | 300 | Unknown | Double Walled | Suction: No Valve At The Tank |  | 1997-02-12 |  | 1997-02-12
9020079 | 1969-01 | 1997-02-12 | Removed From Ground | Other | 300 | Bare Steel | Not Marked | Pressure
9020079 | 1969-02 | 1997-03-22 | Currently In Use | Diesel | 300 | Unknown | Double Walled | Pressure |  | 1997-03-22 |  | 1997-03-22
9020081 | 2034-01 | 1989-01-01 | Temporarily Out Of Use | Used Oil | 1000 | Double Walled | Fiberglass Reinforced Plastic | Gravity Fed | Y | 1990-07-26 12:00 | Y | 1989-01-01 12:00
9020081 | 2034-02 | 1989-01-01 | Temporarily Out Of Use | Used Oil | 1000 | Double Walled | Fiberglass Reinforced Plastic | Gravity Fed | Y | 1990-07-26 12:00 | Y | 1989-01-01 12:00
9020082 | 5073-01 | 1989-01-01 | Temporarily Out Of Use | Used Oil | 1000 | Double Walled | Fiberglass Reinforced Plastic | Gravity Fed | Y | 1997-10-01 12:00 | Y | 1989-01-01 12:00
9020086 | 1 | 1980-01-01 | Removed From Ground | Gas | 500 | Bare Steel | Galvanized Steel | Suction: Valve At The Tank
9020086 | 2 | 1980-01-01 | Removed From Ground | Gas | 500 | Bare Steel | Galvanized Steel | Suction: Valve At The Tank
9020087 | 1 | 1982-01-01 | Currently In Use | Gas | 6000 | Steel-Impressed Current | Cathodically Protected | Pressure |  | 1996-05-01 |  | 1996-05-01
9020087 | 2 | 1982-01-01 | Currently In Use | Gas | 6000 | Steel-Impressed Current | Cathodically Protected | Pressure |  | 1996-05-01 |  | 1996-05-01
9020087 | 3 | 1982-01-01 | Currently In Use | Gas | 6000 | Steel-Impressed Current | Cathodically Protected | Pressure |  | 1996-05-01 |  | 1996-05-01
9020088 | 1 | 1978-01-01 | Currently In Use | Gas | 8000 | Steel-Impressed Current | Double Walled | Pressure |  | 1996-06-11 |  | 1996-06-11
9020088 | 2 | 1978-01-01 | Currently In Use | Gas | 8000 | Steel-Impressed Current | Double Walled | Pressure |  | 1996-06-11 |  | 1996-06-11
9020088 | 3 | 1978-01-01 | Currently In Use | Gas | 6000 | Steel-Impressed Current | Double Walled | Pressure |  | 1996-06-11 |  | 1996-06-11
9020088 | 4 | 1982-01-01 | Currently In Use | Diesel | 4000 | Steel-Impressed Current | Double Walled | Pressure |  | 1996-06-11 |  | 1996-06-11
9020089 | 1 | 2004-05-01 | Removed From Ground | Gas | 8000 | Steel-Impressed Current | Cathodically Protected | Pressure |  | 1982-01-01 |  | 1982-01-01
9020089 | 2 | 2004-05-01 | Removed From Ground | Gas | 8000 | Steel-Impressed Current | Cathodically Protected | Pressure |  | 1982-01-01 |  | 1982-01-01
9020089 | 3 | 2004-05-01 | Removed From Ground | Gas | 8000 | STIP-3 | Cathodically Protected | Pressure |  | 1982-01-01 |  | 1982-01-01
9020089 | 4 | 2004-05-01 | Removed From Ground | Gas | 8000 | STIP-3 | Cathodically Protected | Pressure |  | 1982-01-01 |  | 1982-01-01
9020089 | 5A | 2004-05-01 | Currently In Use | Gas | 12000 | Fiberglass Double Walled | Double Walled Flex | Pressure | N | 2004-05-01 | N | 2004-05-01
9020089 | 5B | 2004-05-01 | Currently In Use | Gas | 8000 | Fiberglass Double Walled | Double Walled Flex | Pressure | N | 2004-05-01 | N | 2004-05-01
9020090 | 1 | 2006-11-16 | Temporarily Out Of Use | Gas | 8000 | Steel-Galvanic | Cathodically Protected | Pressure |  | 1990-01-01 |  | 1990-01-01
9020090 | 2 | 2006-11-16 | Temporarily Out Of Use | Gas | 1000 | Steel-Galvanic | Cathodically Protected | Pressure |  | 1990-01-01 |  | 1990-01-01
9020090 | 3 | 2006-11-16 | Temporarily Out Of Use | Gas | 8000 | Steel-Galvanic | Cathodically Protected | Pressure |  | 1990-01-01 |  | 1990-01-01
9020090 | 4 | 2006-11-16 | Temporarily Out Of Use | Diesel | 8000 | Steel-Galvanic | Cathodically Protected | Pressure |  | 1990-01-01 |  | 1990-01-01
9020091 | 1-UL | 1983-01-01 | Currently In Use | Gas | 6000 | Steel-Impressed Current | Cathodically Protected | Pressure |  | 1996-06-21 |  | 1996-06-21
9020091 | 2-UL | 1983-01-01 | Currently In Use | Gas | 6000 | Steel-Impressed Current | Cathodically Protected | Pressure |  | 1996-06-21 |  | 1996-06-21
9020091 | 3-MG | 1983-01-01 | Currently In Use | Gas | 6000 | Steel-Impressed Current | Cathodically Protected | Pressure |  | 1996-06-21 |  | 1996-06-21
9020091 | 4-PREM | 1983-01-01 | Currently In Use | Gas | 6000 | Steel-Impressed Current | Cathodically Protected | Pressure |  | 1996-06-21 |  | 1996-06-21
9020091 | 5-PREM | 1983-01-01 | Currently In Use | Gas | 6000 | Steel-Impressed Current | Cathodically Protected | Pressure |  | 1996-06-21 |  | 1996-06-21
9020092 | 1 | 1992-10-16 | Currently In Use | Gas | 4000 | Composite | Fiberglass Reinforced Plastic | Pressure |  | 1992-10-16 |  | 1992-10-16
9020092 | 2 | 1992-10-16 | Currently In Use | Gas | 6000 | Composite | Fiberglass Reinforced Plastic | Pressure |  | 1992-10-16 |  | 1992-10-16
9020092 | 3 | 1992-10-16 | Currently In Use | Gas | 8000 | Composite | Fiberglass Reinforced Plastic | Pressure |  | 1992-10-16 |  | 1992-10-16
9020092 | 4 | 1992-10-16 | Currently In Use | Diesel | 8000 | Composite | Fiberglass Reinforced Plastic | Pressure |  | 1992-10-16 |  | 1992-10-16
9020093 | 1 |  | Removed From Ground Date Unknown | Gas | 1000 | Not Marked/Unknown | Not Marked | Not Marked
9020093 | 2 |  | Removed From Ground Date Unknown | Diesel | 1000 | Not Marked/Unknown | Not Marked | Not Marked
9020093 | 3 |  | Removed From Ground Date Unknown | Gas | 150 | Not Marked/Unknown | Not Marked | Not Marked
9020093 | 4 |  | Removed From Ground Date Unknown | Diesel | 500 | Not Marked/Unknown | Not Marked | Not Marked
9020094 | 1 |  | Removed From Ground Date Unknown | Other | 4000 | Not Marked/Unknown | Not Marked | Not Marked
9020094 | 2 |  | Removed From Ground Date Unknown | Other | 4000 | Not Marked/Unknown | Not Marked | Not Marked
9020094 | 3 |  | Removed From Ground Date Unknown | Other | 4000 | Not Marked/Unknown | Not Marked | Not Marked
9020094 | 4 |  | Removed From Ground Date Unknown | Other | 4000 | Not Marked/Unknown | Not Marked | Not Marked
9020094 | 5 |  | Removed From Ground Date Unknown | Diesel | 4000 | Not Marked/Unknown | Not Marked | Not Marked
9020094 | 6 |  | Removed From Ground Date Unknown | Diesel | 4000 | Not Marked/Unknown | Not Marked | Not Marked
9020094 | 7 |  | Removed From Ground Date Unknown | Gas | 4000 | Not Marked/Unknown | Not Marked | Not Marked
9020094 | 8 |  | Removed From Ground Date Unknown | Gas | 1000 | Not Marked/Unknown | Not Marked | Not Marked
9020094 | 9 |  | Removed From Ground Date Unknown | Gas | 1000 | Not Marked/Unknown | Not Marked | Not Marked
9020096 | 1REG | 1995-06-01 | Removed From Ground | Gas | 8000 | Bare Steel | Bare Steel | Pressure |  |  |  | 1991-11-07
9020096 | 2REG | 1995-06-01 | Removed From Ground | Gas | 8000 | Bare Steel | Bare Steel | Pressure |  |  |  | 1991-11-07
9020096 | 3PRE | 1995-06-01 | Removed From Ground | Gas | 8000 | Bare Steel | Bare Steel | Pressure |  |  |  | 1991-11-07
9020096 | 4UL | 1995-09-01 | Currently In Use | Gas | 12000 | Composite | Fiberglass Reinforced Plastic | Pressure |  | 1995-09-01 |  | 1995-09-01
9020096 | AMID | 1995-09-01 | Currently In Use | Gas | 6000 | Composite | Fiberglass Reinforced Plastic | Pressure |  | 1995-09-01 |  | 1995-09-01
9020096 | BPREM | 1995-09-01 | Currently In Use | Gas | 6000 | Composite | Fiberglass Reinforced Plastic | Pressure |  | 1995-09-01 |  | 1995-09-01
9020097 | UL-1 | 1995-07-25 | Removed From Ground | Gas | 4000 | Marked Unknown | Not Marked | Suction: No Valve At The Tank
9020098 | 1 | 1997-01-03 | Removed From Ground | Gas | 10000 | Bare Steel | Galvanized Steel | Pressure
9020098 | 2 | 1997-01-03 | Removed From Ground | Gas | 10000 | Bare Steel | Galvanized Steel | Pressure
9020098 | 3 | 1997-01-03 | Removed From Ground | Gas | 10000 | Bare Steel | Galvanized Steel | Pressure
9020098 | 4 | 1997-01-03 | Removed From Ground | Diesel | 10000 | Bare Steel | Galvanized Steel | Pressure
9020098 | 5 | 1997-01-03 | Removed From Ground | Other | 280 | Bare Steel | Galvanized Steel | Suction: No Valve At The Tank
9020098 | 6 | 2016-12-06 | Removed From Ground | Gas | 15000 | Composite Double Walled | Double Walled Flex | Pressure |  | 1997-12-15 |  | 1997-12-15
9020098 | 7 | 2016-12-06 | Removed From Ground | Gas | 12000 | Composite Double Walled | Double Walled Flex | Pressure |  | 1997-12-15 |  | 1997-12-15
9020099 | 1 | 2003-04-01 | Removed From Ground | Gas | 10000 | Steel-Impressed Current | Cathodically Protected | Pressure |  | 1998-12-21 |  | 1998-12-21
9020099 | 2 | 2003-04-01 | Removed From Ground | Gas | 10000 | Steel-Impressed Current | Cathodically Protected | Pressure |  | 1998-12-21 |  | 1998-12-21
9020099 | 3 | 2003-04-01 | Removed From Ground | Gas | 10000 | Steel-Impressed Current | Cathodically Protected | Pressure |  | 1998-12-21 |  | 1998-12-21
9020100 | 1 | 1998-12-22 | Removed From Ground | Gas | 2000 | Bare Steel | Galvanized Steel | Suction: Valve At The Tank
9020100 | 2 | 1998-12-22 | Removed From Ground | Gas | 2000 | Bare Steel | Galvanized Steel | Suction: No Valve At The Tank
9020100 | 3A | 1999-09-17 | Currently In Use | Gas | 1000 | Composite | Fiberglass Reinforced Plastic | Suction: No Valve At The Tank |  | 1999-10-12 |  | 1999-10-12
9020100 | 3B | 1999-09-17 | Currently In Use | Gas | 1000 | Composite | Fiberglass Reinforced Plastic | Suction: No Valve At The Tank |  | 1999-10-12 |  | 1999-10-12
9020102 | NOLEAD | 1991-03-01 | Currently In Use | Gas | 10000 | Steel-Impressed Current | Cathodically Protected | Pressure |  | 1991-03-01 12:00 | Y | 1991-03-01 12:00
9020102 | PLUS | 1991-03-01 | Currently In Use | Gas | 10000 | Steel-Impressed Current | Cathodically Protected | Pressure |  | 1991-03-01 12:00 | Y | 1991-03-01 12:00
9020102 | PREMIUM | 1991-03-01 | Currently In Use | Gas | 10000 | Steel-Impressed Current | Cathodically Protected | Pressure |  | 1991-03-01 12:00 | Y | 1991-03-01 12:00
9020103 | 1 | 2005-05-29 | Currently In Use | Gas | 8000 | Composite | Fiberglass Reinforced Plastic | Pressure |  | 1995-05-29 |  | 1995-05-29
9020103 | 2 | 2005-05-29 | Currently In Use | Gas | 8000 | Composite | Fiberglass Reinforced Plastic | Pressure |  | 1995-05-29 |  | 1995-05-29
9020103 | 3 | 1995-05-29 | Currently In Use | Gas | 6000 | Composite | Fiberglass Reinforced Plastic | Pressure |  | 1995-05-29 |  | 1995-05-29
9020103 | 4 | 2005-05-29 | Currently In Use | Diesel | 4000 | Composite | Fiberglass Reinforced Plastic | Pressure |  | 1995-05-29 |  | 1995-05-29
9020105 | 1 | 2014-04-15 | Temporarily Out Of Use | Kerosene | 4000 | Composite | Fiberglass Reinforced Plastic | Pressure |  | 1993-03-05 |  | 1993-03-05
9020105 | 2 | 2014-07-03 | Currently In Use | Gas | 10000 | Composite | Fiberglass Reinforced Plastic | Pressure |  | 1993-03-05 |  | 1993-03-05
9020105 | 3 | 2014-07-03 | Currently In Use | Gas | 10000 | Composite | Fiberglass Reinforced Plastic | Pressure |  | 1993-03-05 |  | 1993-03-05
9020105 | 4 | 2014-07-03 | Currently In Use | Gas | 10000 | Composite | Fiberglass Reinforced Plastic | Pressure |  | 1993-03-05 |  | 1993-03-05
9020105 | 5 | 2014-07-03 | Currently In Use | Diesel | 20000 | Composite | Fiberglass Reinforced Plastic | Pressure |  | 1993-03-05 |  | 1993-03-05
9020105 | 6 | 2014-04-15 | Temporarily Out Of Use | Diesel | 20000 | Composite | Fiberglass Reinforced Plastic | Pressure |  | 1993-03-05 |  | 1993-03-05
9020106 | 1 | 1998-08-07 | Removed From Ground | Gas | 3500 | Cathodically Protected Steel | Bare Steel | Suction: Valve At The Tank
9020106 | 2 | 1998-08-07 | Removed From Ground | Gas | 3500 | Bare Steel | Bare Steel | Suction: Valve At The Tank
9020106 | 3 | 1998-08-07 | Removed From Ground | Gas | 3500 | Cathodically Protected Steel | Bare Steel | Suction: Valve At The Tank
9020108 | 1 | 2012-07-02 | Temporarily Out Of Use | Gas | 10000 | Fiberglass | Fiberglass Reinforced Plastic | Pressure |  | 1994-12-01 |  | 1994-12-01
9020108 | 2 | 2012-07-02 | Temporarily Out Of Use | Gas | 10000 | Fiberglass | Fiberglass Reinforced Plastic | Pressure |  | 1994-12-01 |  | 1994-12-01
9020108 | 3 | 2012-07-02 | Temporarily Out Of Use | Gas | 12000 | Fiberglass | Fiberglass Reinforced Plastic | Pressure |  | 1994-12-01 |  | 1994-12-01
9020108 | 4 | 2012-07-02 | Temporarily Out Of Use | Diesel | 20000 | Fiberglass | Fiberglass Reinforced Plastic | Pressure |  | 1994-12-01 |  | 1994-12-01
9020108 | 5 | 2012-07-02 | Temporarily Out Of Use | Diesel | 20000 | Fiberglass | Fiberglass Reinforced Plastic | Pressure |  | 1994-12-01 |  | 1994-12-01
9020108 | 6 | 2012-07-02 | Temporarily Out Of Use | Diesel | 20000 | Fiberglass | Fiberglass Reinforced Plastic | Pressure |  | 1994-12-01 |  | 1994-12-01
9020109 | 1 | 1997-08-19 | Removed From Ground | Diesel | 2000 | Bare Steel | Galvanized Steel | Suction: Valve At The Tank
9020109 | 2 |  | Removed From Ground Date Unknown | Gas | 2000 | Steel-Impressed Current | Cathodically Protected | Suction: Valve At The Tank
9020109 | 3 |  | Removed From Ground Date Unknown | Gas | 4000 | Steel-Impressed Current | Cathodically Protected | Suction: Valve At The Tank
9020109 | 4 |  | Removed From Ground Date Unknown | Gas | 8000 | Fiberglass | Cathodically Protected | Suction: Valve At The Tank |  | 1997-08-19 |  | 1997-08-19
9020109 | 5 | 1980-01-01 | Currently In Use | Gas | 8000 | Fiberglass | Single Wall Flex | Pressure
9020109 | 6 | 2002-08-19 | Currently In Use | Gas | 8000 | Composite | Single Wall Flex | Pressure | N | 1997-08-19 12:00 | N | 1997-08-19 12:00
9020110 | 1 | 2001-05-31 | Removed From Ground | Gas | 8000 | Steel-Impressed Current | Fiberglass Reinforced Plastic | Pressure |  | 1998-11-05 |  | 1989-01-11
9020110 | 2 | 2001-05-31 | Removed From Ground | Gas | 8000 | Steel-Impressed Current | Fiberglass Reinforced Plastic | Pressure |  | 1998-11-05 |  | 1989-01-11
9020110 | 3 | 2001-05-31 | Removed From Ground | Gas | 8000 | Steel-Impressed Current | Fiberglass Reinforced Plastic | Pressure |  | 1998-11-05 |  | 1989-01-11
9020112 | 1 | 2002-11-04 | Removed From Ground | Gas | 4000 | Steel-Impressed Current | Cathodically Protected | Pressure |  | 1998-02-06 |  | 1998-02-06
9020112 | 1 |  | Temporarily Out Of Use | Gas | 4000 | Steel-Impressed Current | Cathodically Protected | Pressure |  | 1998-02-06 |  | 1998-02-06
9020112 | 2 | 2002-11-04 | Removed From Ground | Gas | 4000 | Steel-Impressed Current | Cathodically Protected | Pressure |  | 1998-02-06 |  | 1998-02-06
9020112 | 2 |  | Temporarily Out Of Use | Gas | 4000 | Steel-Impressed Current | Cathodically Protected | Pressure |  | 1998-02-06 |  | 1998-02-06
9020112 | 3 | 2002-11-04 | Removed From Ground | Gas | 4000 | Steel-Impressed Current | Cathodically Protected | Pressure |  | 1998-02-06 |  | 1998-02-06
9020112 | 3 |  | Temporarily Out Of Use | Gas | 4000 | Steel-Impressed Current | Cathodically Protected | Pressure |  | 1998-02-06 |  | 1998-02-06
9020112 | 4 | 2002-11-04 | Removed From Ground | Gas | 4000 | Steel-Impressed Current | Cathodically Protected | Pressure |  | 1998-02-06 |  | 1998-02-06
9020112 | 4 |  | Temporarily Out Of Use | Gas | 4000 | Steel-Impressed Current | Cathodically Protected | Pressure |  | 1998-02-06 |  | 1998-02-06
9020115 | 1 | 1998-09-30 | Currently In Use | Gas | 10000 | Unknown | Fiberglass Reinforced Plastic | Pressure |  | 1998-09-30 |  | 1998-09-30
9020115 | 2 | 1998-09-30 | Currently In Use | Diesel | 4000 | Unknown | Double Walled Flex | Suction: No Valve At The Tank |  | 1998-09-30 |  | 1998-09-30
9020117 | 3 | 1993-08-30 | Removed From Ground | Gas | 500 | Bare Steel | Galvanized Steel | Suction: No Valve At The Tank
9020120 | 1 | 1996-12-01 | Currently In Use | Gas | 10000 | EPOXY/DOUBLE WALLED | Double Walled Flex | Pressure |  | 1996-12-01 |  | 1996-12-01
9020120 | 2 | 1996-12-01 | Currently In Use | Gas | 10000 | EPOXY/DOUBLE WALLED | Double Walled Flex | Pressure |  | 1996-12-01 |  | 1996-12-01
9020120 | 3 | 1996-12-01 | Currently In Use | Gas | 10000 | EPOXY/DOUBLE WALLED | Double Walled Flex | Pressure |  | 1996-12-01 |  | 1996-12-01
9020120 | 4 | 1996-12-01 | Currently In Use | Diesel | 20000 | EPOXY/DOUBLE WALLED | Double Walled Flex | Pressure |  | 1996-12-01 |  | 1996-12-01
9020120 | 5 | 1996-12-01 | Currently In Use | Diesel | 20000 | EPOXY/DOUBLE WALLED | Double Walled Flex | Pressure |  | 1996-12-01 |  | 1996-12-01
9020121 | 1 | 1997-09-04 | Currently In Use | Gas | 15000 | Composite Double Walled | Fiberglass/Double Walled | Pressure |  | 1997-09-01 |  | 1997-09-04
9020121 | 2 | 1997-09-04 | Currently In Use | Diesel | 12000 | Composite Double Walled | Fiberglass Reinforced Plastic | Pressure |  | 1997-09-01 |  | 1997-09-04
9020121 | 3 | 1997-09-04 | Currently In Use | Gas | 12000 | Composite Double Walled | Fiberglass Reinforced Plastic | Pressure |  | 1997-09-01 |  | 1997-09-04
9020122 | 1 | 1998-09-08 | Removed From Ground | Diesel | 500 | Bare Steel | Galvanized Steel | Not Marked
9020123 | 1 | 1998-01-03 | Currently In Use | Gas | 10000 | Composite | Double Walled | Pressure |  | 1998-01-03 |  | 1998-01-01
9020123 | 2 | 1998-01-03 | Currently In Use | Gas | 10000 | Composite | Double Walled | Pressure |  | 1998-01-03 |  | 1998-01-03
9020123 | 3 | 1998-01-03 | Currently In Use | Diesel | 8000 | Composite | Double Walled | Pressure |  | 1998-01-03 |  | 1998-01-03
9020124 | 1 |  | Permanently Out Of Use | Diesel | 4000 | Bare Steel | Bare Steel | Suction: No Valve At The Tank
9020124 | 2 |  | Permanently Out Of Use | Diesel | 4000 | Bare Steel | Bare Steel | Suction: No Valve At The Tank
9020124 | 3 |  | Permanently Out Of Use | Diesel | 4000 | Bare Steel | Bare Steel | Suction: No Valve At The Tank
9020125 | 1 |  | Removed From Ground Date Unknown | Gas | 2000 | Bare Steel | Bare Steel | Not Marked
9020125 | 2 |  | Removed From Ground Date Unknown | Gas | 2000 | Bare Steel | Bare Steel | Not Marked
9020125 | 3 |  | Removed From Ground Date Unknown | Gas | 2000 | Bare Steel | Bare Steel | Not Marked
9020126 | 1 | 1998-11-11 | Currently In Use | Gas | 10000 | Composite | Fiberglass Reinforced Plastic | Pressure |  | 1998-11-25 |  | 1998-11-25
9020126 | 2 | 1998-11-11 | Currently In Use | Diesel | 10000 | Composite | Fiberglass Reinforced Plastic | Pressure |  | 1998-11-25 |  | 1998-11-25
9020127 | 1 | 1999-03-25 | Removed From Ground | Gas | 2000 | Bare Steel | Bare Steel | Not Marked
9020127 | 2 | 1999-03-25 | Removed From Ground | Gas | 2000 | Bare Steel | Bare Steel | Not Marked
9020127 | 3 | 1999-03-25 | Removed From Ground | Gas | 2000 | Bare Steel | Bare Steel | Not Marked
9020127 | 4 |  | Temporarily Out Of Use | Gas | 2000 | Composite | Fiberglass Reinforced Plastic | Suction: No Valve At The Tank |  | 1998-01-07 |  | 1998-01-07
9020127 | 5 |  | Temporarily Out Of Use | Gas | 2000 | Composite | Fiberglass Reinforced Plastic | Suction: No Valve At The Tank |  | 1998-01-07 |  | 1998-01-07
9020127 | 6 |  | Temporarily Out Of Use | Gas | 2000 | Composite | Fiberglass Reinforced Plastic | Suction: No Valve At The Tank |  | 1998-01-07 |  | 1998-01-07
9020128 | 1 | 1999-05-01 | Currently In Use | Gas | 20000 | Composite Double Walled | Fiberglass/Double Walled | Pressure |  | 1999-05-01 |  | 1999-05-01
9020128 | 2 | 1999-05-01 | Currently In Use | Gas | 10000 | Composite Double Walled | Fiberglass/Double Walled | Pressure |  | 1999-05-01 |  | 1999-05-01
9020128 | 3 | 1999-05-01 | Currently In Use | Diesel | 25000 | Composite Double Walled | Fiberglass/Double Walled | Pressure |  | 1999-05-01 |  | 1999-05-01
9020128 | 4 | 1999-05-01 | Currently In Use | Diesel | 25000 | Composite Double Walled | Fiberglass/Double Walled | Pressure |  | 1999-05-01 |  | 1999-05-01
9020128 | A |  | Removed From Ground Date Unknown | Gas | 10000 | Steel-Impressed Current |  |  | N |  | N
9020128 | B |  | Removed From Ground Date Unknown | Gas | 10000 | Steel-Impressed Current |  |  | N |  | N
9020128 | C |  | Removed From Ground Date Unknown | Gas | 10000 | Steel-Impressed Current |  |  | N |  | N
9020128 | D |  | Removed From Ground Date Unknown | Diesel | 3000 | Bare Steel |  |  | N |  | N
9020128 | E |  | Removed From Ground Date Unknown | Diesel | 10000 | Unknown |  |  | N |  | N
9020129 | 1 | 1999-02-11 | Currently In Use | Diesel | 20000 | Fiberglass Double Walled | Double Walled/Sec. Containment | Pressure |  | 1999-02-11 |  | 1999-02-11
9020129 | 2 | 1999-02-11 | Currently In Use | Diesel | 20000 | Fiberglass Double Walled | Double Walled/Sec. Containment | Pressure |  | 1999-02-11 |  | 1999-02-11
9020129 | 3 | 1999-02-11 | Currently In Use | Diesel | 20000 | Fiberglass Double Walled | Double Walled/Sec. Containment | Pressure |  | 1999-02-11 |  | 1999-02-11
9020129 | 4 | 1999-02-11 | Currently In Use | Gas | 20000 | Fiberglass Double Walled | Double Walled/Sec. Containment | Pressure |  | 1999-02-11 |  | 1999-02-11
9020129 | 5 | 1999-02-11 | Currently In Use | Gas | 20000 | Fiberglass Double Walled | Double Walled/Sec. Containment | Pressure |  | 1999-02-11 |  | 1999-02-11
9020129 | 6 | 1999-02-11 | Currently In Use | Gas | 20000 | Fiberglass Double Walled | Double Walled/Sec. Containment | Pressure |  | 1999-02-11 |  | 1999-02-11
9020129 | 7 | 2006-02-01 | Currently In Use | New Oil | 10000 | Fiberglass Double Walled | Fiberglass/Double Walled | Suction: No Valve At The Tank | N | 2006-02-01 | N | 2006-02-01
9020129 | 8 | 2006-02-01 | Currently In Use | New Oil | 8000 | Fiberglass Double Walled | Fiberglass/Double Walled | Suction: No Valve At The Tank | N | 2006-02-01 | N | 2006-02-01
9020129 | 9 | 2006-02-01 | Currently In Use | Used Oil | 8000 | Fiberglass Double Walled | Steel/Secondary Containment | Gravity Fed | N | 2006-02-01 | N | 2006-02-01
9020130 | 1 | 1999-11-02 | Currently In Use | Diesel | 1000 | Composite | Secondary Containment | Suction: No Valve At The Tank |  | 1999-11-09 |  | 1999-11-09
9020130 | 2 | 1999-11-02 | Currently In Use | Gas | 5000 | Composite | Secondary Containment | Pressure |  | 1999-11-09 |  | 1999-11-09
9020131 | 1A | 1998-02-04 | Currently In Use | Gas | 20000 | Double Walled | Double Walled | Pressure |  | 1998-02-04 |  | 1998-02-04
9020131 | 1B | 1998-02-04 | Currently In Use | Gas | 8000 | Double Walled | Double Walled | Pressure | N | 1998-02-04 | N | 1998-02-04
9020132 | 1 | 2000-03-01 | Currently In Use | Gas | 20000 | Composite Double Walled | Double Walled Flex | Pressure |  | 2000-03-01 |  | 2000-03-01
9020132 | 2 | 2000-03-01 | Currently In Use | Gas | 12000 | Composite Double Walled | Double Walled Flex | Pressure |  | 2000-03-01 |  | 2000-03-01
9020132 | 3 | 2000-03-01 | Currently In Use | Diesel | 8000 | Composite Double Walled | Double Walled Flex | Pressure |  | 2000-03-01 |  | 2000-03-01
9020133 | 1 | 2000-05-23 | Currently In Use | Gas | 2000 | Composite | Double Walled Flex | Suction: No Valve At The Tank |  | 2000-05-24 |  | 2000-05-24
9020133 | 2 |  | Removed From Ground Date Unknown | Gas | 1000 | Unknown |  |  | N |  | N
9020134 | 1 | 1990-05-01 | Currently In Use | Gas | 1000 | Fiberglass | Fiberglass Reinforced Plastic | Suction: Valve At The Tank |  | 1990-05-24 |  | 1990-05-24
9020134 | 2 | 1990-05-01 | Currently In Use | Diesel | 1000 | Fiberglass | Fiberglass Reinforced Plastic | Suction: Valve At The Tank |  | 1990-05-24 |  | 1990-05-24
9020135 | 1 | 2000-11-01 | Currently In Use | Gas | 10000 | Composite | Double Walled | Pressure |  | 2000-11-01 |  | 2000-11-01
9020135 | 2A | 2000-11-01 | Currently In Use | Gas | 6000 | Composite | Double Walled | Pressure |  | 2000-11-01 |  | 2000-11-01
9020135 | 2B | 2000-11-01 | Currently In Use | Diesel | 4000 | Composite | Double Walled | Pressure |  | 2000-11-01 |  | 2000-11-01
9020135 | 3 | 2000-11-01 | Currently In Use | Gas | 8000 | Composite | Double Walled | Pressure |  | 2000-11-01 |  | 2000-11-01
9020136 | 1 | 2000-12-12 | Currently In Use | Gas | 12000 | Fiberglass Double Walled | Double Walled Flex | Pressure |  | 2000-12-16 |  | 2000-12-16
9020136 | 2 | 2000-12-12 | Currently In Use | Gas | 12000 | Fiberglass Double Walled | Double Walled Flex | Pressure |  | 2000-12-16 |  | 2000-12-16
9020136 | 3A | 2000-12-12 | Currently In Use | Gas | 6000 | Fiberglass Double Walled | Double Walled Flex | Pressure |  | 2000-12-16 |  | 2000-12-16
9020136 | 3B | 2000-12-12 | Currently In Use | Diesel | 6000 | Fiberglass Double Walled | Double Walled Flex | Pressure |  | 2000-12-16 |  | 2000-12-16
9020137 | 1 | 2012-12-26 | Currently In Use | Diesel | 20000 | Fiberglass Double Walled | Double Walled Flex | Pressure |  | 2000-04-01 |  | 2000-04-01
9020137 | 2 | 2012-12-26 | Currently In Use | Diesel | 20000 | Fiberglass Double Walled | Double Walled Flex | Pressure |  | 2000-04-01 |  | 2000-04-01
9020137 | 3 | 2012-12-26 | Currently In Use | Diesel | 20000 | Fiberglass Double Walled | Double Walled Flex | Pressure |  | 2000-04-01 |  | 2000-04-01
9020137 | 4 | 2012-12-26 | Currently In Use | Diesel | 20000 | Fiberglass Double Walled | Double Walled Flex | Pressure |  | 2000-04-01 |  | 2000-04-01
9020137 | 5 | 2012-12-26 | Currently In Use | Gas | 15000 | Fiberglass Double Walled | Double Walled Flex | Pressure |  | 2000-04-01 |  | 2000-04-01
9020137 | 6 | 2012-12-26 | Currently In Use | Gas | 15000 | Fiberglass Double Walled | Double Walled Flex | Pressure |  | 2000-04-01 |  | 2000-04-01
9021003 | 1 | 1980-01-01 | Currently In Use | Diesel | 10000 | Cathodically Protected Steel | Fiberglass Reinforced Plastic | Pressure |  | 1990-05-01 |  | 1990-05-01
9021003 | 2 | 1980-01-01 | Currently In Use | Diesel | 10000 | Cathodically Protected Steel | Fiberglass Reinforced Plastic | Pressure |  | 1990-05-01 |  | 1990-05-01
9021003 | 3 | 1980-01-01 | Currently In Use | Gas | 10000 | Cathodically Protected Steel | Fiberglass Reinforced Plastic | Pressure |  | 1990-05-01 |  | 1990-05-01
9021003 | 4 | 1980-01-01 | Currently In Use | Gas | 10000 | Cathodically Protected Steel | Fiberglass Reinforced Plastic | Pressure |  | 1990-05-01 |  | 1990-05-01
9021003 | 5 | 1990-05-01 | Currently In Use | Gas | 6000 | Cathodically Protected Steel | Fiberglass Reinforced Plastic | Pressure |  | 1990-05-01 |  | 1990-05-01
9021004 | 1 | 1984-08-15 | Currently In Use | Gas | 6000 | Steel-Impressed Current | Impressed Current | Pressure |  | 1989-07-01 |  | 1989-07-01
9021004 | 2 | 1984-08-15 | Currently In Use | Gas | 10000 | Steel-Impressed Current | Impressed Current | Pressure |  | 1989-07-01 |  | 1989-07-01
9021004 | 3 | 1984-08-15 | Currently In Use | Gas | 10000 | Steel-Impressed Current | Impressed Current | Pressure |  | 1989-07-01 |  | 1989-07-01
9021004 | 4 | 1984-08-15 | Currently In Use | Diesel | 10000 | Steel-Impressed Current | Impressed Current | Pressure |  | 1989-07-01 |  | 1989-07-01
9021005 | 1 | 1992-08-16 | Removed From Ground | Gas | 4000 | Bare Steel | Galvanized Steel | Suction: No Valve At The Tank
9021005 | 2 | 1992-08-16 | Removed From Ground | Gas | 4000 | Bare Steel | Galvanized Steel | Suction: No Valve At The Tank
9021005 | 3A | 2013-05-22 | Removed From Ground | Gas | 6000 | Cathodically Protected Steel | Cathodically Protected | Suction: No Valve At The Tank |  | 1992-08-24 |  | 1992-08-24
9021005 | 3B | 2013-05-22 | Removed From Ground | Gas | 4000 | Cathodically Protected Steel | Cathodically Protected | Suction: No Valve At The Tank |  | 1992-08-24 |  | 1992-08-24
9021006 | 1 | 1994-11-25 | Removed From Ground | Diesel | 4000 | Bare Steel | Bare Steel | Not Marked
9021006 | 2 | 1994-11-25 | Removed From Ground | Gas | 6000 | Bare Steel | Galvanized Steel | Suction: No Valve At The Tank
9021007 | 1 | 1995-01-11 | Removed From Ground | Gas | 3000 | Bare Steel | Galvanized Steel | Not Marked
9021008 | 1 | 1995-06-11 | Removed From Ground | Gas | 4000 | Bare Steel | Galvanized Steel | Suction: Valve At The Tank
9021008 | 2 | 1995-06-11 | Removed From Ground | Gas | 4000 | Bare Steel | Galvanized Steel | Suction: Valve At The Tank
9021009 | 1 | 1998-05-01 | Removed From Ground | Gas | 4000 | Bare Steel | Galvanized Steel | Suction: Valve At The Tank
9021009 | 2 | 1998-05-01 | Removed From Ground | Gas | 4000 | Bare Steel | Galvanized Steel | Suction: Valve At The Tank
9021009 | 3 | 1992-01-01 | Currently In Use | Gas | 4000 | Steel-Galvanic | Fiberglass Reinforced Plastic | Pressure |  | 1998-05-01 |  | 1998-05-01
9021009 | 4 | 1992-01-01 | Currently In Use | Diesel | 8000 | Steel-Galvanic | Fiberglass Reinforced Plastic | Pressure |  | 1998-05-01 |  | 1998-05-01
9021009 | 5 | 1998-05-01 | Currently In Use | Gas | 6000 | Steel-Galvanic | Fiberglass Reinforced Plastic | Pressure |  | 1998-05-01 |  | 1998-05-01
9021009 | 6 | 1998-05-01 | Currently In Use | Diesel | 6000 | Steel-Galvanic | Fiberglass Reinforced Plastic | Pressure |  | 1998-05-01 |  | 1998-05-01
9021009 | 7 | 2003-10-01 | Currently In Use | Diesel | 12000 | Composite | Fiberglass Reinforced Plastic | Pressure | N | 2003-10-01 | N | 2003-10-01
9021010 | 1 | 1998-01-01 | Temporarily Out Of Use | Gas | 1000 | Bare Steel | Galvanized Steel | Suction: Valve At The Tank
9021010 | 2 | 1998-09-01 | Temporarily Out Of Use | Empty | 1000 | Bare Steel | Galvanized Steel | Suction: Valve At The Tank
9021011 | 1 | 1991-04-01 | Currently In Use | Gas | 10000 | Steel-Galvanic | Cathodically Protected | Pressure |  | 1991-04-01 |  | 1991-04-01
9021011 | 2 | 1991-04-01 | Currently In Use | Gas | 4000 | Steel-Galvanic | Cathodically Protected | Pressure |  | 1991-04-01 |  | 1991-04-01
9021011 | 3 | 1991-04-01 | Temporarily Out Of Use | Gas | 4000 | Steel-Galvanic | Cathodically Protected | Pressure |  | 1991-04-01 |  | 1991-04-01
9021011 | 4 | 1991-04-01 | Currently In Use | Diesel | 4000 | Steel-Galvanic | Cathodically Protected | Pressure |  | 1991-04-01 |  | 1991-04-01
9021012 | 1 | 1991-11-01 | Currently In Use | Gas | 8000 | Fiberglass | Fiberglass Reinforced Plastic | Pressure |  | 2008-01-30 12:00 |  | 2008-01-30 12:00
9021012 | 2 | 1991-11-01 | Currently In Use | Gas | 6000 | Fiberglass | Fiberglass Reinforced Plastic | Pressure |  | 2008-01-30 12:00 |  | 2008-01-30 12:00
9021013 | 1 | 1997-05-01 | Currently In Use | Gas | 6000 | Steel-Impressed Current | Impressed Current | Pressure |  | 1997-05-01 |  | 1997-05-01
9021013 | 2 | 1997-05-01 | Currently In Use | Gas | 6000 | Steel-Impressed Current | Impressed Current | Pressure |  | 1997-05-01 |  | 1997-05-01
9021013 | 3 | 1997-05-01 | Currently In Use | Gas | 6000 | Steel-Impressed Current | Impressed Current | Pressure |  | 1997-05-01 |  | 1997-05-01
9021013 | 4 | 1997-05-01 | Currently In Use | Kerosene | 2000 | Steel-Impressed Current | Impressed Current | Pressure |  | 1997-05-01 |  | 1997-05-01
9021014 | 1 | 1984-03-15 | Currently In Use | Gas | 10000 | Steel-Impressed Current | Cathodically Protected | Pressure |  | 1997-09-01 |  | 1997-09-01
9021014 | 2 | 1984-03-15 | Currently In Use | Gas | 10000 | Steel-Impressed Current | Cathodically Protected | Pressure |  | 1997-09-01 |  | 1997-09-01
9021014 | 3 | 1984-03-15 | Currently In Use | Gas | 4000 | Steel-Impressed Current | Cathodically Protected | Pressure |  | 1997-09-01 |  | 1997-09-01
9021014 | 4 | 1984-03-15 | Currently In Use | Diesel | 6000 | Steel-Impressed Current | Cathodically Protected | Pressure |  | 1997-09-01 |  | 1997-09-01
9021015 | 1 | 1991-12-01 | Currently In Use | Gas | 10000 | STIP-3 | Fiberglass Reinforced Plastic | Pressure |  | 1991-12-01 |  | 1991-12-01
9021015 | 2 | 1991-12-01 | Currently In Use | Gas | 8000 | STIP-3 | Fiberglass Reinforced Plastic | Pressure |  | 1991-12-01 |  | 1991-12-01
9021015 | 3 | 1991-12-01 | Currently In Use | Gas | 8000 | STIP-3 | Fiberglass Reinforced Plastic | Pressure |  | 1991-12-01 |  | 1991-12-01
9021015 | 4 | 1991-12-01 | Currently In Use | Diesel | 12000 | STIP-3 | Fiberglass Reinforced Plastic | Pressure |  | 1991-12-01 |  | 1991-12-01
9021016 | 1 | 2004-10-28 | Permanently Out Of Use | Gas | 1 | Bare Steel | Galvanized Steel | Suction: Valve At The Tank
9021016 | 2 | 2004-10-28 | Permanently Out Of Use | Gas | 1 | Bare Steel | Galvanized Steel | Suction: Valve At The Tank
9021017 | 1 | 1999-10-19 | Removed From Ground | Empty | 1000 | Cathodically Protected Steel | Galvanized Steel | Suction: No Valve At The Tank
9021017 | 2 | 1999-10-19 | Removed From Ground | Empty | 1000 | Cathodically Protected Steel | Galvanized Steel | Suction: No Valve At The Tank
9021018 | 1-REG | 1987-01-01 | Removed From Ground | Gas | 2000 | Bare Steel | Galvanized Steel | Not Marked
9021018 | 2-100LL | 1997-01-01 | Removed From Ground | Gas | 2000 | Bare Steel | Galvanized Steel | Not Marked
9021018 | 3-JETA | 1998-01-01 | Currently In Use | Other | 4000 | Cathodically Protected Steel | Cathodically Protected | Suction: No Valve At The Tank
9021089 | 1 | 1996-10-03 | Removed From Ground | Gas | 6000 | Not Marked/Unknown | Not Marked | Not Marked
9021089 | 2 | 1996-10-03 | Removed From Ground | Diesel | 4000 | Not Marked/Unknown | Not Marked | Not Marked
9021090 | 1 | 1996-11-14 | Removed From Ground | Gas | 6000 | Not Marked/Unknown | Not Marked | Not Marked
9021090 | 2 | 1996-11-14 | Removed From Ground | Diesel | 6000 | Not Marked/Unknown | Not Marked | Not Marked
9021090 | 3 | 1996-11-14 | Removed From Ground | Gas | 1000 | Not Marked/Unknown | Not Marked | Not Marked
9021091 | 1 | 1999-12-01 | Removed From Ground | Diesel | 500 | Bare Steel | Bare Steel | Not Marked
9021092 | 1 | 1997-06-01 | Currently In Use | Gas | 20000 | Composite | Double Walled Flex | Pressure |  | 1997-06-01 |  | 1997-06-01
9021093 | 1A | 1996-06-01 | Currently In Use | Gas | 8000 | Composite | Fiberglass Reinforced Plastic | Pressure |  | 1996-06-01 |  | 1996-06-01
9021093 | 1B | 1996-06-01 | Currently In Use | Diesel | 4000 | Composite | Fiberglass Reinforced Plastic | Pressure |  | 1996-06-01 |  | 1996-06-01
9021093 | 2 | 1996-06-01 | Currently In Use | Gas | 10000 | Composite | Fiberglass Reinforced Plastic | Pressure |  | 1996-06-01 |  | 1996-06-01
9021094 | 1 | 1999-09-21 | Removed From Ground | Gas | 1000 | Bare Steel | Galvanized Steel | Suction: Valve At The Tank
9021094 | 2 | 1999-09-21 | Removed From Ground | Gas | 1000 | Bare Steel | Galvanized Steel | Suction: Valve At The Tank
9021095 | 1A | 1999-07-01 | Currently In Use | Gas | 12000 | Composite | Fiberglass Reinforced Plastic | Pressure |  | 1999-07-01 |  | 1999-07-01
9021095 | 1B | 1999-07-01 | Currently In Use | Diesel | 4000 | Composite | Fiberglass Reinforced Plastic | Pressure |  | 1999-07-01 |  | 1999-07-01
9021096 | 1 | 2000-10-01 | Currently In Use | Gas | 12000 | Composite | Fiberglass Reinforced Plastic | Pressure |  | 2000-10-01 |  | 2000-10-01
9021096 | 2A | 2000-10-01 | Currently In Use | Gas | 6000 | Composite | Fiberglass Reinforced Plastic | Pressure |  | 2000-10-01 |  | 2000-10-01
9021096 | 2B | 2000-10-01 | Currently In Use | Diesel | 4000 | Composite | Fiberglass Reinforced Plastic | Pressure |  | 2000-10-01 |  | 2000-10-01
9021097 | 1A | 2000-11-01 | Currently In Use | Gas | 6000 | Composite | Fiberglass Reinforced Plastic | Pressure |  | 2000-11-01 |  | 2000-11-01
9021097 | 1B | 2000-11-01 | Currently In Use | Gas | 4000 | Composite | Fiberglass Reinforced Plastic | Pressure | N | 2000-11-01 | N | 2000-11-01
9021097 | 2 | 2000-11-01 | Currently In Use | Gas | 6000 | Composite | Fiberglass Reinforced Plastic | Pressure |  | 2000-11-01 |  | 2000-11-01
9022001 | 1 |  | Closed In Ground Date Unknown | Gas | 1000 | Bare Steel | Galvanized Steel | Not Marked
9022002 | 1 | 1988-05-01 | Removed From Ground | Empty | 10000 | Marked Unknown | Unknown | Not Marked
9022004 | 1 | 1991-10-07 | Removed From Ground | Diesel | 1000 | Bare Steel | Galvanized Steel | Not Marked
9022004 | 2 | 1991-10-07 | Removed From Ground | Gas | 1000 | Bare Steel | Galvanized Steel | Not Marked
9022007 | 1 | 1990-04-20 | Removed From Ground | Empty | 550 | Bare Steel | Unknown | Not Marked
9022007 | 2 | 1990-04-20 | Removed From Ground | Empty | 550 | Bare Steel | Unknown | Not Marked
9022007 | 3 | 1990-04-20 | Removed From Ground | Empty | 550 | Bare Steel | Unknown | Not Marked
9022009 | 1 | 1984-01-01 | Currently In Use | Gas | 6000 | Steel-Impressed Current | Impressed Current | Pressure | Y | 1984-01-01 12:00 |  | 1984-01-01 12:00
9022009 | 2 | 1984-01-01 | Currently In Use | Gas | 6000 | Steel-Impressed Current | Impressed Current | Pressure | Y | 1984-01-01 12:00 |  | 1984-01-01 12:00
9022009 | 3 | 1984-01-01 | Currently In Use | Gas | 4000 | Steel-Impressed Current | Impressed Current | Pressure | Y | 1984-01-01 12:00 |  | 1984-01-01 12:00
9022009 | 4 | 1984-01-01 | Currently In Use | Diesel | 4000 | Steel-Impressed Current | Impressed Current | Pressure | Y | 1984-01-01 12:00 |  | 1984-01-01 12:00
9022009 | 5 | 1985-01-01 | Currently In Use | Kerosene | 1000 | Steel-Impressed Current | Impressed Current | Suction: Valve At The Tank | Y | 1998-12-01 12:00 |  | 1998-12-01 12:00
9022010 | 1 | 1991-01-01 | Currently In Use | Gas | 8000 | STIP-3 | Fiberglass Reinforced Plastic | Pressure |  | 1991-01-01 |  | 1991-01-01
9022010 | 2 | 1991-01-01 | Currently In Use | Gas | 8000 | STIP-3 | Fiberglass Reinforced Plastic | Pressure |  | 1991-01-01 |  | 1991-01-01
9022010 | 3 | 1991-01-01 | Currently In Use | Gas | 8000 | STIP-3 | Fiberglass Reinforced Plastic | Pressure |  | 1991-01-01 |  | 1991-01-01
9022011 | 1 | 1982-01-01 | Currently In Use | Gas | 4000 | Steel-Impressed Current | Fiberglass Reinforced Plastic | Pressure |  | 1997-10-01 |  | 1997-10-01
9022011 | 2 | 1982-01-01 | Currently In Use | Gas | 4000 | Steel-Impressed Current | Fiberglass Reinforced Plastic | Pressure |  | 1997-10-01 |  | 1997-10-01
9022011 | 3 | 1982-01-01 | Temporarily Out Of Use | Gas | 4000 | Steel-Impressed Current | Fiberglass Reinforced Plastic | Pressure |  | 1997-10-01 |  | 1997-10-01
9022011 | 4 | 1987-10-01 | Temporarily Out Of Use | Gas | 4000 | Steel-Impressed Current | Fiberglass Reinforced Plastic | Pressure |  | 1997-10-01 |  | 1997-10-01
9022011 | 5 | 1987-10-01 | Temporarily Out Of Use | Diesel | 1000 | Steel-Impressed Current | Impressed Current | Suction: No Valve At The Tank |  | 1997-10-01 |  | 1997-10-01
9022012 | 1 |  | Permanently Out Of Use | Diesel | 3000 | Not Marked/Unknown | Bare Steel | Suction: No Valve At The Tank
9022012 | 2 |  | Permanently Out Of Use | Diesel | 3000 | Not Marked/Unknown | Bare Steel | Suction: No Valve At The Tank
9022012 | 3 |  | Permanently Out Of Use | Diesel | 4000 | Not Marked/Unknown | Bare Steel | Suction: No Valve At The Tank
9022012 | 4 | 1992-05-01 | Removed From Ground | Heating Oil | 6000 | Bare Steel | Bare Steel | Not Marked
9022012 | 5 | 1992-05-01 | Removed From Ground | Heating Oil | 6000 | Bare Steel | Galvanized Steel | Not Marked
9022012 | 6 | 1992-05-01 | Removed From Ground | Heating Oil | 8000 | Bare Steel | Galvanized Steel | Not Marked
9022014 | 4 | 1989-01-09 | Currently In Use | Diesel | 3000 | Steel-Impressed Current | Impressed Current | Pressure |  | 1989-01-09 |  | 1989-01-09
9022015 | 1 | 1995-01-05 | Removed From Ground | Diesel | 10000 | Bare Steel | Galvanized Steel | Not Marked
9022016 | 1 | 1991-04-29 | Removed From Ground | Gas | 1060 | Bare Steel | Galvanized Steel | Not Marked
9022016 | 2 | 1991-04-29 | Removed From Ground | Gas | 1060 | Bare Steel | Galvanized Steel | Not Marked
9022016 | 3 | 1991-04-29 | Currently In Use | Gas | 1000 | Cathodically Protected Steel | Galvanized Steel | Not Marked
9022016 | 4 | 1991-04-29 | Currently In Use | Gas | 1000 | Cathodically Protected Steel | Galvanized Steel | Not Marked
9022019 | 1 | 1990-01-01 | Currently In Use | Gas | 10000 | Cathodically Protected Steel | Fiberglass Reinforced Plastic | Pressure |  | 1990-01-01 |  | 1990-01-01
9022019 | 2 | 1990-01-01 | Currently In Use | Gas | 10000 | Cathodically Protected Steel | Fiberglass Reinforced Plastic | Pressure |  | 1990-01-01 |  | 1990-01-01
9022019 | 3 | 1990-01-01 | Currently In Use | Gas | 10000 | Cathodically Protected Steel | Fiberglass Reinforced Plastic | Pressure |  | 1990-01-01 |  | 1990-01-01
9022019 | 4 | 2006-01-27 | Removed From Ground | Kerosene | 500 | Cathodically Protected Steel | Fiberglass Reinforced Plastic | Pressure |  | 1990-01-01 |  | 1990-01-01
9022019 | 4 |  | Temporarily Out Of Use | Kerosene | 500 | Cathodically Protected Steel | Fiberglass Reinforced Plastic | Pressure |  | 1990-01-01 |  | 1990-01-01
9022019 | 5 |  | Removed From Ground Date Unknown | Gas | 3000 | Bare Steel | Galvanized Steel | Not Marked
9022019 | 6 |  | Removed From Ground Date Unknown | Gas | 4000 | Bare Steel | Galvanized Steel | Not Marked
9022019 | 7 |  | Removed From Ground Date Unknown | Gas | 2000 | Bare Steel | Galvanized Steel | Not Marked
9022020 | 1 | 1988-12-15 | Removed From Ground | Gas | 1000 | Bare Steel | Galvanized Steel | Not Marked
9022020 | 2 | 1988-12-15 | Removed From Ground | Gas | 560 | Bare Steel | Galvanized Steel | Not Marked
9022021 | 1 | 1992-08-10 | Removed From Ground | Gas | 1000 | Bare Steel | Galvanized Steel | Not Marked
9022022 | 1 | 1992-07-01 | Removed From Ground | Empty | 1000 | Bare Steel | Galvanized Steel | Not Marked
9022022 | 2 | 1992-07-01 | Removed From Ground | Empty | 1000 | Bare Steel | Galvanized Steel | Not Marked
9022022 | 3 | 1992-07-01 | Removed From Ground | Empty | 560 | Bare Steel | Galvanized Steel | Not Marked
9022022 | 4 | 1992-07-01 | Removed From Ground | Empty | 560 | Bare Steel | Galvanized Steel | Not Marked
9022022 | 5 | 1992-07-01 | Removed From Ground | Empty | 560 | Bare Steel | Galvanized Steel | Not Marked
9022023 | 1 | 1992-07-01 | Removed From Ground | Empty | 6000 | Bare Steel | Galvanized Steel | Not Marked
9022023 | 2 | 1992-07-01 | Removed From Ground | Empty | 3000 | Bare Steel | Galvanized Steel | Not Marked
9022024 | 1 | 1993-02-01 | Removed From Ground | Gas | 4000 | Marked Unknown | Not Marked | Not Marked
9022024 | 2 | 1993-02-01 | Removed From Ground | Gas | 4000 | Marked Unknown | Not Marked | Not Marked
9022024 | 3 | 1993-02-01 | Removed From Ground | Gas | 4000 | Marked Unknown | Not Marked | Not Marked
9022025 | 1 | 1988-01-01 | Removed From Ground | Other | 1000 | Bare Steel | Galvanized Steel | Not Marked
9022025 | 2 | 1988-01-01 | Removed From Ground | Other | 1000 | Bare Steel | Galvanized Steel | Not Marked
9022026 | 1 |  | Removed From Ground Date Unknown | Gas | 500 | Not Marked/Unknown | Not Marked | Not Marked
9022026 | 2 |  | Removed From Ground Date Unknown | Diesel | 500 | Not Marked/Unknown | Not Marked | Not Marked
9022026 | 3 |  | Removed From Ground Date Unknown | Diesel | 1000 | Not Marked/Unknown | Not Marked | Not Marked
9022026 | A16113 | 1993-09-07 | Currently In Use | Gas | 1000 | Composite | Fiberglass Reinforced Plastic | Suction: No Valve At The Tank |  | 1993-09-07 |  | 1993-09-07
9022026 | A16870 | 1993-09-07 | Currently In Use | Diesel | 8000 | Composite | Fiberglass Reinforced Plastic | Suction: No Valve At The Tank |  | 1993-09-07 |  | 1993-09-07
9022027 | 1 | 1993-09-01 | Removed From Ground | Gas | 2000 | Bare Steel | Unknown | Not Marked
9022028 | 1 | 1993-09-13 | Removed From Ground | Used Oil | 1000 | Bare Steel | Galvanized Steel | Not Marked | Y |  | Y
9022029 | 1 | 1993-12-01 | Removed From Ground | Diesel | 500 | Not Marked/Unknown | Not Marked | Not Marked
9022029 | 2 | 1993-12-01 | Removed From Ground | Gas | 1000 | Not Marked/Unknown | Not Marked | Not Marked
9022030 | 1 | 1994-01-03 | Removed From Ground | Gas | 560 | Bare Steel | Galvanized Steel | Suction: Valve At The Tank
9022031 | 1 | 1989-08-01 | Removed From Ground | Gas | 1000 | Not Marked/Unknown | Not Marked | Not Marked
9022031 | 2 | 1989-08-01 | Removed From Ground | Gas | 2000 | Not Marked/Unknown | Not Marked | Not Marked
9022031 | 3 | 1989-08-01 | Removed From Ground | Gas | 2000 | Not Marked/Unknown | Not Marked | Not Marked
9022032 | 1 | 1987-01-01 | Currently In Use | Gas | 1 | STIP-3 | Galvanic | Pressure |  | 1994-01-03 |  | 1994-01-03
9022032 | 2 | 1987-01-01 | Currently In Use | Diesel | 1 | STIP-3 | Galvanic | Pressure |  | 1994-01-03 |  | 1994-01-03
9022032 | 3 | 1987-01-01 | Currently In Use | Gas | 1 | STIP-3 | Galvanic | Pressure |  | 1994-01-03 |  | 1994-01-03
9022032 | 4 | 1987-01-01 | Currently In Use | Gas | 1 | STIP-3 | Galvanic | Pressure |  | 1994-01-03 |  | 1994-01-03
9022034 | 1 | 1993-01-15 | Removed From Ground | Gas | 1000 | Marked Unknown | Unknown | Not Marked
9022034 | 2 | 1993-01-15 | Removed From Ground | Gas | 1000 | Marked Unknown | Unknown | Not Marked
9022034 | 3 | 1993-01-15 | Removed From Ground | Gas | 1000 | Marked Unknown | Unknown | Not Marked
9022035 | 1 | 1994-03-30 | Removed From Ground | Gas | 1000 | Bare Steel | Galvanized Steel | Suction: No Valve At The Tank
9022037 | 1 | 1987-11-01 | Temporarily Out Of Use | Diesel | 10000 | STIP-3 | Fiberglass Reinforced Plastic | Pressure |  | 1998-11-30 |  | 1998-11-30
9022038 | 1 | 1992-11-01 | Currently In Use | Gas | 8000 | STIP-3 | Galvanic | Pressure |  | 1992-11-01 |  | 1992-11-01
9022038 | 2 | 1992-11-01 | Currently In Use | Gas | 8000 | STIP-3 | Galvanic | Pressure |  | 1992-11-01 |  | 1992-11-01
9022038 | 3 | 1992-11-01 | Currently In Use | Gas | 8000 | STIP-3 | Galvanic | Pressure |  | 1992-11-01 |  | 1992-11-01
9022038 | 4 | 1992-11-01 | Currently In Use | Diesel | 4000 | STIP-3 | Galvanic | Pressure |  | 1992-11-01 |  | 1992-11-01
9022038 | 5 | 1992-11-01 | Currently In Use | Kerosene | 4000 | STIP-3 | Galvanic | Pressure |  | 1992-11-01 |  | 1992-11-01
9022039 | 1 | 1994-12-29 | Removed From Ground | Gas | 560 | Bare Steel | Galvanized Steel | Suction: Valve At The Tank
9022040 | 1 | 1995-01-31 | Removed From Ground | Gas | 1000 | Bare Steel | Galvanized Steel | Not Marked
9022041 | 1 | 1994-04-13 | Removed From Ground | Gas | 550 | Bare Steel | Galvanized Steel | Not Marked
9022041 | 2 | 1994-04-13 | Removed From Ground | Gas | 550 | Bare Steel | Galvanized Steel | Not Marked
9022041 | 3 | 1994-04-13 | Removed From Ground | Gas | 550 | Bare Steel | Galvanized Steel | Not Marked
9022042 | 1 | 1994-11-12 | Currently In Use | Gas | 15000 | Composite | Fiberglass Reinforced Plastic | Pressure |  | 1994-11-12 |  | 1994-11-12
9022042 | 2 | 1994-11-12 | Currently In Use | Gas | 10200 | Composite | Fiberglass Reinforced Plastic | Pressure |  | 1994-11-12 |  | 1994-11-12
9022042 | 3 | 1994-11-12 | Currently In Use | Diesel | 8200 | Composite | Fiberglass Reinforced Plastic | Pressure |  | 1994-11-12 |  | 1994-11-12
9022043 | 1 | 1987-12-01 | Currently In Use | Gas | 6000 | Steel-Impressed Current | Impressed Current | Pressure |  | 1994-12-20 |  | 1994-12-20
9022043 | 2 | 1985-05-27 | Currently In Use | Gas | 6000 | Steel-Impressed Current | Impressed Current | Pressure |  | 1994-12-20 |  | 1994-12-20
9022043 | 3 | 1985-05-27 | Currently In Use | Gas | 6000 | Steel-Impressed Current | Impressed Current | Pressure |  | 1994-12-20 |  | 1994-12-20
9022043 | 4 | 1985-05-27 | Currently In Use | Diesel | 4000 | Steel-Impressed Current | Impressed Current | Pressure |  | 1994-12-20 |  | 1994-12-20
9022044 | 1 | 1995-04-01 | Removed From Ground | Gas | 3000 | Not Marked/Unknown | Unknown | Not Marked
9022044 | 2 | 1995-04-01 | Removed From Ground | Gas | 3000 | Not Marked/Unknown | Unknown | Not Marked
9022044 | 3 | 1995-04-01 | Removed From Ground | Gas | 10000 | Not Marked/Unknown | Unknown | Not Marked
9022044 | 4 | 1995-04-01 | Removed From Ground | Gas | 4000 | Not Marked/Unknown | Unknown | Not Marked
9022044 | 5 | 1995-04-01 | Removed From Ground | Diesel | 560 | Not Marked/Unknown | Unknown | Not Marked
9022044 | 6 | 1995-04-01 | Removed From Ground | Diesel | 560 | Not Marked/Unknown | Unknown | Not Marked
9022044 | 7 | 1995-05-10 | Currently In Use | Gas | 10000 | Cathodically Protected Steel | Double Walled | Pressure |  | 1995-05-10 |  | 1995-05-10
9022044 | 8 | 1995-05-10 | Currently In Use | Gas | 8000 | Cathodically Protected Steel | Double Walled | Pressure |  | 1995-05-10 |  | 1995-05-10
9022044 | 9 | 1995-05-10 | Currently In Use | Diesel | 6000 | Cathodically Protected Steel | Double Walled | Pressure |  | 1995-05-10 |  | 1995-05-10
9022045 | 1 | 1995-04-17 | Removed From Ground | Gas | 6000 | Not Marked/Unknown | Unknown | Not Marked
9022046 | 1 | 1991-01-01 | Currently In Use | Gas | 8000 | STIP-3 | Fiberglass Reinforced Plastic | Pressure |  | 1991-01-01 |  | 1991-01-01
9022046 | 2 | 1991-01-01 | Currently In Use | Gas | 8000 | STIP-3 | Fiberglass Reinforced Plastic | Pressure |  | 1991-01-01 |  | 1991-01-01
9022046 | 3 | 1991-01-01 | Currently In Use | Gas | 8000 | STIP-3 | Fiberglass Reinforced Plastic | Pressure |  | 1991-01-01 |  | 1991-01-01
9022046 | 4 | 1991-01-01 | Currently In Use | Diesel | 3000 | STIP-3 | Fiberglass Reinforced Plastic | Pressure |  | 1991-04-01 |  | 1991-04-01
9022047 | 1 | 1998-06-26 | Removed From Ground | Gas | 6000 | Bare Steel | Bare Steel | Suction: No Valve At The Tank
9022047 | 2 | 1998-06-26 | Removed From Ground | Gas | 6000 | Bare Steel | Bare Steel | Suction: No Valve At The Tank
9022047 | 3 | 1998-06-26 | Removed From Ground | Gas | 6000 | Bare Steel | Bare Steel | Suction: No Valve At The Tank
9022048 | 1 | 2011-12-20 | Removed From Ground | Diesel | 12000 | STIP-3 | Fiberglass Reinforced Plastic | Suction: Valve At The Tank | Y | 1995-10-31 12:00 |  | 1995-10-31 12:00
9022048 | 2 | 2011-12-20 | Removed From Ground | Used Oil | 200 | STIP-3 | Fiberglass Reinforced Plastic | Gravity Fed | Y |  | Y | 1995-10-31 12:00
9022049 | 1 | 2002-12-16 | Removed From Ground | Gas | 10000 | Steel-Impressed Current | Cathodically Protected | Suction: Valve At The Tank |  | 1997-02-19 |  | 1997-02-19
9022050 | 1 | 1989-10-01 | Currently In Use | Gas | 8000 | STIP-3 | Fiberglass Reinforced Plastic | Pressure |  | 1989-10-01 |  | 1989-10-01
9022050 | 2 | 1989-10-01 | Currently In Use | Gas | 8000 | STIP-3 | Fiberglass Reinforced Plastic | Pressure |  | 1989-10-01 |  | 1989-10-01
9022050 | 3 | 1989-10-01 | Currently In Use | Gas | 8000 | STIP-3 | Fiberglass Reinforced Plastic | Pressure |  | 1989-10-01 |  | 1989-10-01
9022050 | 4 | 1989-10-01 | Currently In Use | Diesel | 4000 | STIP-3 | Fiberglass Reinforced Plastic | Pressure |  | 1989-10-01 |  | 1989-10-01
9022051 | 1 | 1997-12-01 | Removed From Ground | Gas | 3000 | Marked Unknown | Unknown | Not Marked
9022051 | 2 | 1997-12-01 | Removed From Ground | Gas | 10000 | Marked Unknown | Unknown | Not Marked
9022051 | 3 | 1997-12-01 | Removed From Ground | Diesel | 10000 | Marked Unknown | Unknown | Not Marked
9022051 | 4 | 1998-01-15 | Currently In Use | Gas | 10000 | Fiberglass | Fiberglass Reinforced Plastic | Pressure |  | 1998-01-15 |  | 1998-01-15
9022051 | 5 | 1998-01-15 | Currently In Use | Diesel | 10000 | Fiberglass | Double Walled | Pressure |  | 1998-01-15 |  | 1998-01-15
9022052 | 1 | 1998-05-22 | Removed From Ground | Gas | 1000 | Bare Steel | Bare Steel | Suction: No Valve At The Tank
9022053 | 1 | 1995-04-01 | Currently In Use | Gas | 10000 | Steel-Galvanic | Fiberglass Reinforced Plastic | Pressure |  | 1995-04-01 |  | 1995-04-01
9022053 | 2 | 1995-04-01 | Currently In Use | Gas | 10000 | Steel-Galvanic | Fiberglass Reinforced Plastic | Pressure |  | 1995-04-01 |  | 1995-04-01
9022054 | DIESEL-OFF | 1998-12-02 | Currently In Use | Diesel | 10000 | Steel-Impressed Current | Cathodically Protected | Pressure |  | 1998-11-25 |  | 1998-11-25
9022054 | DIESEL-ON | 1998-12-02 | Currently In Use | Diesel | 1000 | Steel-Impressed Current | Cathodically Protected | Suction: No Valve At The Tank |  | 1998-11-25 |  | 1998-11-25
9022054 | GAS-1 | 1998-12-02 | Currently In Use | Gas | 1000 | Steel-Impressed Current | Cathodically Protected | Suction: No Valve At The Tank |  | 1998-11-25 |  | 1998-11-25
9022056 | 1 | 1984-06-01 | Currently In Use | Gas | 8000 | Steel-Impressed Current | Impressed Current | Pressure |  | 1995-05-01 |  | 1995-05-01
9022056 | 2 | 1984-06-01 | Currently In Use | Gas | 8000 | Steel-Impressed Current | Impressed Current | Pressure |  | 1995-05-01 |  | 1995-05-01
9022056 | 3 | 1984-06-01 | Currently In Use | Gas | 8000 | Steel-Impressed Current | Impressed Current | Pressure |  | 1995-05-01 |  | 1995-05-01
9022057 | 1 | 1999-04-01 | Removed From Ground | Gas | 2000 | Bare Steel | Galvanized Steel | Suction: Valve At The Tank
9022057 | 2 | 1999-04-01 | Removed From Ground | Gas | 2000 | Bare Steel | Galvanized Steel | Suction: Valve At The Tank
9022057 | 3 | 1999-04-01 | Removed From Ground | Gas | 2000 | Bare Steel | Galvanized Steel | Suction: Valve At The Tank
9022057 | 4 | 1999-04-26 | Currently In Use | Gas | 8000 | Composite | Fiberglass Reinforced Plastic | Pressure |  | 1999-05-15 |  | 1999-05-15
9022057 | 5 | 1999-04-26 | Currently In Use | Gas | 6000 | Composite | Fiberglass Reinforced Plastic | Pressure |  | 1999-05-15 |  | 1999-05-15
9022058 | 1 | 1995-04-28 | Currently In Use | Gas | 12000 | Composite Double Walled | Fiberglass/Double Walled | Pressure |  | 1995-05-15 |  | 1995-05-15
9022058 | 2 | 1995-04-28 | Currently In Use | Diesel | 12000 | Composite Double Walled | Fiberglass/Double Walled | Pressure |  | 1995-05-15 |  | 1995-05-15
9022058 | 3 | 1995-04-28 | Currently In Use | Gas | 12000 | Composite Double Walled | Fiberglass/Double Walled | Pressure |  | 1995-05-15 |  | 1995-05-15
9022059 | 1 | 1999-04-01 | Removed From Ground | Diesel | 8000 | Bare Steel | Galvanized Steel | Suction: No Valve At The Tank |  | 1991-09-30 |  | 1991-09-30
9022060 | 1 | 1995-05-20 | Currently In Use | Gas | 12000 | Steel-Galvanic | Fiberglass Reinforced Plastic | Pressure |  | 1995-01-01 |  | 1995-01-01
9022060 | 2 | 1995-05-20 | Currently In Use | Gas | 8000 | Steel-Galvanic | Fiberglass Reinforced Plastic | Pressure |  | 1995-01-01 |  | 1995-01-01
9022060 | 3 | 1995-05-20 | Currently In Use | Diesel | 8000 | Steel-Galvanic | Fiberglass Reinforced Plastic | Pressure |  | 1995-01-01 |  | 1995-01-01
9022061 | 1 | 2013-12-19 | Removed From Ground | Gas | 1000 | Cathodically Protected Steel | Fiberglass Reinforced Plastic | Suction: Valve At The Tank |  | 1992-03-03 12:00 |  | 1992-03-03 12:00
9022062 | 1 | 1986-01-01 | Currently In Use | Gas | 6000 | Steel-Impressed Current | Cathodically Protected | Pressure |  | 2010-01-26 |  | 2010-01-26
9022062 | 2 | 1986-01-01 | Currently In Use | Gas | 6000 | Steel-Impressed Current | Cathodically Protected | Pressure |  | 2010-01-26 |  | 2010-01-26
9022062 | 3 | 1986-01-01 | Currently In Use | Gas | 6000 | Steel-Impressed Current | Cathodically Protected | Pressure |  | 2010-01-26 |  | 2010-01-26
9022062 | 4 | 2009-12-22 | Removed From Ground | Kerosene | 550 | Bare Steel |  |  | N |  | N
9022063 | 1 | 1999-02-15 | Removed From Ground | Gas | 2000 | Bare Steel | Galvanized Steel | Suction: No Valve At The Tank
9022063 | 2 | 1999-02-15 | Removed From Ground | Diesel | 2000 | Bare Steel | Galvanized Steel | Suction: No Valve At The Tank
9022064 | 1 | 1980-01-01 | Currently In Use | Gas | 10000 | Steel-Impressed Current | Fiberglass Reinforced Plastic | Pressure |  | 1998-01-01 |  | 1998-01-01
9022064 | 2 | 1980-01-01 | Currently In Use | Gas | 4000 | Steel-Impressed Current | Fiberglass Reinforced Plastic | Pressure |  | 1998-01-01 |  | 1998-01-01
9022064 | 3 | 1980-01-01 | Currently In Use | Diesel | 6000 | Steel-Impressed Current | Fiberglass Reinforced Plastic | Pressure |  | 1998-01-01 |  | 1998-01-01
9022064 | 4 | 1999-01-01 | Currently In Use | Kerosene | 1000 | Composite | Fiberglass Reinforced Plastic | Suction: No Valve At The Tank |  | 1999-09-01 |  | 1999-09-01
9022064 | 5 | 1999-09-14 | Removed From Ground | Gas | 1000 | Not Marked/Unknown | Not Marked | Not Marked
9022064 | 6 | 1999-09-14 | Removed From Ground | Gas | 1000 | Not Marked/Unknown | Not Marked | Not Marked
9022065 | 1 | 1983-02-01 | Currently In Use | Gas | 3000 | Steel-Impressed Current | Impressed Current | Pressure |  | 1998-01-26 |  | 1991-08-04
9022065 | 2 | 1983-02-01 | Currently In Use | Gas | 3000 | Steel-Impressed Current | Impressed Current | Pressure |  | 1998-01-26 |  | 1991-08-04
9022065 | 3 | 1983-02-01 | Currently In Use | Gas | 3000 | Steel-Impressed Current | Impressed Current | Pressure |  | 1998-01-26 |  | 1991-08-04
9022065 | 4 | 1983-02-01 | Currently In Use | Gas | 3000 | Steel-Impressed Current | Cathodically Protected | Pressure |  | 1998-01-26 |  | 1991-08-04
9022066 | 1 | 1997-08-01 | Removed From Ground | Gas | 1000 | Bare Steel | Galvanized Steel | Suction: No Valve At The Tank
9022066 | 2 | 2004-10-15 | Removed From Ground | Gas | 2000 | Cathodically Protected Steel | Fiberglass Reinforced Plastic | Suction: Valve At The Tank |  | 1997-08-25 |  | 1997-08-25
9022067 | 1 | 1988-12-01 | Currently In Use | Gas | 4000 | Cathodically Protected Steel | Cathodically Protected | Suction: Valve At The Tank |  | 1998-06-26 |  | 1998-06-26
9022067 | 2 | 1988-12-01 | Currently In Use | Gas | 4000 | Cathodically Protected Steel | Cathodically Protected | Suction: Valve At The Tank |  | 1998-06-26 |  | 1998-06-26
9022067 | 3 | 1988-12-01 | Currently In Use | Gas | 4000 | Cathodically Protected Steel | Cathodically Protected | Suction: Valve At The Tank |  | 1998-06-26 |  | 1998-06-26
9022068 | 1 | 2007-02-12 | Temporarily Out Of Use | Gas | 2000 | STIP-3 | Galvanic | Suction: Valve At The Tank |  | 1989-12-14 |  | 1989-12-14
9022068 | 2 | 2007-02-12 | Temporarily Out Of Use | Diesel | 550 | STIP-3 | Galvanic | Suction: Valve At The Tank |  | 1989-12-14 |  | 1989-12-14
9022069 | 1 |  | Removed From Ground Date Unknown | Gas | 1000 | Bare Steel | Cathodically Protected | Suction: No Valve At The Tank |  | 1989-05-01 |  | 1989-05-01
9022069 | 1 |  | Temporarily Out Of Use | Gas | 1000 | Bare Steel | Cathodically Protected | Suction: No Valve At The Tank |  | 1989-05-01 |  | 1989-05-01
9022069 | 2 |  | Removed From Ground Date Unknown | Gas | 1000 | Cathodically Protected Steel | Cathodically Protected | Suction: No Valve At The Tank |  | 1989-05-01 |  | 1989-05-01
9022069 | 2 |  | Temporarily Out Of Use | Gas | 1000 | Cathodically Protected Steel | Cathodically Protected | Suction: No Valve At The Tank |  | 1989-05-01 |  | 1989-05-01
9022070 | 1 | 2000-04-10 | Removed From Ground | Gas | 900 | Bare Steel | Galvanized Steel | Suction: No Valve At The Tank
9022071 | 1 | 2001-01-16 | Removed From Ground | Gas | 6000 | Cathodically Protected Steel | Galvanized Steel | Suction: Valve At The Tank
9022071 | 2 | 2001-05-30 | Permanently Out Of Use | Gas | 6000 | Cathodically Protected Steel | Galvanized Steel | Suction: Valve At The Tank
9022071 | 3 | 2001-05-30 | Permanently Out Of Use | Gas | 6000 | Cathodically Protected Steel | Galvanized Steel | Suction: Valve At The Tank
9022072 | 1 | 2015-12-10 | Temporarily Out Of Use | Gas | 6000 | Steel-Impressed Current | Impressed Current | Suction: No Valve At The Tank |  | 1995-08-01 12:00 | Y | 1995-08-01 12:00
9022072 | 2 | 2015-12-10 | Temporarily Out Of Use | Diesel | 6000 | Steel-Impressed Current | Impressed Current | Suction: No Valve At The Tank |  | 1995-08-01 12:00 | Y | 1995-08-01 12:00
9022073 | 1 | 1998-09-23 | Removed From Ground | Gas | 6000 | Bare Steel | Galvanized Steel | Suction: Valve At The Tank
9022073 | 2 | 1998-09-23 | Removed From Ground | Gas | 6000 | Bare Steel | Galvanized Steel | Suction: Valve At The Tank
9022073 | 3 | 1998-09-23 | Removed From Ground | Gas | 6000 | Bare Steel | Galvanized Steel | Suction: Valve At The Tank
9022073 | 4 | 1998-09-23 | Removed From Ground | Gas | 6000 | Bare Steel | Galvanized Steel | Suction: Valve At The Tank
9022073 | 5 | 1999-08-20 | Removed From Ground | Gas |  | Not Marked/Unknown | Not Marked | Not Marked
9022073 | 6 | 1999-08-20 | Removed From Ground | Gas |  | Not Marked/Unknown | Not Marked | Not Marked
9022076 | 1 | 1992-01-01 | Currently In Use | Gas | 10000 | Steel-Galvanic | Fiberglass Reinforced Plastic | Pressure |  | 1992-01-01 |  | 1992-01-01
9022076 | 2 | 1992-01-01 | Currently In Use | Diesel | 6000 | Steel-Galvanic | Fiberglass Reinforced Plastic | Pressure |  | 1992-01-01 |  | 1992-01-01
9022076 | 3 | 1997-10-01 | Currently In Use | Diesel | 3000 | STIP-3 | Fiberglass Reinforced Plastic | Pressure | N | 1997-10-01 | N | 1997-10-01
9022080 | 1 | 1994-10-01 | Removed From Ground | Gas | 1000 | Not Marked/Unknown | Not Marked | Not Marked
9022081 | 1 | 1989-01-09 | Currently In Use | Gas | 8000 | Steel-Impressed Current | Impressed Current | Pressure |  | 1989-01-03 |  | 1989-01-03
9022081 | 2 | 1989-01-09 | Currently In Use | Gas | 8000 | Steel-Impressed Current | Impressed Current | Pressure |  | 1989-01-03 |  | 1989-01-03
9022081 | 3 | 1989-01-09 | Currently In Use | Gas | 8000 | Steel-Impressed Current | Impressed Current | Pressure |  | 1989-01-03 |  | 1989-01-03
9022083 | 1 | 1997-05-01 | Removed From Ground | Gas | 12000 | Not Marked/Unknown | Not Marked | Not Marked
9022083 | 2 | 1998-11-01 | Removed From Ground | Gas | 3000 | Bare Steel | Galvanized Steel | Pressure
9022083 | 3 | 1997-05-01 | Removed From Ground | Used Oil | 560 | Not Marked/Unknown | Not Marked | Not Marked | Y |  | Y
9022084 | 1 | 1997-08-22 | Removed From Ground | Gas | 1000 | Not Marked/Unknown | Not Marked | Not Marked
9022084 | 2 | 1997-08-22 | Removed From Ground | Gas | 1000 | Not Marked/Unknown | Not Marked | Not Marked
9022084 | 3 | 1997-08-22 | Removed From Ground | Gas | 1000 | Not Marked/Unknown | Not Marked | Not Marked
9022085 | 667177 | 1997-05-01 | Currently In Use | Gas | 12000 | Fiberglass Double Walled | Double Walled | Pressure |  | 1997-05-22 |  | 1997-05-22
9022085 | 667192 | 1997-05-01 | Currently In Use | Gas | 10000 | Fiberglass Double Walled | Double Walled | Pressure |  | 1997-05-22 |  | 1997-05-22
9022086 | 1 | 1997-05-01 | Currently In Use | Gas | 15500 | Composite | Fiberglass Reinforced Plastic | Pressure |  | 1997-05-01 |  | 1997-05-01
9022086 | 2 | 1997-05-01 | Currently In Use | Gas | 12240 | Composite | Fiberglass Reinforced Plastic | Pressure |  | 1997-05-01 |  | 1997-05-01
9022086 | 3 | 1997-05-01 | Currently In Use | Diesel | 8200 | Composite | Fiberglass Reinforced Plastic | Pressure |  | 1997-05-01 |  | 1997-05-01
9022087 | 1 | 1997-10-01 | Removed From Ground | Gas | 3500 | Bare Steel | Bare Steel | Suction: Valve At The Tank
9022087 | 2 | 1997-10-01 | Removed From Ground | Diesel | 3500 | Bare Steel | Bare Steel | Suction: Valve At The Tank
9022089 | 1 | 1987-10-01 | Currently In Use | Gas | 10000 | Epoxy | Fiberglass Reinforced Plastic | Pressure |  | 1998-02-01 12:00 | Y | 1998-02-01 12:00
9022089 | 2 | 1987-10-01 | Currently In Use | Gas | 10000 | Epoxy | Fiberglass Reinforced Plastic | Pressure |  | 1998-02-01 12:00 | Y | 1998-02-01 12:00
9022089 | 3 | 1987-10-01 | Currently In Use | Gas | 10000 | Epoxy | Fiberglass Reinforced Plastic | Pressure |  | 1998-02-01 12:00 | Y | 1998-02-01 12:00
9022089 | 4 | 1987-10-01 | Currently In Use | Diesel | 10000 | Epoxy | Fiberglass Reinforced Plastic | Pressure |  | 1998-02-01 12:00 | Y | 1998-02-01 12:00
9022090 | 1 | 2008-12-29 | Currently In Use | Gas |  | Epoxy | Fiberglass Reinforced Plastic | Pressure |  | 1997-12-01 |  | 1997-12-01
9022090 | 2 | 2008-12-29 | Currently In Use | Gas |  | Epoxy | Fiberglass Reinforced Plastic | Pressure |  | 1997-12-01 |  | 1997-12-01
9022090 | 3 | 2008-12-29 | Currently In Use | Gas |  | Epoxy | Fiberglass Reinforced Plastic | Pressure |  | 1997-12-01 |  | 1997-12-01
9022090 | 4 | 2008-12-29 | Currently In Use | Diesel |  | Epoxy | Fiberglass Reinforced Plastic | Pressure |  | 1997-12-01 |  | 1997-12-01
9022091 | 1 | 1997-03-20 | Currently In Use | Gas | 10000 | Cathodically Protected Steel | Fiberglass Reinforced Plastic | Pressure |  | 1997-03-20 |  | 1997-03-20
9022091 | 2 | 1997-03-20 | Currently In Use | Gas | 10000 | Cathodically Protected Steel | Fiberglass Reinforced Plastic | Pressure |  | 1997-03-20 |  | 1997-03-20
9022091 | 3 | 1997-03-20 | Currently In Use | Diesel | 4000 | Cathodically Protected Steel | Fiberglass Reinforced Plastic | Pressure |  | 1997-03-20 |  | 1997-03-20
9022091 | 4 | 1997-03-20 | Currently In Use | Diesel | 2000 | Cathodically Protected Steel | Fiberglass Reinforced Plastic | Pressure |  | 1997-03-20 |  | 1997-03-20
9022092 | 1 | 1996-04-01 | Removed From Ground | Diesel | 10000 | Not Marked/Unknown | Not Marked | Not Marked
9022092 | 2 | 1996-04-17 | Removed From Ground | Diesel | 3000 | Not Marked/Unknown | Not Marked | Not Marked
9022093 | 1 | 1998-06-01 | Removed From Ground | Gas | 4000 | Not Marked/Unknown | Not Marked | Not Marked
9022093 | 2 | 1998-06-01 | Removed From Ground | Gas | 4000 | Not Marked/Unknown | Not Marked | Not Marked
9022093 | 3 | 1998-06-01 | Removed From Ground | Diesel | 5000 | Not Marked/Unknown | Not Marked | Not Marked
9022093 | 4 | 1998-06-01 | Removed From Ground | Gas | 5000 | Not Marked/Unknown | Not Marked | Not Marked
9022094 | 1 | 1998-07-15 | Currently In Use | Diesel | 20000 | Fiberglass Double Walled | Fiberglass/Double Walled | Pressure |  | 1998-07-15 |  | 1998-07-15
9022094 | 2 | 1998-07-15 | Currently In Use | Diesel | 20000 | Fiberglass Double Walled | Fiberglass/Double Walled | Pressure |  | 1998-07-15 |  | 1998-07-15
9022094 | 3 | 1998-07-15 | Currently In Use | Diesel | 20000 | Fiberglass Double Walled | Fiberglass/Double Walled | Pressure |  | 1998-07-15 |  | 1998-07-15
9022094 | 4 | 1998-07-15 | Currently In Use | Gas | 20000 | Fiberglass Double Walled | Fiberglass/Double Walled | Pressure |  | 1998-07-15 |  | 1998-07-15
9022094 | 5 | 1998-07-15 | Currently In Use | Gas | 20000 | Fiberglass Double Walled | Fiberglass/Double Walled | Pressure |  | 1998-07-15 |  | 1998-07-15
9022095 | 1 | 1998-07-20 | Currently In Use | Gas | 15000 | Epoxy | Fiberglass Reinforced Plastic | Pressure |  | 1998-07-20 |  | 1998-07-20
9022095 | 2 | 1998-07-20 | Currently In Use | Gas | 10000 | Epoxy | Fiberglass Reinforced Plastic | Pressure |  | 1998-07-20 |  | 1998-07-20
9022095 | 3 | 1998-07-20 | Currently In Use | Diesel | 8000 | Epoxy | Fiberglass Reinforced Plastic | Pressure |  | 1998-07-20 |  | 1998-07-20
9022095 | 4 | 1998-07-20 | Currently In Use | Diesel | 6000 | Epoxy | Fiberglass Reinforced Plastic | Pressure |  | 1998-07-20 |  | 1998-07-20
9022095 | 5 | 1998-07-20 | Currently In Use | Kerosene | 2000 | Epoxy | Fiberglass Reinforced Plastic | Pressure |  | 1998-07-20 |  | 1998-07-20
9022096 | 1 | 1997-10-05 | Currently In Use | Gas | 10000 | Cathodically Protected Steel | Fiberglass Reinforced Plastic | Pressure |  | 1997-10-05 |  | 1997-10-05
9022096 | 2 | 1997-10-05 | Currently In Use | Gas | 8000 | Cathodically Protected Steel | Fiberglass Reinforced Plastic | Pressure |  | 1997-10-05 |  | 1997-10-05
9022097 | 1 | 1998-08-11 | Currently In Use | Gas | 12000 | Composite | Fiberglass Reinforced Plastic | Pressure |  | 1998-08-16 |  | 1998-08-16
9022097 | 2 | 1998-08-11 | Currently In Use | Gas | 10000 | Composite | Fiberglass Reinforced Plastic | Pressure |  | 1998-08-16 |  | 1998-08-16
9022097 | 3 | 1998-08-11 | Currently In Use | Diesel | 10000 | Composite | Fiberglass Reinforced Plastic | Pressure |  | 1998-08-16 |  | 1998-08-16
9022098 | 1 | 1990-08-01 | Currently In Use | Gas | 8000 | STIP-3 | Fiberglass Reinforced Plastic | Pressure |  | 1990-08-01 |  | 1990-08-01
9022098 | 2 | 1990-08-01 | Currently In Use | Gas | 8000 | STIP-3 | Fiberglass Reinforced Plastic | Pressure |  | 1990-08-01 |  | 1990-08-01
9022098 | 3 | 1990-08-01 | Currently In Use | Gas | 8000 | STIP-3 | Fiberglass Reinforced Plastic | Pressure |  | 1990-08-01 |  | 1990-08-01
9022099 | 1 | 1997-10-01 | Currently In Use | Gas | 10000 | Epoxy | Cathodically Protected | Pressure |  | 1997-10-01 |  | 1997-10-01
9022099 | 2 | 1997-10-01 | Currently In Use | Gas | 10000 | Epoxy | Cathodically Protected | Pressure |  | 1997-10-01 |  | 1997-10-01
9022099 | 3 | 1997-10-01 | Currently In Use | Diesel | 6000 | Epoxy | Cathodically Protected | Pressure |  | 1997-10-01 |  | 1997-10-01
9022099 | 4 | 1997-10-01 | Currently In Use | Kerosene | 2000 | Epoxy | Cathodically Protected | Pressure |  | 1997-10-01 |  | 1997-10-01
9022100 | 1 | 1999-12-31 | Removed From Ground | Gas |  | Marked Unknown | Unknown | Not Marked
9022100 | 2 | 1999-12-31 | Removed From Ground | Empty |  | Marked Unknown | Unknown | Not Marked
9022100 | 3 | 1999-12-31 | Removed From Ground |  |  | Unknown |  |  | N |  | N
9022101 | 1 | 2000-05-26 | Removed From Ground | Gas | 2000 | Not Marked/Unknown | Not Marked | Not Marked
9022101 | 2 | 2000-05-26 | Removed From Ground | Gas | 2000 | Not Marked/Unknown | Not Marked | Not Marked
9022101 | 3 | 2000-05-26 | Removed From Ground | Gas | 2000 | Not Marked/Unknown | Not Marked | Not Marked
9022101 | 4 | 2000-05-26 | Removed From Ground | Gas | 4000 | Not Marked/Unknown | Not Marked | Not Marked
9022101 | 5 | 2000-05-26 | Removed From Ground | Gas | 4000 | Not Marked/Unknown | Not Marked | Not Marked
9022101 | 6 | 2000-05-30 | Removed From Ground | Used Oil | 500 | Marked Unknown | Unknown | Not Marked | Y |  | Y
9022102 | 1 | 1999-10-05 | Currently In Use | Gas | 15000 | Composite Double Walled | Fiberglass/Double Walled | Pressure |  | 1999-10-05 |  | 1999-10-05
9022102 | 2 | 1999-10-05 | Currently In Use | Diesel | 12000 | Composite Double Walled | Fiberglass/Double Walled | Pressure |  | 1999-10-05 |  | 1999-10-05
9022102 | 3 | 1999-10-05 | Currently In Use | Gas | 12000 | Composite Double Walled | Fiberglass/Double Walled | Pressure |  | 1999-10-05 |  | 1999-10-05
9022103 | 1 | 1999-05-27 | Currently In Use | Gas | 12000 | Fiberglass | Secondary Containment | Pressure |  | 1999-06-15 |  | 1999-06-15
9022103 | 2 | 1999-05-27 | Currently In Use | Gas | 10000 | Fiberglass | Secondary Containment | Pressure |  | 1999-06-15 |  | 1999-06-15
9022103 | 3 | 1999-05-27 | Currently In Use | Diesel | 12000 | Fiberglass | Secondary Containment | Pressure |  | 1999-06-15 |  | 1999-06-15
9022103 | 4 | 1999-05-27 | Currently In Use | Diesel | 6000 | Fiberglass | Secondary Containment | Pressure |  | 1999-06-15 |  | 1999-06-15
9022103 | 5 | 1999-05-27 | Currently In Use | Gas | 4000 | Fiberglass | Secondary Containment | Pressure |  | 1999-06-15 |  | 1999-06-15
9022104 | 1 | 1999-06-15 | Currently In Use | Gas | 3000 | Epoxy | Fiberglass Reinforced Plastic | Pressure |  | 1999-06-15 |  | 1999-06-15
9022104 | 2 | 1999-06-15 | Currently In Use | Gas | 2000 | Epoxy | Fiberglass Reinforced Plastic | Pressure |  | 1999-06-15 |  | 1999-06-15
9022104 | 3 | 1999-09-24 | Currently In Use | Diesel | 2000 | Epoxy | Fiberglass Reinforced Plastic | Suction: No Valve At The Tank |  | 1999-09-24 |  | 1999-06-24
9022105 | 1 | 2000-05-15 | Currently In Use | Gas | 10000 | Fiberglass | Double Walled | Pressure |  | 2000-04-01 |  | 2000-04-01
9022105 | 2 | 2000-05-15 | Currently In Use | Gas | 12000 | Fiberglass | Double Walled | Pressure |  | 2000-04-01 |  | 2000-04-01
9022105 | 3 | 2000-05-15 | Currently In Use | Diesel | 12000 | Fiberglass | Double Walled | Pressure |  | 2000-04-01 |  | 2000-04-01
9022105 | 4 | 2000-05-15 | Currently In Use | Diesel | 6000 | Fiberglass | Double Walled | Pressure |  | 2000-04-01 |  | 2000-04-01
9022105 | 5 | 2000-05-15 | Currently In Use | Kerosene | 4000 | Fiberglass | Double Walled | Pressure |  | 2000-04-01 |  | 2000-04-01
9022106 | 1 | 2000-04-01 | Currently In Use | Gas | 12000 | Composite | Single Wall Flex | Pressure |  | 2001-04-01 |  | 2001-04-01
9022106 | 2 | 2000-04-01 | Currently In Use | Gas | 10000 | Composite | Single Wall Flex | Pressure |  | 2001-04-01 |  | 2001-04-01
9022106 | 3 | 2000-04-01 | Currently In Use | Diesel | 6000 | Composite | Single Wall Flex | Suction: Valve At The Tank |  | 2001-04-01 |  | 2001-04-01
9022106 | 4 | 2000-04-01 | Currently In Use | Diesel | 6000 | Composite | Single Wall Flex | Pressure |  | 2001-04-01 |  | 2001-04-01
9022107 | 1 | 2001-04-02 | Removed From Ground | Gas | 4000 | Not Marked/Unknown | Not Marked | Not Marked
9022107 | 2 | 2001-04-02 | Removed From Ground | Used Oil | 560 | Not Marked/Unknown | Not Marked | Not Marked
9022108 | 809104 | 1999-06-20 | Currently In Use | Diesel | 10000 | Epoxy | Fiberglass Reinforced Plastic | Pressure |  | 1999-06-29 |  | 1999-06-29
9022109 | 1 |  | Permanently Out Of Use | Diesel |  | Marked Unknown | Unknown | Not Marked
9022110 | 1 | 2001-11-01 | Currently In Use | Gas | 20000 | Fiberglass Double Walled | Double Walled Flex | Pressure |  | 2002-01-01 12:00 |  | 2002-01-01 12:00
9022110 | 2 | 2001-11-01 | Currently In Use | Gas | 20000 | Fiberglass Double Walled | Double Walled Flex | Pressure |  | 2002-01-01 12:00 |  | 2002-01-01 12:00
9022110 | 3 | 2001-11-01 | Currently In Use | Gas | 12000 | Fiberglass Double Walled | Double Walled Flex | Pressure |  | 2002-01-01 12:00 |  | 2002-01-01 12:00
9022110 | 4A | 2015-03-30 | Temporarily Out Of Use | Other | 10000 | Fiberglass Double Walled | Double Walled Flex |  | N | 2015-03-26 12:00 | N | 2015-03-28 12:00
9022110 | 4A |  | Currently In Use | Other | 10000 | Fiberglass Double Walled | Double Walled Flex |  | N | 2015-03-26 12:00 | N | 2015-03-28 12:00
9022110 | 4B | 2015-03-30 | Currently In Use | Diesel | 9500 | Fiberglass Double Walled | Double Walled Flex | Pressure | N | 2015-03-26 12:00 | N | 2015-03-28 12:00
9023001 | 1 | 1990-06-15 | Removed From Ground | Hazardous Substance | 1500 | Bare Steel | Galvanized Steel | Not Marked
9023002 | 5221-004 | 1993-06-09 | Removed From Ground | Gas | 285 | Bare Steel | Fiberglass Reinforced Plastic | Not Marked
9023002 | 5221-005 | 1993-06-09 | Removed From Ground | Diesel | 1060 | Bare Steel | Copper | Not Marked
9023003 | 1 | 1989-03-01 | Currently In Use | Gas | 10000 | Composite | Fiberglass Reinforced Plastic | Pressure |  | 1989-03-30 |  | 1989-03-30
9023003 | 2 | 1989-03-01 | Currently In Use | Diesel | 10000 | Composite | Fiberglass Reinforced Plastic | Pressure |  | 1989-03-30 |  | 1989-03-30
9023003 | 3 | 1989-03-01 | Currently In Use | Gas | 10000 | Composite | Fiberglass Reinforced Plastic | Pressure |  | 1989-03-30 |  | 1989-03-30
9023003 | 4 | 1989-03-01 | Currently In Use | Diesel | 2000 | Composite | Fiberglass Reinforced Plastic | Pressure |  | 1989-03-30 |  | 1989-03-30
9023004 | 1 | 2006-01-01 | Removed From Ground | Gas | 8000 | Epoxy | Fiberglass Reinforced Plastic | Not Marked |  | 1989-10-01 |  | 1989-10-01
9023004 | 2 | 2006-01-01 | Removed From Ground | Gas | 8000 | Epoxy | Fiberglass Reinforced Plastic | Not Marked |  | 1989-10-01 |  | 1989-10-01
9023004 | 3 | 2006-01-01 | Removed From Ground | Gas | 8000 | Epoxy | Fiberglass Reinforced Plastic | Not Marked |  | 1989-10-01 |  | 1989-10-01
9023005 | 1 | 1997-01-21 | Removed From Ground | Diesel | 6000 | Cathodically Protected Steel | Galvanized Steel | Not Marked
9023006 | 1 | 1990-09-18 | Currently In Use | Gas | 10000 | Composite | Fiberglass Reinforced Plastic | Pressure |  | 1990-09-18 |  | 1990-09-18
9023006 | 2 | 1990-09-18 | Currently In Use | Gas | 10000 | Composite | Fiberglass Reinforced Plastic | Pressure |  | 1990-09-18 |  | 1990-09-18
9023006 | 3 | 1990-09-18 | Currently In Use | Gas | 10000 | Composite | Fiberglass Reinforced Plastic | Pressure |  | 1990-09-18 |  | 1990-09-18
9023006 | 4 | 1990-09-18 | Currently In Use | Diesel | 2000 | Composite | Fiberglass Reinforced Plastic | Pressure |  | 1990-09-18 |  | 1990-09-18
9023008 | 1 | 1999-10-27 | Removed From Ground | Gas | 8000 | Cathodically Protected Steel | Fiberglass Reinforced Plastic | Pressure |  | 1991-04-11 |  | 1991-01-11
9023008 | 2 | 1999-10-27 | Removed From Ground | Gas | 6000 | Cathodically Protected Steel | Fiberglass Reinforced Plastic | Pressure |  | 1991-04-11 |  | 1991-01-11
9023008 | 3 | 1999-10-27 | Removed From Ground | Gas | 6000 | Cathodically Protected Steel | Fiberglass Reinforced Plastic | Pressure |  | 1991-04-11 |  | 1991-04-11
9023009 | 1 | 1989-07-01 | Removed From Ground | Gas | 10000 | Bare Steel | Galvanized Steel | Not Marked
9023009 | 2 | 1989-07-01 | Removed From Ground | Gas | 10000 | Bare Steel | Galvanized Steel | Not Marked
9023009 | 3 | 1989-07-01 | Removed From Ground | Gas | 10000 | Bare Steel | Galvanized Steel | Not Marked
9023009 | 4 | 1989-07-01 | Removed From Ground | Gas | 10000 | Bare Steel | Galvanized Steel | Not Marked
9023010 | 1 | 1991-09-18 | Currently In Use | Gas | 10000 | Composite | Double Walled Flex | Pressure |  | 1991-09-18 |  | 1991-09-18
9023010 | 2 | 1991-09-18 | Currently In Use | Gas | 10000 | Composite | Double Walled Flex | Pressure |  | 1991-09-18 |  | 1991-09-18
9023010 | 3 | 1991-09-18 | Currently In Use | Diesel | 10000 | Composite | Double Walled Flex | Pressure |  | 1991-09-18 |  | 1991-09-18
9023010 | 4 | 1991-09-18 | Currently In Use | Gas | 2000 | Composite | Double Walled Flex | Pressure |  | 1991-09-18 |  | 1991-09-18
9023011 | 1 | 1992-06-20 | Removed From Ground | Gas | 8000 | Bare Steel | Galvanized Steel | Not Marked
9023011 | 2 | 1992-06-20 | Removed From Ground | Gas | 8000 | Bare Steel | Galvanized Steel | Not Marked
9023011 | 3 | 1992-06-20 | Removed From Ground | Gas | 8000 | Bare Steel | Galvanized Steel | Not Marked
9023011 | 4 | 1992-06-20 | Removed From Ground | Heating Oil | 550 | Bare Steel | Galvanized Steel | Not Marked
9023011 | 5 | 1992-06-20 | Removed From Ground | Used Oil | 550 | Bare Steel | Galvanized Steel | Not Marked | Y |  | Y
9023012 | 1 | 1998-09-01 | Removed From Ground | Gas | 4000 | Marked Unknown | Galvanized Steel | Suction: Valve At The Tank
9023012 | 2 | 1998-09-01 | Removed From Ground | Gas | 3000 | Bare Steel | Galvanized Steel | Suction: Valve At The Tank
9023013 | 1 | 1999-07-01 | Removed From Ground | Diesel | 10000 | Not Marked/Unknown | Not Marked | Not Marked
9023013 | 2 | 1999-07-01 | Removed From Ground | Diesel | 10000 | Not Marked/Unknown | Not Marked | Not Marked
9023013 | 3 | 1999-07-01 | Removed From Ground | Gas | 20000 | Not Marked/Unknown | Not Marked | Not Marked
9023013 | 4 | 1999-07-01 | Removed From Ground | Gas | 20000 | Not Marked/Unknown | Not Marked | Not Marked
9023014 | 1 | 1993-07-07 | Removed From Ground | Gas | 10000 | Bare Steel | Galvanized Steel | Not Marked
9023014 | 2 | 1993-07-07 | Removed From Ground | Gas | 10000 | Bare Steel | Galvanized Steel | Not Marked
9023014 | 3 | 1993-07-07 | Removed From Ground | Used Oil | 550 | Bare Steel | Galvanized Steel | Not Marked | Y |  | Y
9023014 | 4 | 1993-07-07 | Removed From Ground | Diesel | 1000 | Bare Steel | Galvanized Steel | Not Marked
9023015 | 1 | 1992-11-01 | Removed From Ground | Used Oil | 1000 | Not Marked/Unknown | Not Marked | Not Marked | Y |  | Y
9023016 | 1 | 2008-09-23 | Removed From Ground | Diesel | 10000 | Steel-Impressed Current | Cathodically Protected | Suction: No Valve At The Tank |  | 1997-06-27 |  | 1997-06-27
9023016 | 2 | 2008-09-23 | Removed From Ground | Diesel | 10000 | Unknown |  |  | N |  | N
9023017 | 1 | 1993-08-16 | Currently In Use | Gas | 10000 | STIP-3 | Fiberglass Reinforced Plastic | Pressure |  | 1993-08-23 |  | 1993-08-23
9023017 | 2 | 1993-08-16 | Currently In Use | Gas | 10000 | STIP-3 | Fiberglass Reinforced Plastic | Pressure |  | 1993-08-23 |  | 1993-08-23
9023017 | 3 | 1993-08-16 | Currently In Use | Gas | 10000 | STIP-3 | Fiberglass Reinforced Plastic | Pressure |  | 1993-08-23 |  | 1993-08-23
9023017 | 4 | 1993-08-16 | Currently In Use | Kerosene | 2000 | STIP-3 | Fiberglass Reinforced Plastic | Pressure |  | 1993-08-23 |  | 1993-08-23
9023018 | 1 | 1980-05-05 | Currently In Use | Gas | 1000 | Cathodically Protected Steel | Cathodically Protected | Suction: No Valve At The Tank |  | 1999-03-30 |  | 1999-03-30
9023018 | 2 | 1980-05-05 | Currently In Use | Gas | 1000 | Cathodically Protected Steel | Cathodically Protected | Suction: No Valve At The Tank |  | 1999-03-30 |  | 1999-03-30
9023018 | 3 | 1984-01-01 | Removed From Ground | Empty | 280 | Not Marked/Unknown | Not Marked | Not Marked
9023018 | 4 | 1984-01-01 | Currently In Use | Kerosene | 1000 | Cathodically Protected Steel | Cathodically Protected | Suction: No Valve At The Tank |  | 1999-03-30 |  | 1999-03-30
9023019 | 1 | 1994-01-15 | Currently In Use | Gas | 6000 | STIP-3 | Fiberglass Reinforced Plastic | Pressure |  | 1994-01-15 |  | 1994-01-15
9023019 | 2 | 1994-01-15 | Currently In Use | Gas | 6000 | STIP-3 | Fiberglass Reinforced Plastic | Pressure |  | 1994-01-15 |  | 1994-01-15
9023019 | 3 | 1994-01-15 | Currently In Use | Diesel | 1000 | STIP-3 | Fiberglass Reinforced Plastic | Suction: Valve At The Tank |  | 1994-01-15 |  | 1994-01-15
9023020 | 1 | 1994-01-21 | Currently In Use | Gas | 10278 | Composite | Single Wall Flex | Pressure |  | 1994-01-21 |  | 1994-01-21
9023020 | 2 | 1994-01-21 | Currently In Use | Gas | 10278 | Composite | Single Wall Flex | Pressure |  | 1994-01-21 |  | 1994-01-21
9023020 | 3 | 1994-01-21 | Currently In Use | Gas | 10278 | Composite | Single Wall Flex | Pressure |  | 1994-01-21 |  | 1994-01-21
9023020 | 4 | 1994-01-21 | Currently In Use | Gas | 2005 | Composite | Single Wall Flex | Pressure |  | 1994-01-21 |  | 1994-01-21
9023021 | 1 | 1993-01-01 | Removed From Ground | Other | 1 | Not Marked/Unknown | Not Marked | Not Marked
9023022 | 1 | 1994-10-10 | Removed From Ground | Gas | 10000 | Not Marked/Unknown | Not Marked | Not Marked
9023022 | 2 | 1994-10-10 | Removed From Ground | Gas | 10000 | Not Marked/Unknown | Not Marked | Not Marked
9023023 | 1 | 1994-10-24 | Removed From Ground | Diesel | 260 | Bare Steel | Copper | Suction: Valve At The Tank
9023024 | 1 | 2007-02-28 | Removed From Ground | Diesel | 12000 | Fiberglass Double Walled | Fiberglass Reinforced Plastic | Pressure |  | 1992-09-01 |  | 1992-09-01
9023025 | 1 | 2015-09-23 | Removed From Ground | Gas | 10000 | Composite | Fiberglass Reinforced Plastic | Pressure |  | 1992-08-01 |  | 1992-08-01
9023025 | 2 | 2015-09-23 | Removed From Ground | Gas | 8000 | Composite | Fiberglass Reinforced Plastic | Pressure |  | 1992-08-01 |  | 1992-08-01
9023025 | 3 | 2015-09-23 | Removed From Ground | Gas | 8000 | Composite | Fiberglass Reinforced Plastic | Pressure |  | 1992-08-01 |  | 1992-08-01
9023025 | 4 | 2015-09-23 | Removed From Ground | Gas | 2000 | Composite | Fiberglass Reinforced Plastic | Pressure |  | 1992-08-01 |  | 1992-08-01
9023025 | 5 | 2015-09-23 | Removed From Ground | Diesel | 2000 | Composite | Fiberglass Reinforced Plastic | Pressure |  | 1992-08-01 |  | 1992-08-01
9023026 | 1 | 1995-02-09 | Removed From Ground | Gas | 2000 | Bare Steel | Galvanized Steel | Pressure
9023026 | 2 | 1990-05-18 | Removed From Ground | Diesel | 2000 | Bare Steel | Galvanized Steel | Pressure
9023026 | 3 | 1990-05-18 | Removed From Ground | Diesel | 2000 | Bare Steel | Galvanized Steel | Pressure
9023027 | 1 | 2003-05-21 | Currently In Use | Gas | 10000 | Composite | Fiberglass Reinforced Plastic | Pressure |  | 1993-08-12 |  | 1993-08-12
9023027 | 2 | 2003-05-21 | Currently In Use | Gas | 10000 | Composite | Fiberglass Reinforced Plastic | Pressure |  | 1993-08-12 |  | 1993-08-12
9023027 | 3 | 2003-05-21 | Currently In Use | Gas | 10000 | Composite | Fiberglass Reinforced Plastic | Pressure |  | 1993-08-12 |  | 1993-08-12
9023027 | 4 | 2003-05-21 | Currently In Use | Diesel | 20000 | Composite | Fiberglass Reinforced Plastic | Pressure |  | 1993-08-12 |  | 1993-08-12
9023027 | 5 | 2003-05-21 | Temporarily Out Of Use | Kerosene | 4000 | Composite | Fiberglass Reinforced Plastic | Pressure |  | 1993-08-12 |  | 1993-08-12
9023028 | 1 | 1990-02-19 | Currently In Use | Gas | 10000 | STIP-3 | Fiberglass Reinforced Plastic | Pressure |  | 1990-02-01 |  | 1990-02-01
9023028 | 2 | 1990-02-19 | Currently In Use | Gas | 10000 | STIP-3 | Fiberglass Reinforced Plastic | Pressure |  | 1990-02-01 |  | 1990-02-01
9023031 | 1 | 1995-12-01 | Removed From Ground | Gas | 5000 | Marked Unknown | Unknown | Not Marked
9023031 | 2 | 1995-12-01 | Removed From Ground | Diesel | 5000 | Marked Unknown | Unknown | Not Marked
9023032 | 1 | 1999-09-01 | Removed From Ground | Gas | 1000 | Cathodically Protected Steel | Not Marked | Suction: Valve At The Tank
9023032 | 2 | 1998-12-01 | Removed From Ground | Gas | 1000 | Cathodically Protected Steel | Not Marked | Suction: Valve At The Tank
9023033 | 1 | 1990-05-01 | Removed From Ground | Gas | 1000 | Bare Steel | Galvanized Steel | Not Marked
9023033 | 2 | 1990-05-01 | Removed From Ground | Gas | 1000 | Bare Steel | Galvanized Steel | Not Marked
9023033 | 3 | 1990-05-01 | Removed From Ground | Gas | 1000 | Bare Steel | Galvanized Steel | Not Marked
9023033 | 4 |  | Removed From Ground Date Unknown | Gas | 1000 | Bare Steel | Galvanized Steel | Not Marked
9023033 | PREM-2 | 2005-08-29 | Temporarily Out Of Use | Gas | 3000 | Cathodically Protected Steel | Fiberglass Reinforced Plastic | Suction: Valve At The Tank |  | 1992-06-01 |  | 1992-06-01
9023033 | PREM-2 |  | Currently In Use | Gas | 3000 | Cathodically Protected Steel | Fiberglass Reinforced Plastic | Suction: Valve At The Tank |  | 1992-06-01 |  | 1992-06-01
9023033 | RU-1 | 2005-08-29 | Temporarily Out Of Use | Gas | 8000 | Cathodically Protected Steel | Fiberglass Reinforced Plastic | Suction: Valve At The Tank |  | 1992-06-01 |  | 1992-06-01
9023034 | 1 | 2000-10-01 | Removed From Ground | Gas | 500 | Cathodically Protected Steel | Galvanized Steel | Suction: Valve At The Tank
9023034 | 2 | 2000-10-01 | Removed From Ground | Gas | 500 | Cathodically Protected Steel | Galvanized Steel | Suction: Valve At The Tank
9023034 | 3 | 2000-10-01 | Removed From Ground | Gas |  | Cathodically Protected Steel | Galvanized Steel | Suction: Valve At The Tank
9023034 | 4 | 2000-10-01 | Removed From Ground | Kerosene | 250 | Cathodically Protected Steel | Galvanized Steel | Suction: Valve At The Tank
9023035 | 1 | 1999-08-01 | Removed From Ground | Kerosene | 2000 | Cathodically Protected Steel | Galvanized Steel | Suction: Valve At The Tank
9023038 | 1 | 1996-01-01 | Removed From Ground | Diesel | 1000 | Bare Steel | Bare Steel | Suction: No Valve At The Tank
9023038 | 2 | 1996-01-01 | Removed From Ground | Gas | 1000 | Bare Steel | Bare Steel | Suction: No Valve At The Tank | Y |  | Y
9023041 | 1 |  | Permanently Out Of Use | Used Oil | 250 | Not Marked/Unknown | Not Marked | Not Marked | Y |  | Y
9023041 | 2 |  | Permanently Out Of Use | Gas | 1000 | Not Marked/Unknown | Not Marked | Not Marked
9023041 | 3 |  | Permanently Out Of Use | Gas | 1000 | Not Marked/Unknown | Not Marked | Not Marked
9023041 | 4 |  | Permanently Out Of Use | Kerosene | 550 | Not Marked/Unknown | Not Marked | Not Marked
9023042 | 1 | 2011-06-15 | Removed From Ground | Gas | 10000 | Composite | Single Wall Flex | Pressure |  | 1996-06-29 |  | 1996-06-29
9023042 | 2 | 2011-06-15 | Removed From Ground | Gas | 10000 | Composite | Single Wall Flex | Pressure |  | 1996-06-29 |  | 1996-06-29
9023042 | 3 | 2011-06-15 | Removed From Ground | Gas | 10000 | Composite | Single Wall Flex | Pressure |  | 1996-06-29 |  | 1996-06-29
9023042 | 4 | 2012-12-26 | Currently In Use | Gas | 20000 | Composite Double Walled | Double Walled Flex | Pressure | N | 2012-11-12 | N | 2012-11-12
9023042 | 5 | 2012-12-26 | Currently In Use | Gas | 10000 | Composite Double Walled | Double Walled Flex | Pressure | N | 2012-11-12 | N | 2012-11-12
9023042 | 6 | 2012-12-26 | Currently In Use | Diesel | 10000 | Composite Double Walled | Double Walled Flex | Pressure | N | 2012-11-12 | N | 2012-11-12
9023043 | 1 | 1996-07-23 | Currently In Use | Gas | 10000 | Composite | Double Walled Flex | Pressure |  | 1996-07-23 |  | 1996-07-23
9023043 | 2 | 1996-07-23 | Currently In Use | Gas | 10000 | Composite | Double Walled Flex | Pressure |  | 1996-07-23 |  | 1996-07-23
9023043 | 3 | 1996-07-23 | Currently In Use | Gas | 10000 | Composite | Double Walled Flex | Pressure |  | 1996-07-23 |  | 1996-07-23
9023043 | 4 | 1996-07-23 | Currently In Use | Kerosene | 2000 | Composite | Double Walled Flex | Pressure |  | 1996-07-23 |  | 1996-07-23
9023045 | 1 | 1996-10-04 | Currently In Use | Gas | 15000 | Fiberglass | Fiberglass Reinforced Plastic | Pressure |  | 1996-10-04 |  | 1996-10-04
9023045 | 2 | 1996-10-04 | Currently In Use | Gas | 15000 | Fiberglass | Fiberglass Reinforced Plastic | Pressure |  | 1996-10-04 |  | 1996-10-04
9023046 | 1 | 1996-11-01 | Removed From Ground | Gas | 1000 | Not Marked/Unknown | Not Marked | Not Marked
9023048 | 1 | 1997-04-10 | Currently In Use | Gas | 12000 | Composite | Double Walled Flex | Pressure |  | 1997-04-10 |  | 1997-04-10
9023048 | 2 | 1997-04-10 | Currently In Use | Diesel | 10000 | Composite | Double Walled Flex | Pressure |  | 1997-04-10 |  | 1997-04-10
9023048 | 3 | 1997-04-10 | Currently In Use | Gas | 10000 | Composite | Double Walled Flex | Pressure |  | 1997-04-10 |  | 1997-04-10
9023049 | 1 | 1998-06-01 | Removed From Ground | Other | 285 | Not Marked/Unknown | Not Marked | Not Marked
9023051 | 1 | 1986-06-25 | Currently In Use | Gas | 8000 | Steel-Impressed Current | Fiberglass Reinforced Plastic | Pressure |  | 1986-06-25 |  | 1986-06-25
9023051 | 2 | 1986-06-25 | Currently In Use | Gas | 8000 | Steel-Impressed Current | Fiberglass Reinforced Plastic | Pressure |  | 1986-06-25 |  | 1986-06-25
9023051 | 3 | 1986-06-25 | Currently In Use | Gas | 4000 | Steel-Impressed Current | Fiberglass Reinforced Plastic | Pressure |  | 1986-06-25 |  | 1986-06-25
9023051 | 4 | 1986-06-25 | Currently In Use | Diesel | 3000 | Steel-Impressed Current | Impressed Current | Pressure |  | 1986-06-25 |  | 1986-06-25
9023052 | 1 | 1998-12-15 | Removed From Ground | Gas | 1000 | Marked Unknown | Unknown | Suction: No Valve At The Tank
9023053 | 1 | 1998-02-06 | Currently In Use | Gas | 12000 | Fiberglass | Double Walled | Pressure |  | 1998-02-11 |  | 1998-02-11
9023053 | 2 | 1998-02-06 | Currently In Use | Gas | 8000 | Fiberglass | Double Walled | Pressure |  | 1998-02-11 |  | 1998-02-11
9023054 | 1 | 2015-12-10 | Removed From Ground | Gas | 10000 | Composite | Fiberglass Reinforced Plastic | Pressure |  | 1991-09-09 |  | 1991-09-09
9023054 | 2 | 2015-12-10 | Removed From Ground | Gas | 10000 | Composite | Fiberglass Reinforced Plastic | Pressure |  | 1991-09-09 |  | 1991-09-09
9023054 | 3 | 2015-12-10 | Removed From Ground | Gas | 10000 | Composite | Fiberglass Reinforced Plastic | Pressure |  | 1991-09-09 |  | 1991-09-09
9023056 | 1 | 1999-07-01 | Currently In Use | Gas | 12000 | Fiberglass Double Walled | Double Walled Flex | Pressure |  | 1999-07-01 |  | 1999-07-01
9023056 | 2 | 1999-07-01 | Currently In Use | Gas | 12000 | Fiberglass Double Walled | Double Walled Flex | Pressure |  | 1999-07-01 |  | 1999-07-01
9023057 | 1 | 1999-10-21 | Removed From Ground | Gas | 1000 | Bare Steel | Galvanized Steel | Suction: Valve At The Tank
9023057 | 2 | 1999-10-21 | Removed From Ground | Diesel | 1000 | Bare Steel | Galvanized Steel | Suction: Valve At The Tank
9023057 | 3 | 1999-10-21 | Removed From Ground | Diesel | 1000 | Bare Steel | Galvanized Steel | Suction: Valve At The Tank
9023057 | 4 | 1999-10-21 | Removed From Ground | Diesel | 1000 | Bare Steel | Galvanized Steel | Suction: Valve At The Tank
9023058 | 1 |  | Removed From Ground Date Unknown | Gas |  | Not Marked/Unknown | Not Marked | Not Marked
9023059 | 1 | 2000-06-20 | Currently In Use | Gas | 8000 | Fiberglass | Fiberglass Reinforced Plastic | Pressure |  | 2000-06-20 |  | 2000-06-20
9023059 | 2 | 2000-06-20 | Currently In Use | Gas | 12000 | Fiberglass | Fiberglass Reinforced Plastic | Pressure |  | 2000-06-20 |  | 2000-06-20
9023060 | 1 | 2001-04-12 | Closed In Ground | Diesel | 250 | Bare Steel | Bare Steel | Suction: No Valve At The Tank
9023061 | 1 | 2001-04-23 | Currently In Use | Gas | 12000 | Steel-Galvanic | Fiberglass Reinforced Plastic | Pressure |  | 2001-05-21 |  | 2001-05-21
9023061 | 2 | 2001-04-23 | Currently In Use | Gas | 8000 | Steel-Galvanic | Fiberglass Reinforced Plastic | Pressure |  | 2001-05-21 |  | 2001-05-21
9023061 | 3 | 2001-04-23 | Currently In Use | Diesel | 3000 | Steel-Galvanic | Fiberglass Reinforced Plastic | Pressure |  | 2001-05-21 |  | 2001-05-21
9023062 | 1 | 2001-06-25 | Currently In Use | Gas | 20000 | Composite | Double Walled Flex | Pressure |  | 2001-06-25 |  | 2001-06-25
9023062 | 2 | 2001-06-25 | Currently In Use | Gas | 15000 | Composite | Double Walled Flex | Pressure |  | 2001-06-25 |  | 2001-06-25
9023062 | 3 | 2006-12-01 | Currently In Use | Diesel | 20000 | Composite Double Walled | Double Walled Flex | Pressure | N | 2006-12-01 | N | 2006-12-01
9023062 | 4 | 2006-12-01 | Currently In Use | Diesel | 20000 | Composite Double Walled | Double Walled Flex | Pressure | N | 2006-12-01 | N | 2006-12-01
9024001 | DUMMY |  | Permanently Out Of Use | Heating Oil |  | Not Marked/Unknown | Not Marked | Not Marked
9024002 | 1 | 1993-12-06 | Closed In Ground | Diesel | 500 | Marked Unknown | Unknown | Not Marked
9024002 | 2 | 1994-01-10 | Currently In Use | Diesel | 600 | Excavation Liner | Fiberglass Reinforced Plastic | Suction: No Valve At The Tank |  | 1994-01-01 |  | 1994-01-01
9024003 | 1 | 1998-12-01 | Removed From Ground | Gas | 5000 | Bare Steel | Unknown | Not Marked
9024003 | 2 | 1998-12-01 | Removed From Ground | Gas | 5000 | Bare Steel | Unknown | Not Marked
9024004 | 1 | 1994-09-30 | Removed From Ground | Other | 250 | Bare Steel | Copper | Suction: Valve At The Tank
9024005 | 1 | 1994-03-07 | Removed From Ground | Gas | 1000 | Bare Steel | Bare Steel | Suction: No Valve At The Tank
9024005 | 2 | 1994-03-07 | Removed From Ground | Gas | 1000 | Bare Steel | Bare Steel | Suction: No Valve At The Tank
9024005 | 3A | 1994-03-07 | Currently In Use | Gas | 4000 | Composite | Fiberglass Reinforced Plastic | Pressure |  | 1994-03-07 |  | 1994-03-07
9024005 | 3B | 1994-03-07 | Currently In Use | Gas | 2000 | Composite | Fiberglass Reinforced Plastic | Pressure |  | 1994-03-07 |  | 1994-03-07
9024005 | 4 | 2005-08-11 | Currently In Use | Gas | 8000 | Composite | Fiberglass Reinforced Plastic |  | N | 2005-05-11 | N | 2005-05-11
9024006 | 1AST |  | Currently In Use | Diesel | 560 | Not Marked/Unknown | Not Marked | Not Marked
9024007 | 1 |  | Removed From Ground Date Unknown | Gas | 1500 | Bare Steel | Galvanized Steel | Not Marked
9024007 | 2 |  | Removed From Ground Date Unknown | Gas | 1000 | Bare Steel | Galvanized Steel | Not Marked
9024007 | 3 |  | Removed From Ground Date Unknown | Gas | 500 | Bare Steel | Galvanized Steel | Not Marked
9024007 | 4 |  | Removed From Ground Date Unknown | Diesel | 1500 | Bare Steel | Galvanized Steel | Not Marked
9024007 | 5 | 1994-12-01 | Removed From Ground | Gas | 998 | Bare Steel | Galvanized Steel | Not Marked
9024007 | 6 | 1994-12-01 | Removed From Ground | Gas | 580 | Bare Steel | Galvanized Steel | Not Marked
9024007 | 7 | 1994-12-01 | Removed From Ground | Gas | 580 | Bare Steel | Galvanized Steel | Not Marked
9024008 | 518D1 | 2005-05-11 | Removed From Ground | Diesel | 1000 | Bare Steel | Galvanized Steel | Suction: No Valve At The Tank
9024009 | 1 |  | Removed From Ground Date Unknown | Gas | 8000 | Bare Steel | Bare Steel | Suction: No Valve At The Tank
9024009 | 2 |  | Removed From Ground Date Unknown | Gas | 8000 | Bare Steel | Bare Steel | Suction: No Valve At The Tank
9024009 | 3 | 1999-01-07 | Currently In Use | Gas | 12000 | Composite Double Walled | Double Walled Flex | Pressure |  | 1999-01-07 |  | 1999-01-07
9024009 | 4 | 1999-01-07 | Currently In Use | Gas | 10000 | Composite Double Walled | Double Walled Flex | Pressure |  | 1999-01-07 |  | 1999-01-07
9024010 | 1 | 1990-08-01 | Currently In Use | Gas | 8000 | Steel-Impressed Current | Cathodically Protected | Pressure |  | 1990-01-01 |  | 1990-01-01
9024010 | 2 | 1990-08-01 | Currently In Use | Gas | 5000 | Steel-Impressed Current | Cathodically Protected | Pressure |  | 1990-01-01 |  | 1990-01-01
9024010 | 3 | 1990-08-01 | Currently In Use | Gas | 5000 | Steel-Impressed Current | Cathodically Protected | Pressure |  | 1990-01-01 |  | 1990-01-01
9024011 | 1 | 1995-04-05 | Removed From Ground | Gas | 6000 | Bare Steel | Galvanized Steel | Pressure
9024011 | 2 | 1995-04-05 | Removed From Ground | Gas | 4000 | Bare Steel | Galvanized Steel | Pressure
9024011 | 3 | 1995-04-05 | Removed From Ground | Gas | 4000 | Bare Steel | Galvanized Steel | Pressure
9024011 | 4 | 1995-04-05 | Removed From Ground | Gas | 4000 | Bare Steel | Galvanized Steel | Pressure
9024012 | 1 | 1999-04-16 | Removed From Ground | Empty | 2000 | Double Walled | Galvanized Steel | Suction: Valve At The Tank
9024012 | 2 | 1999-04-16 | Removed From Ground | Empty | 1000 | Double Walled | Galvanized Steel | Suction: Valve At The Tank
9024012 | 3 | 1999-04-16 | Removed From Ground | Empty | 1 | Double Walled | Galvanized Steel | Suction: Valve At The Tank
9024012 | 4 | 1999-04-01 | Removed From Ground | Empty | 3000 | Double Walled | Galvanized Steel | Suction: Valve At The Tank
9024013 | UL163234 | 1995-05-09 | Currently In Use | Diesel | 8000 | Composite | Fiberglass Reinforced Plastic | Suction: No Valve At The Tank |  | 1995-05-09 |  | 1995-05-09
9024013 | UL163234A | 1995-05-09 | Currently In Use | Diesel | 4000 | Composite | Fiberglass Reinforced Plastic | Suction: No Valve At The Tank |  | 1995-05-09 |  | 1995-05-09
9024015 | 1 | 1998-10-19 | Removed From Ground | Diesel | 500 | Bare Steel | Not Marked | Not Marked
9024015 | 2 | 1998-10-19 | Removed From Ground | Gas | 250 | Bare Steel | Not Marked | Not Marked
9024016 | 1 | 2000-12-15 | Removed From Ground | Diesel | 2000 | Bare Steel | Bare Steel | Suction: No Valve At The Tank
9025001 | 1 | 1989-02-01 | Currently In Use | Gas | 8000 | Composite | Fiberglass Reinforced Plastic | Pressure |  | 1990-09-01 |  | 1990-09-01
9025001 | 2 | 1985-01-02 | Currently In Use | Gas | 4000 | Steel-Galvanic | Fiberglass Reinforced Plastic | Pressure |  | 1990-09-01 |  | 1990-09-01
9025001 | 3 | 1990-09-01 | Closed In Ground | Diesel | 4000 | Cathodically Protected Steel | Fiberglass Reinforced Plastic | Not Marked
9025001 | 4 | 1989-02-01 | Removed From Ground | Gas | 2000 | Bare Steel | Not Marked | Not Marked
9025001 | 5 | 1989-02-01 | Removed From Ground | Diesel | 1000 | Bare Steel | Not Marked | Not Marked
9025001 | 6 | 1990-09-01 | Currently In Use | Gas | 8000 | Composite | Fiberglass Reinforced Plastic | Pressure |  | 1990-09-01 |  | 1990-09-01
9025002 | 1 | 1991-04-01 | Removed From Ground | Gas | 3000 | Bare Steel | Unknown | Not Marked
9025002 | 2 | 1991-04-01 | Removed From Ground | Gas | 3000 | Bare Steel | Unknown | Not Marked
9025002 | 3 | 1991-04-01 | Removed From Ground | Gas | 3000 | Bare Steel | Unknown | Not Marked
9025002 | 4 | 1991-04-01 | Removed From Ground | Gas | 8000 | Bare Steel | Unknown | Not Marked
9025002 | 5 | 1991-04-01 | Removed From Ground | Diesel | 3000 | Bare Steel | Unknown | Not Marked
9025002 | 6 | 1991-04-29 | Currently In Use | Gas | 8000 | Composite | Fiberglass Reinforced Plastic | Pressure |  | 1991-04-29 |  | 1991-04-29
9025002 | 7 | 1991-04-29 | Currently In Use | Gas | 8000 | Composite | Fiberglass Reinforced Plastic | Pressure |  | 1991-04-29 |  | 1991-04-29
9025002 | 8A | 1991-04-29 | Currently In Use | Gas | 4000 | Composite | Fiberglass Reinforced Plastic | Pressure |  | 1991-04-29 |  | 1991-04-29
9025002 | 8B | 1991-04-29 | Currently In Use | Gas | 4000 | Composite | Fiberglass Reinforced Plastic | Pressure |  | 1991-04-29 |  | 1991-04-29
9025003 | 1 | 1990-10-01 | Removed From Ground | Gas | 1000 | Bare Steel | Bare Steel | Not Marked
9025003 | 2 | 1990-10-01 | Removed From Ground | Gas | 1000 | Bare Steel | Bare Steel | Not Marked
9025003 | 3 | 1990-10-01 | Removed From Ground | Gas | 500 | Bare Steel | Bare Steel | Not Marked
9025004 | DUMMY |  | Permanently Out Of Use | Other |  | Marked Unknown | Unknown | Not Marked
9025005 | 1 | 1991-02-08 | Removed From Ground | Diesel | 4000 | Bare Steel | Not Marked | Not Marked
9025005 | 2 | 1991-02-08 | Removed From Ground | Diesel | 4000 | Bare Steel | Not Marked | Not Marked
9025005 | 3 |  | Removed From Ground Date Unknown | Diesel | 6000 | Bare Steel | Bare Steel | Pressure
9025005 | 4 |  | Removed From Ground Date Unknown | Diesel | 6000 | Bare Steel | Bare Steel | Pressure
9025005 | 5 |  | Removed From Ground Date Unknown | Diesel | 10000 | Bare Steel | Bare Steel | Pressure
9025005 | 6 |  | Removed From Ground Date Unknown | Diesel | 10000 | Bare Steel | Bare Steel | Pressure
9025005 | 7 |  | Removed From Ground Date Unknown | Used Oil | 500 | Bare Steel | Bare Steel | Pressure | Y |  | Y
9025005 | 8 | 1996-12-01 | Currently In Use | Diesel | 20000 | Double Walled | Fiberglass Reinforced Plastic | Pressure |  | 1996-12-01 |  | 1996-12-01
9025006 | 1 | 1995-08-01 | Removed From Ground | Gas | 500 | Not Marked/Unknown | Not Marked | Not Marked
9025006 | 2 | 1995-08-01 | Removed From Ground | Gas | 1000 | Not Marked/Unknown | Not Marked | Not Marked
9025006 | 3 | 1995-08-01 | Removed From Ground | Gas | 2000 | Not Marked/Unknown | Not Marked | Not Marked
9025007 | 1 | 1987-08-01 | Removed From Ground | Gas | 12000 | Bare Steel | Bare Steel | Pressure
9025007 | 2 | 1990-11-16 | Removed From Ground | Gas | 3000 | Bare Steel | Bare Steel | Pressure
9025008 | 025 | 2006-04-19 | Removed From Ground | Diesel | 30000 | Fiberglass | Galvanized Steel | Not Marked
9025008 | 026 | 2006-04-19 | Removed From Ground | Gas | 6000 | Bare Steel | Galvanized Steel | Not Marked
9025010 | 1 |  | Permanently Out Of Use | Gas | 1175 | Not Marked/Unknown | Not Marked | Not Marked
9025010 | 2 |  | Permanently Out Of Use | Gas | 4000 | Not Marked/Unknown | Not Marked | Not Marked
9025010 | 3 |  | Permanently Out Of Use | Gas | 3000 | Not Marked/Unknown | Not Marked | Not Marked
9025010 | 4 |  | Permanently Out Of Use | Gas |  | Not Marked/Unknown | Not Marked | Not Marked
9025010 | 5 |  | Removed From Ground Date Unknown | Kerosene | 500 | Not Marked/Unknown | Not Marked | Not Marked
9025010 | 6 |  | Removed From Ground Date Unknown | Gas | 500 | Not Marked/Unknown | Not Marked | Not Marked
9025011 | 1 | 1992-06-04 | Removed From Ground | Gas | 10000 | Cathodically Protected Steel | Bare Steel | Pressure
9025011 | 2 | 1992-06-04 | Removed From Ground | Diesel | 10000 | Cathodically Protected Steel | Bare Steel | Pressure
9025011 | 3 | 1992-05-29 | Removed From Ground | Used Oil | 500 | Bare Steel | Bare Steel | Gravity Fed | Y |  | Y
9025011 | 4 | 1992-05-29 | Removed From Ground | Other | 1000 | Fiberglass | Fiberglass Reinforced Plastic | Pressure
9025011 | 5 | 1992-06-11 | Currently In Use | Gas | 12000 | Fiberglass Double Walled | Fiberglass/Double Walled | Pressure |  | 1992-06-01 |  | 1992-06-01
9025011 | 6 | 1992-06-11 | Currently In Use | Diesel | 15000 | Fiberglass Double Walled | Fiberglass/Double Walled | Pressure |  | 1992-06-01 |  | 1992-06-01
9025012 | 1 | 1987-08-04 | Currently In Use | Gas | 10000 | Composite | Fiberglass/Double Walled | Pressure |  | 1987-08-04 |  | 1987-08-04
9025012 | 2 | 1987-08-04 | Currently In Use | Gas | 10000 | Composite | Fiberglass/Double Walled | Pressure |  | 1987-08-04 |  | 1987-08-04
9025012 | 3 | 1987-08-04 | Currently In Use | Diesel | 10000 | Composite | Fiberglass/Double Walled | Pressure |  | 1987-08-04 |  | 1987-08-04
9025012 | 4 | 1987-08-04 | Currently In Use | Diesel | 12000 | Composite | Fiberglass/Double Walled | Pressure |  | 1987-08-04 |  | 1987-08-04
9025013 | 1 | 1992-03-18 | Removed From Ground | Gas | 4000 | Marked Unknown | Unknown | Not Marked
9025014 | 1 | 1987-01-01 | Currently In Use | Gas | 8000 | Steel-Impressed Current | Fiberglass Reinforced Plastic | Pressure |  | 1996-08-01 |  | 1996-08-01
9025014 | 2 | 1987-01-01 | Currently In Use | Gas | 8000 | Steel-Impressed Current | Fiberglass Reinforced Plastic | Pressure |  | 1996-08-01 |  | 1996-08-01
9025014 | 3 | 1987-01-01 | Currently In Use | Gas | 8000 | Steel-Impressed Current | Fiberglass Reinforced Plastic | Pressure |  | 1996-08-01 |  | 1996-08-01
9025015 | 1 | 1987-01-01 | Currently In Use | Gas | 8000 | STIP-3 | Fiberglass Reinforced Plastic | Pressure |  | 1996-01-01 |  | 1996-01-01
9025015 | 2 | 1987-01-01 | Currently In Use | Gas | 6000 | STIP-3 | Fiberglass Reinforced Plastic | Pressure |  | 1996-01-01 |  | 1996-01-01
9025015 | 3 | 1987-01-01 | Currently In Use | Gas | 6000 | STIP-3 | Fiberglass Reinforced Plastic | Pressure |  | 1996-01-01 |  | 1996-01-01
9025016 | 1 | 2011-07-06 | Removed From Ground | Gas | 550 | Composite | Fiberglass Reinforced Plastic | Suction: No Valve At The Tank |  | 1993-07-02 |  | 1993-07-02
9025016 | 2 | 1993-07-01 | Removed From Ground | Gas | 500 | Bare Steel | Unknown | Not Marked
9025016 | 3 | 1993-07-01 | Removed From Ground | Gas | 500 | Bare Steel | Secondary Containment | Not Marked
9025017 | 1 | 1998-12-18 | Removed From Ground | Diesel | 500 | Bare Steel | Bare Steel | Suction: No Valve At The Tank
9025018 | 1 | 1994-11-30 | Removed From Ground | Other | 3000 | Composite | Bare Steel | Suction: No Valve At The Tank
9025020 | 1 | 1988-08-01 | Currently In Use | Gas | 10000 | Fiberglass | Fiberglass Reinforced Plastic | Pressure |  | 1988-08-01 |  | 1988-08-01
9025020 | 2 | 1988-08-01 | Currently In Use | Gas | 10000 | Fiberglass | Fiberglass Reinforced Plastic | Pressure |  | 1988-08-01 |  | 1988-08-01
9025020 | 3 | 1988-08-01 | Currently In Use | Gas | 10000 | Fiberglass | Fiberglass Reinforced Plastic | Pressure |  | 1988-08-01 |  | 1988-08-01
9025022 | 1 | 1998-09-01 | Removed From Ground | Used Oil | 550 | Double Walled | Fiberglass Reinforced Plastic | Not Marked | Y |  | Y
9025023 | 1 | 1993-01-27 | Removed From Ground | Gas | 10000 | Bare Steel | Unknown | Not Marked
9025023 | 2 | 1993-01-27 | Removed From Ground | Diesel | 10000 | Bare Steel | Unknown | Not Marked
9025024 | 2 | 1995-08-31 | Removed From Ground | Diesel | 250 | Bare Steel | Bare Steel | Not Marked
9025025 | 1 | 1995-12-13 | Removed From Ground | Diesel | 4000 | Double Walled | Fiberglass Reinforced Plastic | Suction: No Valve At The Tank
9025025 | 2 | 1995-12-13 | Removed From Ground | Used Oil | 550 | Double Walled | Fiberglass Reinforced Plastic | Gravity Fed | Y |  | Y
9025026 | 1 | 1990-08-04 | Removed From Ground | Gas | 280 | Bare Steel | Unknown | Not Marked
9025027 | 1 | 1995-02-01 | Removed From Ground | Diesel | 12000 | Fiberglass | Fiberglass Reinforced Plastic | Not Marked
9025028 | 1 | 1998-02-18 | Removed From Ground | Diesel | 1000 | Bare Steel | Galvanized Steel | Not Marked
9025029 | 017 | 1994-08-19 | Removed From Ground | Gas | 10000 | Bare Steel | Bare Steel | Not Marked
9025029 | 018 | 1994-08-19 | Removed From Ground | Diesel | 12000 | Bare Steel | Bare Steel | Not Marked
9025029 | 019 | 1994-08-19 | Removed From Ground | Diesel | 12000 | Bare Steel | Bare Steel | Not Marked
9025029 | 020 | 1994-08-19 | Removed From Ground | Gas | 10000 | Bare Steel | Bare Steel | Not Marked
9025031 | 1 | 1990-04-30 | Currently In Use | Gas | 10000 | Composite | Fiberglass Reinforced Plastic | Pressure |  | 1990-04-30 |  | 1990-04-30
9025031 | 2 | 1990-04-30 | Currently In Use | Gas | 10000 | Composite | Fiberglass Reinforced Plastic | Pressure |  | 1990-04-30 |  | 1990-04-30
9025031 | 3 | 1990-04-30 | Currently In Use | Gas | 10000 | Composite | Fiberglass Reinforced Plastic | Pressure |  | 1990-04-30 |  | 1990-04-30
9025032 | 1 | 1992-03-31 | Removed From Ground | Gas | 6000 | Bare Steel | Unknown | Pressure
9025032 | 2 | 1992-03-31 | Removed From Ground | Gas | 6000 | Marked Unknown | Unknown | Pressure
9025032 | 3 | 1992-03-31 | Removed From Ground | Gas | 6000 | Marked Unknown | Unknown | Pressure
9025032 | 4 | 1992-03-23 | Currently In Use | Gas | 10000 | Composite | Fiberglass Reinforced Plastic | Pressure |  | 1992-03-23 |  | 1992-03-23
9025032 | 5 | 1992-03-23 | Currently In Use | Gas | 10000 | Composite | Fiberglass Reinforced Plastic | Pressure |  | 1992-03-23 |  | 1992-03-23
9025032 | 6 | 2000-08-31 | Currently In Use | Other | 4000 | Cathodically Protected Steel | Fiberglass Reinforced Plastic | Pressure |  | 1992-03-23 |  | 1992-03-23
9025032 | 7 |  | Removed From Ground Date Unknown | Used Oil | 550 | Marked Unknown | Unknown | Not Marked | Y |  | Y
9025033 | 1 |  | Temporarily Out Of Use | Gas | 10000 | Fiberglass | Fiberglass Reinforced Plastic | Not Marked
9025033 | 2 |  | Temporarily Out Of Use | Gas | 10000 | Fiberglass | Fiberglass Reinforced Plastic | Not Marked
9025033 | 3 |  | Temporarily Out Of Use | Gas | 10000 | Fiberglass | Fiberglass Reinforced Plastic | Not Marked
9025034 | 1 | 2006-11-28 | Closed In Ground | Diesel | 10000 | Fiberglass | Cathodically Protected | Pressure |  | 1987-01-01 |  | 1987-01-01
9025034 | 2 | 2006-11-28 | Closed In Ground | Diesel | 10000 | Fiberglass | Cathodically Protected | Pressure |  | 1987-01-01 |  | 1987-01-01
9025036 | 1 | 1994-02-10 | Removed From Ground | Diesel | 10000 | Bare Steel | Unknown | Not Marked
9025037 | 1 | 1988-06-15 | Currently In Use | Gas | 10000 | Steel-Galvanic | Fiberglass Reinforced Plastic | Pressure |  | 1988-06-15 |  | 1988-06-15
9025037 | 2 | 1988-06-15 | Currently In Use | Gas | 10000 | Steel-Galvanic | Fiberglass Reinforced Plastic | Pressure |  | 1988-06-15 |  | 1988-06-15
9025037 | 3 | 1988-06-15 | Currently In Use | Gas | 10000 | Steel-Galvanic | Fiberglass Reinforced Plastic | Pressure |  | 1988-06-15 |  | 1988-06-15
9025037 | 4 | 1988-06-15 | Currently In Use | Diesel | 4000 | Steel-Galvanic | Fiberglass Reinforced Plastic | Pressure |  | 1988-06-15 |  | 1988-06-15
9025040 | 1 | 1991-01-14 | Currently In Use | Gas | 12000 | Fiberglass Double Walled | Fiberglass Reinforced Plastic | Pressure |  | 1991-01-14 |  | 1991-01-14
9025040 | 2 | 1991-01-14 | Currently In Use | Gas | 12000 | Fiberglass Double Walled | Double Walled Flex | Pressure |  | 1991-01-14 |  | 1991-01-14
9025040 | 3 | 1991-01-14 | Currently In Use | Gas | 12000 | Fiberglass Double Walled | Double Walled Flex | Pressure |  | 1991-01-14 |  | 1991-01-14
9025040 | 4 | 1991-01-14 | Currently In Use | Gas | 6000 | Fiberglass Double Walled | Double Walled Flex | Pressure |  | 1991-01-14 |  | 1991-01-14
9025040 | 5 | 1991-01-14 | Currently In Use | Diesel | 6000 | Fiberglass Double Walled | Double Walled Flex | Pressure |  | 1991-01-14 |  | 1991-01-14
9025041 | 1 | 1989-01-01 | Currently In Use | Gas | 8020 | STIP-3 | Fiberglass Reinforced Plastic | Pressure |  | 1989-01-01 |  | 1989-01-01
9025041 | 2 | 1989-01-01 | Currently In Use | Gas | 8020 | STIP-3 | Fiberglass Reinforced Plastic | Pressure |  | 1989-01-01 |  | 1989-01-01
9025041 | 3 | 1989-01-01 | Currently In Use | Gas | 8020 | STIP-3 | Fiberglass Reinforced Plastic | Pressure |  | 1989-01-01 |  | 1989-01-01
9025041 | 4 | 1989-01-01 | Currently In Use | Diesel | 4010 | STIP-3 | Fiberglass Reinforced Plastic | Pressure |  | 1989-01-01 |  | 1989-01-01
9025041 | 5 | 1989-01-01 | Currently In Use | Gas | 4010 | STIP-3 | Fiberglass Reinforced Plastic | Pressure |  | 1989-01-01 |  | 1989-01-01
9025042 | 1 | 1992-01-24 | Currently In Use | Diesel | 8000 | Composite | Fiberglass Reinforced Plastic | Pressure |  | 1992-01-24 |  | 1992-01-24
9025042 | 2 | 1992-01-24 | Currently In Use | Gas | 4000 | Cathodically Protected Steel | Fiberglass Reinforced Plastic | Pressure |  | 1992-01-24 |  | 1992-01-24
9025043 | 1 | 1990-01-01 | Currently In Use | Gas | 8000 | Steel-Galvanic | Fiberglass Reinforced Plastic | Pressure |  | 1990-01-01 |  | 1990-01-01
9025043 | 2 | 1990-01-01 | Currently In Use | Gas | 6000 | Steel-Galvanic | Fiberglass Reinforced Plastic | Pressure |  | 1990-01-01 |  | 1990-01-01
9025043 | 3 | 1990-01-01 | Currently In Use | Gas | 6000 | Steel-Galvanic | Fiberglass Reinforced Plastic | Pressure |  | 1990-01-01 |  | 1990-01-01
9025043 | 4 | 2002-05-01 | Removed From Ground | Kerosene | 2000 | Steel-Galvanic | Fiberglass Reinforced Plastic | Suction: Valve At The Tank |  | 1990-01-01 |  | 1990-01-01
9025044 | 1 | 2002-07-11 | Removed From Ground | Diesel | 8000 | Cathodically Protected Steel | Fiberglass Reinforced Plastic | Suction: No Valve At The Tank |  | 1991-08-01 |  | 1991-08-01
9025044 | 2 | 2002-07-11 | Removed From Ground | Gas | 2000 | Cathodically Protected Steel | Fiberglass Reinforced Plastic | Suction: No Valve At The Tank |  | 1991-08-01 |  | 1991-08-01
9025045 | 1 | 2003-12-09 | Currently In Use | Diesel | 10000 | Steel-Impressed Current | Impressed Current | Pressure |  | 1998-11-01 |  | 1998-11-01
9025046 | 1 | 1992-01-10 | Removed From Ground | Gas | 10000 | Composite | Galvanized Steel | Suction: No Valve At The Tank
9025046 | 2 | 1992-01-10 | Removed From Ground | Gas | 2000 | Composite | Galvanized Steel | Suction: No Valve At The Tank
9025047 | 1 | 1986-05-21 | Closed In Ground | Gas | 1000 | Bare Steel | Unknown | Not Marked
9025048 | 1 | 1979-01-01 | Currently In Use | Gas | 8000 | Steel-Impressed Current | Fiberglass Reinforced Plastic | Pressure |  | 1998-07-01 |  | 1998-07-01
9025048 | 2 | 1979-01-01 | Currently In Use | Gas | 8000 | Steel-Impressed Current | Fiberglass Reinforced Plastic | Pressure |  | 1998-07-01 |  | 1998-07-01
9025048 | 3 | 1979-01-01 | Currently In Use | Gas | 8000 | Steel-Impressed Current | Fiberglass Reinforced Plastic | Pressure |  | 1998-07-01 |  | 1998-07-01
9025049 | 001 | 1994-06-28 | Removed From Ground | Used Oil | 12000 | Bare Steel | Galvanized Steel | Not Marked | Y |  | Y
9025049 | 002 | 1994-06-28 | Removed From Ground | Used Oil | 12000 | Bare Steel | Galvanized Steel | Not Marked | Y |  | Y
9025049 | 003 | 1994-06-28 | Removed From Ground | Used Oil | 12000 | Bare Steel | Galvanized Steel | Not Marked | Y |  | Y
9025049 | 004 | 1994-06-28 | Removed From Ground | Used Oil | 12000 | Bare Steel | Galvanized Steel | Not Marked | Y |  | Y
9025049 | 005 | 1994-07-19 | Removed From Ground | Other | 25000 | Bare Steel | Galvanized Steel | Not Marked | Y |  | Y
9025049 | 006 | 1994-07-19 | Removed From Ground | Other | 25000 | Bare Steel | Galvanized Steel | Not Marked
9025049 | 007 | 1994-07-19 | Removed From Ground | Other | 25000 | Bare Steel | Galvanized Steel | Not Marked
9025049 | 008 | 1994-07-19 | Removed From Ground | Other | 25000 | Bare Steel | Galvanized Steel | Not Marked
9025049 | 009 | 1994-06-23 | Removed From Ground | Other | 25000 | Bare Steel | Galvanized Steel | Not Marked
9025049 | 010 | 1995-07-14 | Removed From Ground | Other | 25000 | Bare Steel | Galvanized Steel | Not Marked
9025049 | 011 | 1994-07-14 | Removed From Ground | Other | 25000 | Bare Steel | Galvanized Steel | Not Marked
9025049 | 012 | 1994-07-14 | Removed From Ground | Other | 25000 | Bare Steel | Galvanized Steel | Not Marked
9025049 | 013 | 1994-07-08 | Removed From Ground | Other | 25000 | Bare Steel | Galvanized Steel | Not Marked
9025049 | 014 | 1994-07-08 | Removed From Ground | Other | 25000 | Bare Steel | Galvanized Steel | Not Marked
9025049 | 015 | 1994-07-08 | Removed From Ground | Other | 25000 | Bare Steel | Galvanized Steel | Not Marked
9025049 | 016 | 1994-07-08 | Removed From Ground | Other | 25000 | Bare Steel | Galvanized Steel | Not Marked
9025050 | 1 | 1989-12-07 | Removed From Ground | Used Oil | 500 | Bare Steel | Galvanized Steel | Not Marked | Y |  | Y
9025052 | 1 | 1989-10-20 | Currently In Use | Gas | 12000 | STIP-3 | Fiberglass Reinforced Plastic | Pressure |  | 1989-10-20 |  | 1989-10-20
9025052 | 2 | 1989-10-20 | Currently In Use | Diesel | 12000 | STIP-3 | Fiberglass Reinforced Plastic | Pressure |  | 1989-10-20 |  | 1989-10-20
9025052 | 3 | 1989-10-20 | Currently In Use | Gas | 12000 | STIP-3 | Fiberglass Reinforced Plastic | Pressure |  | 1989-10-20 |  | 1989-10-20
9025053 | 21 | 1996-09-12 | Removed From Ground | Diesel | 8000 | Fiberglass | Galvanized Steel | Not Marked
9025053 | 22 | 1996-09-12 | Removed From Ground | Gas | 2000 | Fiberglass | Galvanized Steel | Not Marked
9025054 | 1 | 2017-03-30 | Currently In Use | Gas | 20000 | Fiberglass Double Walled | Fiberglass/Double Walled | Pressure | N | 2017-03-30 | N | 2017-03-30
9025054 | 2 | 2017-03-30 | Currently In Use | Gas | 8000 | Fiberglass Double Walled | Fiberglass/Double Walled | Pressure | N | 2017-03-30 | N | 2017-03-30
9025054 | 3 | 2017-03-30 | Currently In Use | Diesel | 12000 | Fiberglass Double Walled | Fiberglass/Double Walled | Pressure | N |  | N
9025054 | 4 | 2017-04-11 | Temporarily Out Of Use | Gas | 8000 | Fiberglass | Fiberglass Reinforced Plastic | Pressure |  | 1997-10-01 |  | 1997-10-01
9025054 | 5 | 2017-04-11 | Temporarily Out Of Use | Gas | 15000 | Fiberglass | Fiberglass Reinforced Plastic | Pressure |  | 1997-10-01 |  | 1997-10-01
9025055 | 1 |  | Closed In Ground Date Unknown | Gas | 500 | Bare Steel | Unknown | Not Marked
9025056 | 1 |  | Currently In Use | Diesel | 10000 | Steel-Galvanic | Fiberglass Reinforced Plastic | Not Marked |  | 1990-01-01 |  | 1990-01-01
9025056 | 2 |  | Currently In Use | Diesel | 10000 | Steel-Galvanic | Fiberglass Reinforced Plastic | Not Marked |  | 1990-01-01 |  | 1990-01-01
9025056 | 3 |  | Currently In Use | Gas | 8000 | Steel-Galvanic | Fiberglass Reinforced Plastic | Not Marked |  | 1990-01-01 |  | 1990-01-01
9025056 | 4 |  | Currently In Use | Gas | 8000 | Steel-Galvanic | Fiberglass Reinforced Plastic | Not Marked |  | 1990-01-01 |  | 1990-01-01
9025057 | 1 | 1992-03-04 | Removed From Ground | Used Oil | 550 | Bare Steel | Bare Steel | Not Marked | Y |  | Y
9025058 | 1 | 1992-06-30 | Removed From Ground | Diesel | 8000 | Bare Steel | Bare Steel | Not Marked
9025058 | 10 | 1999-02-01 | Currently In Use | Diesel | 12000 | Fiberglass | Fiberglass/Double Walled | Pressure |  | 1999-02-01 |  | 1999-02-01
9025058 | 11 | 1999-02-01 | Currently In Use | Gas | 10000 | Fiberglass | Fiberglass/Double Walled | Pressure |  | 1999-02-01 |  | 1999-02-01
9025058 | 2 | 1992-06-30 | Removed From Ground | Gas | 8000 | Bare Steel | Bare Steel | Not Marked
9025058 | 3 | 1992-06-30 | Removed From Ground | Gas | 8000 | Bare Steel | Bare Steel | Not Marked
9025058 | 4 | 1999-02-01 | Removed From Ground | Gas | 3000 | Cathodically Protected Steel | Fiberglass Reinforced Plastic | Pressure
9025058 | 5 |  | Permanently Out Of Use | Other | 550 | Bare Steel | Fiberglass Reinforced Plastic | Pressure
9025058 | 6 | 1999-03-25 | Removed From Ground | Gas | 8000 | Cathodically Protected Steel | Fiberglass Reinforced Plastic | Pressure |  | 1992-07-01 |  | 1992-07-01
9025058 | 7 | 1999-03-25 | Removed From Ground | Diesel | 8000 | Cathodically Protected Steel | Fiberglass Reinforced Plastic | Pressure |  | 1992-07-01 |  | 1992-07-01
9025058 | 8 | 1999-03-25 | Removed From Ground | Diesel | 8000 | Cathodically Protected Steel | Fiberglass Reinforced Plastic | Pressure |  | 1992-07-01 |  | 1992-07-01
9025058 | 9 | 1999-02-01 | Currently In Use | Diesel | 2500 | Fiberglass Double Walled | Fiberglass/Double Walled | Suction: Valve At The Tank |  | 1999-02-01 |  | 1999-02-01
9025059 | 1 | 1993-11-01 | Removed From Ground | Diesel | 500 | Marked Unknown | Bare Steel | Not Marked
9025059 | 2 | 1994-10-01 | Removed From Ground | Diesel | 600 | Unknown | Double Walled | Suction: Valve At The Tank
9025061 | 1 | 1994-07-19 | Removed From Ground | Gas | 4000 | Bare Steel | Galvanized Steel | Suction: Valve At The Tank
9025062 | 1 | 1989-01-01 | Currently In Use | Gas | 12158 | Composite | Fiberglass Reinforced Plastic | Pressure |  | 1996-10-02 |  | 1996-10-02
9025062 | 2 | 1989-01-01 | Currently In Use | Gas | 12158 | Composite | Fiberglass Reinforced Plastic | Pressure |  | 1996-10-02 |  | 1996-10-02
9025062 | 3 | 1989-01-01 | Currently In Use | Gas | 12158 | Composite | Fiberglass Reinforced Plastic | Not Marked |  | 1996-10-02 |  | 1996-10-02
9025062 | 4 | 1989-01-01 | Currently In Use | Diesel | 12158 | Composite | Fiberglass Reinforced Plastic | Pressure |  | 1996-10-02 |  | 1996-10-02
9025062 | 5 | 1989-01-01 | Currently In Use | Diesel | 12000 | Composite | Fiberglass Reinforced Plastic | Not Marked |  | 1996-10-02 |  | 1996-10-02
9025062 | 6 | 1989-01-01 | Currently In Use | Diesel | 12158 | Composite | Fiberglass Reinforced Plastic | Pressure |  | 1996-10-02 |  | 1996-10-02
9025063 | 1 | 1989-05-17 | Removed From Ground | Gas | 2000 | Bare Steel | Galvanized Steel | Not Marked
9025064 | 1 | 2002-10-17 | Removed From Ground | Diesel | 15000 | Composite | Fiberglass Reinforced Plastic | Suction: Valve At The Tank |  | 1988-03-01 |  | 1988-03-01
9025064 | 2 | 1999-05-01 | Removed From Ground | Empty | 200 | Composite | Galvanized Steel | Gravity Fed | Y |  | Y
9025064 | 3 | 2002-10-23 | Removed From Ground | Kerosene | 5000 | Unknown | Unknown | Not Marked | N |  | N
9025064 | 4 | 2002-10-23 | Removed From Ground | Empty | 1000 | Unknown | Unknown | Not Marked | N |  | N
9025064 | 5 | 2002-10-23 | Removed From Ground | Empty | 3000 | Unknown | Unknown | Not Marked | N |  | N
9025064 | 6 | 2002-10-23 | Removed From Ground | Empty | 3000 | Unknown | Unknown | Not Marked | N |  | N
9025065 | 1 |  | Closed In Ground Date Unknown | Other | 4000 | Not Marked/Unknown | Not Marked | Not Marked
9025065 | 2 |  | Closed In Ground Date Unknown | Other | 3000 | Not Marked/Unknown | Not Marked | Not Marked
9025065 | 3 |  | Closed In Ground Date Unknown | Other | 1000 | Not Marked/Unknown | Not Marked | Not Marked
9025066 | 1 | 1986-07-01 | Currently In Use | Gas | 12000 | Composite Double Walled | Fiberglass Reinforced Plastic | Pressure |  | 1986-07-01 |  | 1986-07-01
9025066 | 2 | 1986-07-01 | Currently In Use | Gas | 12000 | Composite Double Walled | Fiberglass Reinforced Plastic | Pressure |  | 1986-01-01 |  | 1986-01-01
9025066 | 3 | 1986-07-01 | Currently In Use | Gas | 12000 | Composite Double Walled | Fiberglass Reinforced Plastic | Pressure |  | 1986-07-01 |  | 1986-07-01
9025066 | 4 | 2006-08-01 | Closed In Ground | Gas | 6000 | Composite | Fiberglass Reinforced Plastic | Pressure |  | 1996-07-01 |  | 1996-07-01
9025066 | 5 | 1986-07-01 | Currently In Use | Diesel | 6000 | Composite Double Walled | Fiberglass Reinforced Plastic | Pressure |  | 1986-07-01 |  | 1986-07-01
9025067 | 1 | 1992-06-18 | Removed From Ground | Gas | 5000 | Marked Unknown | Unknown | Not Marked
9025067 | 2 | 1992-06-18 | Removed From Ground | Diesel | 5000 | Marked Unknown | Unknown | Not Marked
9025069 | 1 | 1997-04-11 | Removed From Ground | Heating Oil | 15000 | Bare Steel | Galvanized Steel | Not Marked
9025069 | 2AST |  | Currently In Use | Diesel | 1000 | Bare Steel | Not Marked | Not Marked
9025069 | 3AST |  | Currently In Use | Gas | 1000 | Bare Steel | Not Marked | Not Marked
9025069 | 4AST |  | Currently In Use | Gas | 1000 | Bare Steel | Not Marked | Not Marked
9025069 | 5 | 2008-07-11 | Removed From Ground | Heating Oil | 10000 | Double Walled | Fiberglass Reinforced Plastic | Suction: Valve At The Tank
9025069 | 5 |  | Currently In Use | Heating Oil | 10000 | Double Walled | Fiberglass Reinforced Plastic | Suction: Valve At The Tank
9025070 | 1 | 1989-01-01 | Removed From Ground | Gas | 400 | Bare Steel | Galvanized Steel | Not Marked
9025071 | 1 |  | Removed From Ground Date Unknown | Gas | 1000 | Bare Steel | Galvanized Steel | Not Marked
9025072 | 1 | 1992-06-01 | Removed From Ground | Gas | 2000 | Bare Steel | Galvanized Steel | Not Marked
9025073 | 023 | 1996-09-01 | Removed From Ground | Diesel | 5000 | Fiberglass | Galvanized Steel | Not Marked
9025073 | 024 | 1996-09-01 | Removed From Ground | Gas | 5000 | Fiberglass | Galvanized Steel | Not Marked
9025075 | 1 | 1978-01-01 | Currently In Use | Gas | 4000 | Steel-Impressed Current | Cathodically Protected | Suction: No Valve At The Tank |  | 1997-05-01 |  | 1997-05-01
9025075 | 2 | 1978-01-01 | Currently In Use | Gas | 4000 | Steel-Impressed Current | Cathodically Protected | Suction: No Valve At The Tank |  | 1997-05-01 |  | 1997-05-01
9025075 | 3 | 1978-01-01 | Currently In Use | Gas | 4000 | Steel-Impressed Current | Cathodically Protected | Suction: No Valve At The Tank |  | 1997-05-01 |  | 1997-05-01
9025076 | 1 | 1992-09-16 | Removed From Ground | Gas | 5000 | Bare Steel | Bare Steel | Not Marked
9025076 | 2 | 1992-09-16 | Removed From Ground | Gas | 10000 | Bare Steel | Bare Steel | Not Marked
9025076 | 3 | 1992-09-21 | Removed From Ground | Used Oil | 550 | Bare Steel | Bare Steel | Not Marked | Y |  | Y
9025077 | 1 | 1992-12-01 | Removed From Ground | Diesel | 3000 | Bare Steel | Bare Steel | Suction: Valve At The Tank
9025077 | 2 | 1992-12-07 | Currently In Use | Diesel | 2500 | Fiberglass Double Walled | Copper | Suction: Valve At The Tank |  | 1992-12-07 |  | 1992-12-07
9025078 | 1 | 1992-11-25 | Removed From Ground | Used Oil | 500 | Marked Unknown | Unknown | Not Marked | Y |  | Y
9025078 | 2 | 1992-11-25 | Removed From Ground | Diesel | 1000 | Marked Unknown | Unknown | Not Marked
9025078 | 3 | 1992-11-25 | Removed From Ground | Diesel | 10000 | Marked Unknown | Unknown | Not Marked
9025079 | 1 | 1993-02-10 | Removed From Ground | Gas | 1000 | Bare Steel | Galvanized Steel | Suction: Valve At The Tank
9025081 | 1 | 1993-02-10 | Removed From Ground | Diesel | 1000 | Marked Unknown | Unknown | Not Marked
9025082 | 1 | 1993-03-23 | Removed From Ground | Gas | 500 | Marked Unknown | Unknown | Not Marked
9025083 | 027 | 1996-09-01 | Removed From Ground | Gas | 1000 | Bare Steel | Galvanized Steel | Not Marked
9025083 | 028 | 1996-09-01 | Removed From Ground | Diesel | 3000 | Bare Steel | Galvanized Steel | Not Marked
9025084 | 029 | 1994-08-08 | Removed From Ground | Diesel | 2000 | Bare Steel | Galvanized Steel | Not Marked
9025085 | 030 | 1998-05-18 | Removed From Ground | Gas | 25000 | Bare Steel | Galvanized Steel | Not Marked
9025085 | 031 | 1998-05-18 | Removed From Ground | Gas | 25000 | Cathodically Protected Steel | Galvanized Steel | Not Marked
9025085 | 032 | 1995-03-27 | Removed From Ground | Gas | 25000 | Cathodically Protected Steel | Galvanized Steel | Not Marked
9025085 | 033 | 1995-03-27 | Removed From Ground | Gas | 25000 | Cathodically Protected Steel | Galvanized Steel | Not Marked
9025085 | 034 | 1995-03-27 | Removed From Ground | Gas | 25000 | Cathodically Protected Steel | Galvanized Steel | Not Marked
9025085 | 035 | 1995-03-27 | Removed From Ground | Gas | 25000 | Cathodically Protected Steel | Galvanized Steel | Not Marked
9025085 | 036 | 1995-03-27 | Removed From Ground | Gas | 25000 | Cathodically Protected Steel | Galvanized Steel | Not Marked
9025085 | 037 | 1995-03-27 | Removed From Ground | Gas | 25000 | Cathodically Protected Steel | Galvanized Steel | Not Marked
9025085 | 038 | 1995-03-27 | Removed From Ground | Gas | 25000 | Cathodically Protected Steel | Galvanized Steel | Not Marked
9025085 | 039 | 1995-03-27 | Removed From Ground | Gas | 25000 | Cathodically Protected Steel | Galvanized Steel | Not Marked
9025085 | 050 | 1998-06-04 | Closed In Ground | Gas | 50000 | Cathodically Protected Steel | Galvanized Steel | Not Marked
9025086 | 040 | 1998-05-15 | Removed From Ground | Gas | 25000 | Cathodically Protected Steel | Galvanized Steel | Not Marked
9025086 | 041 | 1998-05-15 | Removed From Ground | Gas | 25000 | Cathodically Protected Steel | Galvanized Steel | Not Marked
9025086 | 042 | 1995-04-05 | Removed From Ground | Gas | 25000 | Cathodically Protected Steel | Galvanized Steel | Not Marked
9025086 | 043 | 1995-04-05 | Removed From Ground | Gas | 25000 | Cathodically Protected Steel | Galvanized Steel | Not Marked
9025086 | 044 | 1995-04-05 | Removed From Ground | Gas | 25000 | Cathodically Protected Steel | Galvanized Steel | Not Marked
9025086 | 045 | 1995-04-05 | Removed From Ground | Gas | 25000 | Cathodically Protected Steel | Galvanized Steel | Not Marked
9025086 | 046 | 1995-04-05 | Removed From Ground | Gas | 25000 | Cathodically Protected Steel | Galvanized Steel | Not Marked
9025086 | 047 | 1995-04-05 | Removed From Ground | Gas | 25000 | Cathodically Protected Steel | Galvanized Steel | Not Marked
9025086 | 048 | 1995-04-05 | Removed From Ground | Gas | 25000 | Cathodically Protected Steel | Galvanized Steel | Not Marked
9025086 | 049 | 1995-04-05 | Removed From Ground | Gas | 25000 | Cathodically Protected Steel | Galvanized Steel | Not Marked
9025090 | 082 | 1998-04-29 | Removed From Ground | Other | 50000 | Cathodically Protected Steel | Galvanized Steel | Not Marked
9025090 | 083 | 1998-04-29 | Removed From Ground | Other | 50000 | Cathodically Protected Steel | Galvanized Steel | Not Marked
9025090 | 084 | 1998-05-06 | Removed From Ground | Other | 50000 | Cathodically Protected Steel | Galvanized Steel | Not Marked
9025090 | 085 | 1998-04-30 | Removed From Ground | Other | 50000 | Cathodically Protected Steel | Galvanized Steel | Not Marked
9025090 | 086 | 1998-05-06 | Removed From Ground | Other | 50000 | Cathodically Protected Steel | Galvanized Steel | Not Marked
9025090 | 087 | 1998-05-04 | Removed From Ground | Other | 50000 | Cathodically Protected Steel | Galvanized Steel | Not Marked
9025090 | 088 | 1998-05-05 | Removed From Ground | Other | 50000 | Cathodically Protected Steel | Galvanized Steel | Not Marked
9025090 | 089 | 1998-05-01 | Removed From Ground | Other | 50000 | Cathodically Protected Steel | Galvanized Steel | Not Marked
9025090 | 090 | 1998-05-05 | Removed From Ground | Other | 50000 | Cathodically Protected Steel | Galvanized Steel | Not Marked
9025090 | 091 | 1998-05-01 | Removed From Ground | Other | 50000 | Cathodically Protected Steel | Galvanized Steel | Not Marked
9025090 | 092 | 1998-06-10 | Closed In Ground | Other | 50000 | Cathodically Protected Steel | Galvanized Steel | Not Marked
9025091 | 093 | 1998-09-21 | Removed From Ground | Diesel | 500 | Bare Steel | Galvanized Steel | Not Marked
9025092 | 094 | 1998-09-16 | Removed From Ground | Diesel | 250 | Bare Steel | Galvanized Steel | Not Marked
9025093 | 095 | 1998-09-17 | Removed From Ground | Diesel | 250 | Bare Steel | Galvanized Steel | Not Marked
9025094 | 096 | 1998-09-17 | Removed From Ground | Diesel | 250 | Bare Steel | Galvanized Steel | Not Marked
9025095 | 097 | 1998-09-17 | Removed From Ground | Diesel | 250 | Bare Steel | Galvanized Steel | Not Marked
9025096 | 098 | 1996-09-01 | Removed From Ground | Diesel | 250 | Bare Steel | Galvanized Steel | Not Marked
9025097 | 099 | 1998-09-23 | Removed From Ground | Diesel | 1000 | Bare Steel | Galvanized Steel | Not Marked
9025097 | 1 | 2015-02-24 | Removed From Ground | Diesel | 20000 | Unknown | Unknown |  | N |  | N
9025097 | 2 | 2015-02-25 | Removed From Ground | Diesel | 20000 | Unknown | Unknown |  | N |  | N
9025098 | 100 | 1998-09-26 | Closed In Ground | Diesel | 2500 | Bare Steel | Galvanized Steel | Not Marked
9025099 | 101 | 1996-07-01 | Removed From Ground | Diesel | 250 | Bare Steel | Galvanized Steel | Not Marked
9025100 | 102 | 1998-09-25 | Removed From Ground | Diesel | 5000 | Bare Steel | Galvanized Steel | Not Marked
9025100 | 103 | 1998-09-25 | Removed From Ground | Diesel | 200 | Bare Steel | Galvanized Steel | Not Marked
9025101 | 104 | 1996-10-01 | Removed From Ground | Diesel | 5000 | Bare Steel | Galvanized Steel | Not Marked
9025104 | 108 | 1996-09-01 | Removed From Ground | Used Oil | 1000 | Bare Steel | Galvanized Steel | Not Marked | Y |  | Y
9025105 | 109 | 1996-09-01 | Removed From Ground | Used Oil | 1000 | Bare Steel | Galvanized Steel | Not Marked | Y |  | Y
9025106 | 110 | 1996-09-01 | Removed From Ground | Used Oil | 1000 | Bare Steel | Galvanized Steel | Not Marked | Y |  | Y
9025107 | 111 | 1996-09-01 | Removed From Ground | Used Oil | 550 | Bare Steel | Galvanized Steel | Not Marked | Y |  | Y
9025108 | 112 | 1996-09-01 | Removed From Ground | Diesel | 250 | Bare Steel | Galvanized Steel | Not Marked
9025109 | 113 | 1998-09-17 | Removed From Ground | Diesel | 250 | Bare Steel | Galvanized Steel | Not Marked
9025110 | 114 | 1998-09-16 | Removed From Ground | Diesel | 1000 | Bare Steel | Galvanized Steel | Not Marked
9025111 | 115 | 1996-09-01 | Removed From Ground | Gasohol | 150 | Bare Steel | Bare Steel | Not Marked
9025112 | 116 | 1996-09-01 | Removed From Ground | Gas | 150 | Bare Steel | Galvanized Steel | Not Marked
9025113 | 117 | 2006-05-01 | Removed From Ground | Other | 500 | Bare Steel | Bare Steel | Not Marked
9025114 | 2 | 1997-07-30 | Removed From Ground | Gas | 3000 | Bare Steel | Galvanized Steel | Pressure
9025115 | 1 | 1990-01-01 | Currently In Use | Gas | 6000 | Steel-Galvanic | Fiberglass Reinforced Plastic | Pressure |  | 1990-01-01 |  | 1990-01-01
9025115 | 2 | 1990-01-01 | Currently In Use | Gas | 6000 | Steel-Galvanic | Fiberglass Reinforced Plastic | Pressure |  | 1990-01-01 |  | 1990-01-01
9025115 | 3 | 2017-04-04 | Temporarily Out Of Use | Gas | 4000 | Steel-Galvanic | Fiberglass Reinforced Plastic | Pressure |  | 1990-01-01 |  | 1990-01-01
9025116 | 1 | 1993-02-18 | Currently In Use | Gas | 10000 | Fiberglass Double Walled | Fiberglass/Double Walled | Pressure |  | 1993-02-18 |  | 1993-02-18
9025116 | 2 | 1993-02-18 | Currently In Use | Gas | 10000 | Fiberglass Double Walled | Fiberglass/Double Walled | Pressure |  | 1993-02-18 |  | 1993-02-18
9025117 | 1 | 2006-08-23 | Removed From Ground | Gas | 8000 | Steel-Galvanic | Fiberglass Reinforced Plastic | Pressure |  | 1993-05-23 |  | 1993-05-23
9025117 | 2 | 2006-08-23 | Removed From Ground | Gas | 6000 | Steel-Galvanic | Fiberglass Reinforced Plastic | Pressure |  | 1993-05-23 |  | 1993-05-23
9025117 | 3 | 2006-08-23 | Removed From Ground | Gas | 4000 | Steel-Galvanic | Fiberglass Reinforced Plastic | Pressure |  | 1993-05-23 |  | 1993-05-23
9025118 | 1 |  | Removed From Ground Date Unknown | Gas | 1 | Not Marked/Unknown | Not Marked | Not Marked
9025119 | 1 | 1993-09-01 | Removed From Ground | Gas | 10000 | Bare Steel | Galvanized Steel | Suction: Valve At The Tank
9025120 | 1 | 1993-07-21 | Removed From Ground | Heating Oil | 2000 | Bare Steel | Bare Steel | Not Marked
9025120 | 2 | 1993-07-21 | Removed From Ground | Heating Oil | 100 | Bare Steel | Bare Steel | Not Marked
9025121 | 1 | 1995-03-01 | Removed From Ground | Diesel | 10000 | Composite | Galvanized Steel | Suction: No Valve At The Tank
9025123 | 1 | 1993-02-07 | Removed From Ground | Empty | 2000 | Not Marked/Unknown | Not Marked | Not Marked
9025125 | 1 | 1993-11-10 | Removed From Ground | Diesel | 3000 | Bare Steel | Galvanized Steel | Suction: Valve At The Tank
9025126 | 1 | 1998-06-17 | Removed From Ground | Diesel | 20000 | Composite | Fiberglass Reinforced Plastic | Not Marked
9025126 | 2 | 1998-06-16 | Removed From Ground | Diesel | 20000 | Composite | Fiberglass Reinforced Plastic | Pressure |  | 1985-05-05 |  | 1985-05-05
9025126 | 3 | 2016-02-23 | Removed From Ground | Gas | 20000 | Composite | Fiberglass Reinforced Plastic | Pressure |  | 1985-05-05 |  | 1985-05-05
9025126 | 4 | 1998-06-17 | Removed From Ground | Gas | 12000 | Composite | Fiberglass Reinforced Plastic | Pressure |  | 1985-05-05 |  | 1985-05-05
9025126 | 5 | 2016-02-23 | Removed From Ground | Gas | 12000 | Composite | Fiberglass Reinforced Plastic | Pressure |  | 1985-05-05 |  | 1985-05-05
9025126 | 6 | 2016-02-23 | Removed From Ground | Gas | 12000 | Composite | Fiberglass Reinforced Plastic | Pressure |  | 1985-05-05 |  | 1985-05-05
9025126 | 7 | 2016-02-23 | Removed From Ground | Diesel | 12000 | Composite | Fiberglass Reinforced Plastic | Pressure |  | 1985-05-05 |  | 1985-05-05
9025127 | 1 |  | Currently In Use | Other | 12000 | Marked Unknown | Unknown | Not Marked
9025128 | 1 |  | Removed From Ground Date Unknown | Gas |  | Not Marked/Unknown | Not Marked | Not Marked
9025128 | 2 |  | Removed From Ground Date Unknown | Gas |  | Not Marked/Unknown | Not Marked | Not Marked
9025129 | 1 | 1993-07-02 | Removed From Ground | Diesel | 8000 | Not Marked/Unknown | Not Marked | Not Marked
9025131 | 1409-1 | 1994-03-01 | Removed From Ground | Gas | 10000 | Bare Steel | Bare Steel | Suction: No Valve At The Tank
9025131 | 1409-2 | 1994-03-01 | Removed From Ground | Gas | 10000 | Bare Steel | Bare Steel | Suction: No Valve At The Tank
9025131 | 1409-3 | 1994-03-01 | Removed From Ground | Diesel | 5000 | Bare Steel | Bare Steel | Suction: No Valve At The Tank
9025132 | 1923-1 | 1994-04-13 | Removed From Ground | Used Oil | 1000 | Bare Steel | Bare Steel | Gravity Fed | Y |  | Y
9025133 | 1 | 2013-08-23 | Removed From Ground | Diesel |  | Bare Steel | Bare Steel |  | N |  | N
9025133 | 1924-2 | 1993-12-23 | Removed From Ground | Used Oil | 550 | Bare Steel | Bare Steel | Not Marked | Y |  | Y
9025133 | 2 |  | Removed From Ground | Other |  | Unknown | Unknown |  | N |  | N
9025134 | 1 |  | Removed From Ground Date Unknown | Other |  | Not Marked/Unknown | Not Marked | Not Marked
9025135 | 1 | 1994-03-21 | Removed From Ground | Gas | 4000 | Bare Steel | Galvanized Steel | Not Marked
9025135 | 2 | 1994-03-21 | Removed From Ground | Gas | 4000 | Bare Steel | Galvanized Steel | Not Marked
9025135 | 3 | 1994-03-21 | Removed From Ground | Gas | 4000 | Bare Steel | Galvanized Steel | Not Marked
9025135 | 4 | 1994-03-21 | Removed From Ground | Gas | 4000 | Bare Steel | Galvanized Steel | Not Marked
9025135 | 5 | 1994-03-21 | Removed From Ground | Gas | 4000 | Bare Steel | Galvanized Steel | Not Marked
9025135 | 6 | 1994-03-21 | Removed From Ground | Gas | 4000 | Bare Steel | Galvanized Steel | Not Marked
9025136 | 1 | 1993-12-15 | Removed From Ground | Gas | 3000 | Bare Steel | Galvanized Steel | Suction: Valve At The Tank
9025136 | 2 | 1993-12-15 | Removed From Ground | Gas | 4000 | Bare Steel | Galvanized Steel | Suction: Valve At The Tank
9025136 | 3 | 1993-12-15 | Removed From Ground | Gas | 5000 | Bare Steel | Galvanized Steel | Suction: Valve At The Tank
9025136 | 4 | 1993-12-15 | Removed From Ground | Used Oil | 560 | Bare Steel | Galvanized Steel | Suction: Valve At The Tank | Y |  | Y
9025137 | 1 | 1999-01-01 | Removed From Ground | Gas | 570 | Unknown | Unknown |  | N |  | N
9025137 | 3 | 1994-05-11 | Removed From Ground | Gas | 1000 | Cathodically Protected Steel | Cathodically Protected | Suction: No Valve At The Tank
9025139 | 1 | 1994-03-02 | Removed From Ground | Gas | 550 | Bare Steel | Galvanized Steel | Suction: No Valve At The Tank
9025139 | 2 | 1994-03-02 | Removed From Ground | Gas | 550 | Bare Steel | Galvanized Steel | Suction: No Valve At The Tank
9025139 | 3 | 1994-03-02 | Removed From Ground | Gas | 550 | Bare Steel | Galvanized Steel | Suction: No Valve At The Tank
9025140 | 1 | 1994-02-01 | Removed From Ground | Gas | 1000 | Bare Steel | Galvanized Steel | Suction: Valve At The Tank
9025141 | 1 | 1997-02-01 | Closed In Ground | Gas | 4000 | Bare Steel | Bare Steel | Suction: Valve At The Tank
9025141 | 2 | 1997-02-01 | Closed In Ground | Gas | 3000 | Bare Steel | Bare Steel | Suction: Valve At The Tank
9025141 | 3 | 1997-02-01 | Closed In Ground | Gas | 5000 | Bare Steel | Bare Steel | Suction: Valve At The Tank
9025141 | 4 | 1998-02-25 | Currently In Use | Gas | 4000 | Fiberglass Double Walled | Fiberglass Reinforced Plastic | Pressure |  | 1998-03-20 |  | 1998-03-20
9025141 | 5 | 1998-02-25 | Currently In Use | Gas | 4000 | Fiberglass Double Walled | Fiberglass Reinforced Plastic | Pressure |  | 1998-03-20 |  | 1998-03-20
9025141 | 6 | 1998-02-25 | Currently In Use | Gas | 4000 | Fiberglass Double Walled | Fiberglass Reinforced Plastic | Pressure |  | 1998-03-20 |  | 1998-03-20
9025142 | 1 | 1992-10-02 | Currently In Use | Gas | 12000 | Composite Double Walled | Fiberglass/Double Walled | Pressure |  | 1992-10-02 |  | 1992-10-02
9025142 | 2 | 1992-10-02 | Currently In Use | Gas | 12000 | Composite Double Walled | Fiberglass/Double Walled | Pressure |  | 1992-10-02 |  | 1992-10-02
9025142 | 3 | 1992-10-02 | Currently In Use | Gas | 12000 | Composite Double Walled | Fiberglass/Double Walled | Pressure |  | 1992-10-02 |  | 1992-10-02
9025142 | 4 | 1992-10-02 | Currently In Use | Diesel | 6000 | Composite Double Walled | Fiberglass/Double Walled | Pressure |  | 1992-10-02 |  | 1992-10-02
9025143 | 1 | 1994-03-01 | Removed From Ground | Gas | 2000 | Bare Steel | Galvanized Steel | Suction: No Valve At The Tank
9025144 | 1 | 1994-02-01 | Removed From Ground | Gas | 3000 | Not Marked/Unknown | Not Marked | Not Marked
9025144 | 2 | 1994-02-01 | Removed From Ground | Gas | 3000 | Not Marked/Unknown | Not Marked | Not Marked
9025144 | 3 | 1994-02-01 | Removed From Ground | Gas | 3000 | Not Marked/Unknown | Not Marked | Not Marked
9025145 | 1 | 1995-04-11 | Removed From Ground | Used Oil | 550 | Not Marked/Unknown | Not Marked | Not Marked | Y |  | Y
9025146 | 1 | 1996-02-08 | Removed From Ground | Gas | 12000 | Bare Steel | Bare Steel | Suction: Valve At The Tank
9025152 | 1 | 1992-06-15 | Closed In Ground | Diesel | 1000 | Bare Steel | Copper | Suction: Valve At The Tank
9025152 | 2 |  | Removed From Ground Date Unknown | Diesel | 1000 | Cathodically Protected Steel | Copper | Suction: Valve At The Tank
9025155 | 1 | 1992-12-11 | Removed From Ground | Gas | 4000 | Bare Steel | Galvanized Steel | Suction: No Valve At The Tank
9025155 | 2 | 1992-12-11 | Removed From Ground | Gas | 4000 | Bare Steel | Galvanized Steel | Suction: No Valve At The Tank
9025156 | 1 |  | Removed From Ground Date Unknown | Gas |  | Not Marked/Unknown | Not Marked | Not Marked
9025156 | 2 | 2006-11-09 | Removed From Ground | Gas | 4000 | Bare Steel | Bare Steel |  | N |  | N
9025156 | 3 | 2006-11-09 | Removed From Ground | Gas | 4000 | Unknown | Unknown |  | N |  | N
9025157 | 1 | 1994-04-11 | Closed In Ground | Gas | 1000 | Bare Steel | Galvanized Steel | Suction: No Valve At The Tank
9025158 | 1 | 2000-12-20 | Currently In Use | Diesel | 25000 | Cathodically Protected Steel | Cathodically Protected | Suction: No Valve At The Tank |  | 1998-11-01 |  | 1998-11-01
9025158 | 2 | 1994-01-01 | Removed From Ground | Gas | 3000 | Bare Steel | Bare Steel | Suction: Valve At The Tank
9025158 | 3 | 1994-01-01 | Removed From Ground | Gas | 1000 | Bare Steel | Bare Steel | Suction: Valve At The Tank
9025161 | 1 | 1994-05-01 | Removed From Ground | Gas | 8000 | Bare Steel | Fiberglass Reinforced Plastic | Pressure
9025161 | 2 | 1994-05-01 | Removed From Ground | Gas | 8000 | Bare Steel | Fiberglass Reinforced Plastic | Pressure
9025161 | 3 | 1994-05-01 | Removed From Ground | Diesel | 10000 | Bare Steel | Fiberglass Reinforced Plastic | Pressure
9025161 | 4 | 1994-05-01 | Removed From Ground | Gas | 10000 | Bare Steel | Fiberglass Reinforced Plastic | Pressure
9025161 | 5 | 1994-05-01 | Removed From Ground | Gas | 10000 | Bare Steel | Fiberglass Reinforced Plastic | Pressure
9025161 | 6 | 1994-06-01 | Currently In Use | Gas | 8000 | Composite | Fiberglass Reinforced Plastic | Pressure |  | 1994-07-20 |  | 1994-07-20
9025161 | 7 | 1994-06-01 | Currently In Use | Gas | 5000 | Composite | Fiberglass Reinforced Plastic | Pressure |  | 1994-07-20 |  | 1994-07-20
9025161 | 8 | 1994-06-01 | Currently In Use | Gas | 5000 | Composite | Fiberglass Reinforced Plastic | Pressure |  | 1994-07-20 |  | 1994-07-20
9025161 | 9 | 1994-06-01 | Currently In Use | Diesel | 4000 | Composite | Fiberglass Reinforced Plastic | Pressure |  | 1994-07-20 |  | 1994-07-20
9025162 | 1 | 1999-03-09 | Removed From Ground | Gas | 6000 | Epoxy | Fiberglass Reinforced Plastic | Pressure |  | 1994-11-12 |  | 1994-11-12
9025162 | 2 | 1999-03-09 | Removed From Ground | Gas | 3000 | Cathodically Protected Steel | Galvanized Steel | Pressure |  | 1988-02-01 |  | 1988-02-01
9025162 | 3 | 1999-03-09 | Removed From Ground | Gas | 3000 | Cathodically Protected Steel | Galvanized Steel | Pressure |  | 1988-02-01 |  | 1988-02-01
9025162 | 4 | 1999-03-09 | Removed From Ground | Diesel | 3000 | Cathodically Protected Steel | Galvanized Steel | Pressure |  | 1988-02-01 |  | 1988-02-01
9025162 | 5 | 1999-03-09 | Removed From Ground | Other | 3000 | Not Marked/Unknown | Not Marked | Not Marked |  | 1988-02-01 |  | 1988-02-01
9025164 | 1 | 1991-07-31 | Removed From Ground | Empty | 2000 | Not Marked/Unknown | Not Marked | Not Marked
9025164 | 2 | 1991-07-31 | Removed From Ground | Empty | 2000 | Not Marked/Unknown | Not Marked | Not Marked
9025164 | 3 | 1991-07-31 | Removed From Ground | Empty | 2000 | Not Marked/Unknown | Not Marked | Not Marked
9025168 | 1 | 1992-08-21 | Removed From Ground | Used Oil | 564 | Not Marked/Unknown | Not Marked | Not Marked | Y |  | Y
9025169 | 1 | 1986-01-01 | Currently In Use | Gas | 10000 | Fiberglass | Fiberglass Reinforced Plastic | Not Marked |  | 1986-01-01 |  | 1991-11-01
9025169 | 2 | 1986-01-01 | Currently In Use | Gas | 10000 | Fiberglass | Fiberglass Reinforced Plastic | Not Marked |  | 1986-01-01 |  | 1991-11-01
9025169 | 3 | 1986-01-01 | Currently In Use | Diesel | 10000 | Fiberglass | Fiberglass Reinforced Plastic | Not Marked |  | 1986-01-01 |  | 1991-11-01
9025169 | 4 | 1986-01-01 | Currently In Use | Diesel | 10000 | Fiberglass | Fiberglass Reinforced Plastic | Not Marked |  | 1986-01-01 |  | 1991-11-01
9025169 | 5 | 1998-12-05 | Removed From Ground | Used Oil | 1100 | Fiberglass | Fiberglass Reinforced Plastic | Not Marked | Y |  | Y
9025169 | 6 | 1998-12-05 | Removed From Ground | Other | 550 | Fiberglass | Fiberglass Reinforced Plastic | Not Marked
9025169 | 7 | 1998-12-05 | Removed From Ground | Other | 550 | Fiberglass | Fiberglass Reinforced Plastic | Not Marked
9025169 | 8 | 1998-12-05 | Removed From Ground | Other | 0 | Fiberglass | Fiberglass Reinforced Plastic | Not Marked
9025169 | 9 | 1998-12-05 | Removed From Ground | Other | 0 | Fiberglass | Fiberglass Reinforced Plastic | Not Marked
9025170 | 1 | 1994-06-23 | Removed From Ground | Other | 20000 | Bare Steel | Not Marked | Not Marked
9025171 | 1 | 1994-07-12 | Removed From Ground | Gas | 8000 | Fiberglass | Fiberglass Reinforced Plastic | Not Marked
9025171 | 2 | 1994-07-12 | Removed From Ground | Gas | 8000 | Fiberglass | Fiberglass Reinforced Plastic | Not Marked
9025171 | 3 | 1994-07-12 | Removed From Ground | Gas | 8000 | Fiberglass | Fiberglass Reinforced Plastic | Not Marked
9025171 | 4 | 1997-03-12 | Currently In Use | Gas | 10000 | Unknown | Double Walled | Pressure |  | 1997-03-20 |  | 1997-03-20
9025171 | 5 | 1997-03-12 | Currently In Use | Gas | 10000 | Unknown | Double Walled | Pressure |  | 1997-03-20 |  | 1997-03-20
9025172 | 1 | 1986-07-01 | Currently In Use | Gas | 8000 | Steel-Galvanic | Fiberglass Reinforced Plastic | Pressure |  | 1998-10-01 |  | 1998-10-01
9025172 | 2 | 1986-07-01 | Currently In Use | Gas | 8000 | Steel-Galvanic | Fiberglass Reinforced Plastic | Pressure |  | 1998-10-01 |  | 1998-10-01
9025172 | 3 | 2011-12-20 | Currently In Use | Gas | 5000 | Steel-Galvanic | Fiberglass Reinforced Plastic | Pressure |  | 1998-10-01 |  | 1998-10-01
9025172 | 4 | 2011-12-20 | Currently In Use | Gas | 8000 | Steel-Galvanic | Cathodically Protected | Pressure |  | 1998-10-01 |  | 1998-10-01
9025173 | 1 | 1994-08-26 | Removed From Ground | Diesel | 1000 | Bare Steel | Bare Steel | Suction: Valve At The Tank
9025174 | 1 | 1998-02-20 | Removed From Ground | Diesel | 150 | Bare Steel | Not Marked | Suction: No Valve At The Tank
9025174 | 2 | 1998-02-20 | Removed From Ground | Diesel | 150 | Bare Steel | Not Marked | Suction: Valve At The Tank
9025174 | 3 | 1998-02-20 | Removed From Ground | Diesel | 150 | Bare Steel | Not Marked | Suction: No Valve At The Tank
9025174 | 4 | 1998-04-21 | Currently In Use | Gas | 1000 | Fiberglass Double Walled | Fiberglass/Double Walled | Pressure |  | 1998-04-21 |  | 1998-04-21
9025174 | 5 | 1998-04-21 | Currently In Use | Diesel | 6000 | Fiberglass Double Walled | Fiberglass/Double Walled | Pressure |  | 1998-04-21 |  | 1998-04-21
9025175 | 1 | 1991-06-10 | Removed From Ground | Heating Oil | 3000 | Not Marked/Unknown | Not Marked | Not Marked
9025175 | 2 | 1991-06-10 | Removed From Ground | Heating Oil | 3000 | Not Marked/Unknown | Not Marked | Not Marked
9025175 | 3 | 1991-06-10 | Removed From Ground | Heating Oil | 3000 | Not Marked/Unknown | Not Marked | Not Marked
9025175 | 4 | 1991-06-10 | Removed From Ground | Heating Oil | 2000 | Not Marked/Unknown | Not Marked | Not Marked
9025176 | 1 | 1992-07-21 | Removed From Ground | Diesel | 8000 | Bare Steel | Galvanized Steel | Suction: No Valve At The Tank
9025178 | 1 | 1994-06-09 | Currently In Use | Gas | 12000 | Double Walled | Fiberglass Reinforced Plastic | Pressure |  | 1994-06-09 |  | 1994-06-09
9025178 | 2 | 1994-06-09 | Currently In Use | Gas | 12000 | Double Walled | Double Walled | Pressure |  | 1994-06-09 |  | 1994-06-09
9025178 | 3 | 1994-06-09 | Currently In Use | Gas | 12000 | Double Walled | Fiberglass Reinforced Plastic | Pressure |  | 1994-06-01 |  | 1994-06-01
9025179 | 1 | 1994-08-01 | Removed From Ground | Gas | 4000 | Not Marked/Unknown | Not Marked | Not Marked
9025179 | 2 | 1994-08-01 | Removed From Ground | Gas | 4000 | Not Marked/Unknown | Not Marked | Not Marked
9025179 | 3 | 1994-08-01 | Removed From Ground | Gas | 4000 | Not Marked/Unknown | Not Marked | Not Marked
9025179 | 4 | 1994-08-01 | Removed From Ground | Gas | 4000 | Not Marked/Unknown | Not Marked | Not Marked
9025179 | 5 |  | Removed From Ground Date Unknown | Gas |  | Not Marked/Unknown | Not Marked | Not Marked
9025181 | 1 | 1994-10-01 | Removed From Ground | Other | 10000 | Bare Steel | Bare Steel | Pressure
9025181 | 2 | 1994-10-01 | Removed From Ground | Other | 10000 | Bare Steel | Bare Steel | Pressure
9025181 | 3 | 1994-10-03 | Removed From Ground | Other | 10000 | Bare Steel | Bare Steel | Pressure
9025181 | 4 | 1995-10-03 | Removed From Ground | Other | 12000 | Bare Steel | Bare Steel | Pressure
9025181 | 5 | 1995-10-03 | Removed From Ground | Other | 12000 | Bare Steel | Bare Steel | Pressure
9025181 | 6 | 1994-10-01 | Removed From Ground | Used Oil | 500 | Bare Steel | Bare Steel | Gravity Fed | Y |  | Y
9025184 | 1 | 1999-12-08 | Removed From Ground | Gas | 1000 | Marked Unknown | Unknown | Not Marked
9025184 | 2 | 1999-12-08 | Removed From Ground | Gas | 1000 | Marked Unknown | Unknown | Not Marked
9025185 | 1 |  | Removed From Ground Date Unknown | Gas | 1000 | Not Marked/Unknown | Not Marked | Not Marked
9025185 | 2 |  | Removed From Ground Date Unknown | Gas | 1000 | Not Marked/Unknown | Not Marked | Not Marked
9025185 | 3 |  | Removed From Ground Date Unknown | Gas | 1000 | Not Marked/Unknown | Not Marked | Not Marked
9025185 | 4 |  | Removed From Ground Date Unknown | Gas | 4000 | Not Marked/Unknown | Not Marked | Not Marked
9025186 | 1 |  | Permanently Out Of Use | Gas | 2000 | Cathodically Protected Steel | Not Marked | Not Marked
9025186 | 2 |  | Permanently Out Of Use | Gas | 2000 | Cathodically Protected Steel | Not Marked | Not Marked
9025187 | DUMMY |  | Currently In Use | Heating Oil |  | Not Marked/Unknown | Not Marked | Not Marked
9025189 | 119 | 1995-04-01 | Removed From Ground | Diesel | 2000 | Not Marked/Unknown | Unknown | Not Marked
9025194 | 1 | 1995-03-27 | Removed From Ground | Gas | 5000 | Bare Steel | Galvanized Steel | Suction: Valve At The Tank
9025194 | 2 | 1995-03-27 | Removed From Ground | Diesel | 5000 | Bare Steel | Galvanized Steel | Suction: Valve At The Tank
9025194 | 3 | 1995-03-27 | Removed From Ground | Gas | 5000 | Bare Steel | Galvanized Steel | Suction: Valve At The Tank
9025194 | 4 | 2002-08-01 | Removed From Ground | Diesel | 8000 | Composite | Double Walled | Pressure |  | 1995-04-21 |  | 1995-04-21
9025194 | 5 | 2002-08-01 | Removed From Ground | Gas | 8000 | Composite | Double Walled | Pressure |  | 1995-04-21 |  | 1995-04-21
9025195 | DUMMY |  | Currently In Use | Diesel |  | Unknown | Not Marked | Not Marked
9025196 | 1 | 2014-01-13 | Removed From Ground | Gas | 4000 | Steel-Impressed Current | Double Walled Flex | Pressure |  | 1995-01-01 |  | 1995-01-01
9025196 | 2 | 2014-01-13 | Removed From Ground | Gas | 4000 | Steel-Impressed Current | Double Walled Flex | Pressure |  | 1995-01-01 |  | 1995-01-01
9025196 | 3 | 2014-01-13 | Removed From Ground | Gas | 4000 | Steel-Impressed Current | Double Walled Flex | Pressure |  | 1995-01-01 |  | 1995-01-01
9025199 | 1 | 1994-10-01 | Currently In Use | Diesel | 12000 | Composite | Cathodically Protected | Pressure |  | 1994-07-01 |  | 1994-07-01
9025199 | 2 | 1994-10-01 | Currently In Use | Diesel | 12000 | Composite | Cathodically Protected | Pressure |  | 1994-07-01 |  | 1994-07-01
9025203 | 1 | 1994-12-20 | Removed From Ground | Used Oil | 200 | Bare Steel | Bare Steel | Pressure | Y |  | Y
9025203 | 2 | 1994-12-20 | Removed From Ground | Used Oil | 300 | Bare Steel | Bare Steel | Pressure | Y |  | Y
9025204 | 1 | 1995-06-16 | Removed From Ground | Other | 500 | Marked Unknown | Unknown | Not Marked
9025204 | 2 | 1995-06-16 | Removed From Ground | Other | 500 | Marked Unknown | Unknown | Not Marked
9025204 | 3 | 1995-06-16 | Removed From Ground | Gas | 1000 | Marked Unknown | Unknown | Not Marked
9025205 | 1UL | 1976-01-01 | Currently In Use | Gas | 8000 | Steel-Impressed Current | Fiberglass Reinforced Plastic | Pressure |  | 1991-01-01 |  | 1991-01-01
9025205 | 2S | 1976-01-01 | Currently In Use | Gas | 6000 | Steel-Impressed Current | Fiberglass Reinforced Plastic | Pressure |  | 1991-01-01 |  | 1991-01-01
9025205 | 3B | 1976-01-01 | Currently In Use | Gas | 8000 | Steel-Impressed Current | Fiberglass Reinforced Plastic | Pressure |  | 1991-01-01 |  | 1991-01-01
9025206 | 1 | 1995-09-13 | Removed From Ground | Diesel | 10000 | Bare Steel | Galvanized Steel | Suction: Valve At The Tank
9025207 | 1 | 1995-09-27 | Removed From Ground | Gas | 3000 | Marked Unknown | Unknown | Not Marked
9025207 | 2 | 1995-09-27 | Removed From Ground | Other | 3000 | Marked Unknown | Unknown | Not Marked
9025207 | 3 | 1995-09-27 | Removed From Ground | Other | 3000 | Marked Unknown | Unknown | Not Marked
9025207 | 4 | 1995-09-27 | Removed From Ground | Other | 550 | Marked Unknown | Unknown | Not Marked
9025208 | 1 | 2013-12-27 | Removed From Ground | Gas | 10000 | Composite | Fiberglass Reinforced Plastic | Pressure |  | 1991-01-01 |  | 1991-01-01
9025208 | 2 | 2013-12-27 | Removed From Ground | Gas | 10000 | Composite | Fiberglass Reinforced Plastic | Pressure |  | 1991-01-01 |  | 1991-01-01
9025208 | 3 | 2013-12-27 | Removed From Ground | Gas | 10000 | Composite | Fiberglass Reinforced Plastic | Pressure |  | 1991-01-01 |  | 1991-01-01
9025209 | 1 | 1997-12-19 | Removed From Ground | Heating Oil | 5000 | Bare Steel | Galvanized Steel | Not Marked
9025209 | 2 | 2005-08-10 | Temporarily Out Of Use | Other | 1000 | Fiberglass Double Walled | Double Walled | Suction: No Valve At The Tank |  | 1998-04-21 |  | 1998-04-21
9025210 | 1 | 1996-06-19 | Removed From Ground | Gas | 500 | Marked Unknown | Unknown | Not Marked
9025210 | 2 | 1996-06-19 | Removed From Ground | Used Oil | 500 | Marked Unknown | Unknown | Not Marked | Y |  | Y
9025210 | 3 | 1996-06-19 | Removed From Ground | Used Oil | 500 | Marked Unknown | Unknown | Not Marked | Y |  | Y
9025211 | 1 | 1991-01-30 | Currently In Use | Gas | 4000 | Steel-Galvanic | Fiberglass Reinforced Plastic | Pressure |  | 1991-01-30 |  | 1991-01-30
9025211 | 2 | 1991-01-30 | Currently In Use | Diesel | 20000 | Steel-Galvanic | Fiberglass Reinforced Plastic | Suction: No Valve At The Tank |  | 1991-01-30 |  | 1991-01-30
9025212 | 1 | 1995-02-01 | Currently In Use | Gas | 4000 | Composite | Fiberglass Reinforced Plastic | Pressure |  | 1995-02-01 |  | 1995-02-01
9025212 | 2 | 1995-02-01 | Currently In Use | Gas | 8000 | Composite | Fiberglass Reinforced Plastic | Pressure |  | 1995-02-01 |  | 1995-02-01
9025212 | 3 | 1995-02-01 | Currently In Use | Gas | 4000 | Composite | Fiberglass Reinforced Plastic | Pressure |  | 1995-02-01 |  | 1995-02-01
9025213 | 1 | 1995-08-07 | Removed From Ground | Heating Oil | 2000 | Marked Unknown | Galvanized Steel | Suction: No Valve At The Tank
9025214 | 1 |  | Removed From Ground Date Unknown | Gas |  | Not Marked/Unknown | Not Marked | Not Marked
9025214 | 2 | 2004-03-10 | Removed From Ground | Gas | 2000 | Unknown | Unknown | Not Marked | N |  | N
9025214 | 3 | 2004-03-11 | Removed From Ground | Gas | 2000 | Unknown | Unknown | Not Marked | N |  | N
9025214 | 4 | 2010-06-10 | Currently In Use | Gas | 20000 | Fiberglass Double Walled | Fiberglass/Double Walled | Pressure | N | 2010-07-02 | N | 2010-07-02
9025214 | 5 | 2010-07-02 | Currently In Use | Gas | 8000 | Fiberglass Double Walled | Fiberglass/Double Walled | Pressure | N | 2010-07-02 | N | 2010-07-02
9025214 | 6 | 2010-06-10 | Currently In Use | Diesel | 7000 | Fiberglass Double Walled | Fiberglass/Double Walled | Pressure | N | 2010-07-02 | N | 2010-07-02
9025216 | 1 | 1997-04-01 | Closed In Ground | Diesel | 10000 | Bare Steel | Galvanized Steel | Not Marked
9025217 | OIL |  | Currently In Use | Used Oil | 500 | Not Marked/Unknown | Not Marked | Not Marked | Y |  | Y
9025217 | WATER |  | Currently In Use | Other | 500 | Not Marked/Unknown | Not Marked | Not Marked
9025218 | 4 | 2015-07-01 | Currently In Use | Gas | 10000 | Composite Double Walled | Fiberglass/Double Walled | Pressure | N | 2015-07-01 | N | 2015-07-01
9025218 | 5 | 2015-07-01 | Currently In Use | Gas | 3000 | Composite Double Walled | Fiberglass/Double Walled | Pressure | N | 2015-07-01 | N | 2015-07-01
9025218 | DL1 | 2015-03-06 | Removed From Ground | Diesel | 3000 | Marked Unknown | Fiberglass Reinforced Plastic | Suction: No Valve At The Tank |  | 1997-02-24 |  | 1997-02-24
9025218 | PM1 | 2015-03-06 | Removed From Ground | Gas | 6000 | STIP-3 | Fiberglass Reinforced Plastic | Suction: No Valve At The Tank |  | 1997-02-24 |  | 1997-02-24
9025218 | RU | 2015-03-06 | Removed From Ground | Gas | 6000 | STIP-3 | Fiberglass Reinforced Plastic | Suction: No Valve At The Tank |  | 1997-02-24 |  | 1997-02-24
9025218 | RU1 | 1997-02-24 | Removed From Ground | Gas | 3000 | Marked Unknown | Galvanized Steel | Suction: No Valve At The Tank
9025218 | WO1 | 1997-02-24 | Removed From Ground | Used Oil | 200 | Marked Unknown | Galvanized Steel | Gravity Fed | Y |  | Y
9025219 | 1 | 1990-01-01 | Currently In Use | Gas | 8000 | Epoxy | Fiberglass Reinforced Plastic | Pressure |  | 1993-11-01 |  | 1993-11-01
9025219 | 2 | 1990-01-01 | Currently In Use | Gas | 8000 | Epoxy | Fiberglass Reinforced Plastic | Pressure |  | 1993-11-01 |  | 1993-11-01
9025219 | 3 | 1990-01-01 | Currently In Use | Gas | 10000 | Epoxy | Fiberglass Reinforced Plastic | Pressure |  | 1993-11-01 |  | 1993-11-01
9025219 | 4 | 1990-01-01 | Currently In Use | Gas | 10000 | Epoxy | Fiberglass Reinforced Plastic | Pressure |  | 1993-11-01 |  | 1993-11-01
9025219 | 5 | 1990-01-01 | Currently In Use | Diesel | 4000 | Epoxy | Fiberglass Reinforced Plastic | Pressure |  | 1993-11-01 |  | 1993-11-01
9025220 | 168485 | 2007-12-05 | Removed From Ground | Gas | 2000 | Steel-Galvanic | Fiberglass Reinforced Plastic | Suction: Valve At The Tank |  | 1990-06-23 |  | 1990-06-23
9025221 | 1 | 1975-01-01 | Currently In Use | Diesel | 4000 | Steel-Impressed Current | Fiberglass/Double Walled | Pressure |  | 1997-05-01 |  | 1997-05-01
9025221 | 2 | 1975-01-01 | Currently In Use | Gas | 6000 | Steel-Impressed Current | Fiberglass/Double Walled | Pressure |  | 1997-05-01 |  | 1997-05-01
9025221 | 3 | 1975-01-01 | Currently In Use | Gas | 6000 | Steel-Impressed Current | Fiberglass/Double Walled | Pressure |  | 1997-05-01 |  | 1997-05-01
9025221 | 4 | 1975-01-01 | Currently In Use | Gas | 6000 | Steel-Impressed Current | Fiberglass/Double Walled | Pressure |  | 1997-05-01 |  | 1997-05-01
9025223 | 1 | 2005-01-25 | Removed From Ground | Gas | 3000 | Cathodically Protected Steel | Fiberglass Reinforced Plastic | Suction: Valve At The Tank |  | 1997-05-07 |  | 1997-05-07
9025224 | 1 | 2002-10-18 | Removed From Ground | Gas | 10000 | Cathodically Protected Steel | Fiberglass Reinforced Plastic | Suction: Valve At The Tank |  | 1991-03-01 |  | 1991-03-01
9025225 | 1 | 1994-08-03 | Currently In Use | Gas | 12000 | Double Walled | Fiberglass Reinforced Plastic | Pressure |  | 1994-08-01 |  | 1994-08-01
9025226 | 1 | 1996-07-01 | Closed In Ground | Diesel | 700 | Marked Unknown | Unknown | Pressure
9025227 | 1 | 1996-07-01 | Closed In Ground | Diesel | 700 | Marked Unknown | Unknown | Pressure
9025228 | 1 | 1996-07-01 | Closed In Ground | Diesel | 700 | Unknown | Unknown | Not Marked
9025229 | 1 | 1991-09-17 | Currently In Use | Diesel | 10000 | Steel-Galvanic | Fiberglass Reinforced Plastic | Pressure |  | 1991-09-17 |  | 1991-09-17
9025232 | 1 | 1990-12-01 | Currently In Use | Gas | 10000 | Epoxy | Fiberglass Reinforced Plastic | Pressure |  | 1990-12-01 |  | 1990-12-01
9025232 | 2 | 1990-12-01 | Currently In Use | Diesel | 10000 | Epoxy | Fiberglass Reinforced Plastic | Pressure |  | 1990-12-01 |  | 1990-12-01
9025233 | 1 | 1988-01-01 | Currently In Use | Gas | 12000 | Steel-Galvanic | Cathodically Protected | Pressure |  | 1988-01-01 |  | 1988-01-01
9025233 | 2 | 1988-01-01 | Currently In Use | Gas | 12000 | Steel-Galvanic | Cathodically Protected | Pressure |  | 1988-01-01 |  | 1988-01-01
9025233 | 3 | 1988-01-01 | Currently In Use | Gas | 12000 | Steel-Galvanic | Cathodically Protected | Pressure |  | 1988-01-01 |  | 1988-01-01
9025233 | 4 | 1988-01-01 | Currently In Use | Diesel | 12000 | Steel-Galvanic | Cathodically Protected | Pressure |  | 1988-01-01 |  | 1988-01-01
9025234 | 1 | 1987-01-01 | Currently In Use | Gas | 8000 | STIP-3 | Fiberglass Reinforced Plastic | Pressure |  | 1999-01-01 |  | 1999-01-01
9025234 | 2 | 1987-01-01 | Currently In Use | Gas | 6000 | STIP-3 | Fiberglass Reinforced Plastic | Pressure |  | 1999-01-01 |  | 1999-01-01
9025234 | 3 | 1987-01-01 | Currently In Use | Gas | 6000 | STIP-3 | Fiberglass Reinforced Plastic | Pressure |  | 1999-01-01 |  | 1999-01-01
9025234 | 4 | 1989-06-01 | Removed From Ground | Gas | 4000 | Bare Steel | Galvanized Steel | Not Marked
9025234 | 5 | 1989-06-01 | Removed From Ground | Gas | 4000 | Bare Steel | Galvanized Steel | Not Marked
9025234 | 6 | 1989-06-01 | Removed From Ground | Gas | 3000 | Bare Steel | Galvanized Steel | Not Marked
9025235 | 1 | 1995-07-01 | Currently In Use | Diesel | 12000 | Composite | Fiberglass Reinforced Plastic | Pressure |  | 1995-07-01 |  | 1995-07-01
9025235 | 2 | 1999-02-01 | Removed From Ground | Used Oil | 2000 | Composite | Not Marked | Gravity Fed | Y |  | Y | 1995-07-01
9025236 | (1)146210 | 2003-07-29 | Removed From Ground | Gas | 3000 | Steel-Galvanic | Cathodically Protected | Suction: Valve At The Tank |  | 1989-05-19 |  | 1989-05-19
9025238 | 1 | 1986-05-01 | Currently In Use | Gas | 2000 | Steel-Galvanic | Galvanic | Suction: No Valve At The Tank |  | 1998-07-01 |  | 1998-07-01
9025238 | 2 | 1998-06-01 | Removed From Ground | Used Oil | 1000 | Cathodically Protected Steel | Not Marked | Gravity Fed | Y |  | Y | 1998-07-01
9025239 | 1 | 1993-08-01 | Currently In Use | Gas | 12000 | Cathodically Protected Steel | Fiberglass Reinforced Plastic | Pressure |  | 1993-01-01 |  | 1993-01-01
9025239 | 2 | 1993-08-01 | Currently In Use | Diesel | 12000 | Cathodically Protected Steel | Fiberglass Reinforced Plastic | Pressure |  | 1993-01-01 |  | 1993-01-01
9025239 | 3 | 1993-08-01 | Currently In Use | Gas | 6000 | Cathodically Protected Steel | Fiberglass Reinforced Plastic | Pressure |  | 1993-01-01 |  | 1993-01-01
9025239 | 4 | 1993-08-01 | Currently In Use | Gas | 6000 | Cathodically Protected Steel | Fiberglass Reinforced Plastic | Pressure |  | 1993-01-01 |  | 1993-01-01
9025240 | 1 | 1994-01-01 | Currently In Use | Gas | 10000 | Composite | Fiberglass Reinforced Plastic | Pressure |  | 1994-02-01 |  | 1994-02-01
9025240 | 2 | 1994-01-01 | Currently In Use | Gas | 6000 | Composite | Fiberglass Reinforced Plastic | Pressure |  | 1994-02-01 |  | 1994-02-01
9025240 | 3 | 1994-01-01 | Currently In Use | Gas | 6000 | Composite | Fiberglass Reinforced Plastic | Pressure |  | 1994-02-01 |  | 1994-02-01
9025241 | 1 | 1987-01-01 | Currently In Use | Diesel | 10000 | Cathodically Protected Steel | Cathodically Protected | Pressure | Y | 1987-01-01 12:00 |  | 1987-01-01 12:00
9025241 | 2 | 1987-01-01 | Currently In Use | Gas | 10000 | Cathodically Protected Steel | Cathodically Protected | Pressure | Y | 1987-01-01 12:00 |  | 1987-01-01 12:00
9025242 | 1 |  | Permanently Out Of Use | Diesel |  | Bare Steel | Bare Steel | Not Marked
9025243 | 2-1-A | 1983-06-15 | Currently In Use | Diesel | 12000 | Steel-Impressed Current | Cathodically Protected | Suction: No Valve At The Tank |  | 1996-09-20 |  | 1996-09-20
9025243 | 2-2-A | 1983-06-15 | Currently In Use | Diesel | 12000 | Steel-Impressed Current | Cathodically Protected | Suction: No Valve At The Tank |  | 1998-09-20 |  | 1998-09-20
9025243 | RU-1 | 1983-06-15 | Currently In Use | Gas | 4000 | Steel-Impressed Current | Cathodically Protected | Suction: No Valve At The Tank |  | 1996-09-20 |  | 1996-09-20
9025244 | 1 | 1995-12-01 | Removed From Ground | Gas | 4000 | Marked Unknown | Unknown | Not Marked
9025244 | 2 | 1995-12-01 | Removed From Ground | Diesel | 4000 | Marked Unknown | Unknown | Not Marked
9025244 | 3 | 1995-12-01 | Removed From Ground | Gas | 2000 | Marked Unknown | Unknown | Not Marked
9025244 | 4 | 1995-12-01 | Removed From Ground | Gas | 2000 | Marked Unknown | Unknown | Not Marked
9025246 | 1 | 1995-05-01 | Currently In Use | Gas | 12000 | Fiberglass | Fiberglass Reinforced Plastic | Pressure |  | 1995-05-01 |  | 1995-05-01
9025247 | 1 | 1995-08-18 | Currently In Use | Gas | 4000 | Composite | Fiberglass Reinforced Plastic | Suction: Valve At The Tank |  | 1995-08-18 |  | 1995-08-18
9025248 | 1 | 1995-06-08 | Removed From Ground | Diesel | 270 | Not Marked/Unknown | Not Marked | Not Marked
9025249 | 1 | 1995-11-05 | Removed From Ground | Gas | 500 | Marked Unknown | Unknown | Not Marked
9025250 | 1 | 1996-09-01 | Closed In Ground | Gas | 10000 | Bare Steel | Bare Steel | Pressure
9025250 | 2 | 1997-06-01 | Removed From Ground | Gas | 500 | Not Marked/Unknown | Not Marked | Not Marked
9025251 | 1 | 1997-02-19 | Removed From Ground | Gas | 1000 | Not Marked/Unknown | Not Marked | Not Marked
9025251 | 2 | 1997-02-19 | Removed From Ground | Gas | 1000 | Not Marked/Unknown | Not Marked | Not Marked
9025251 | 3 | 1997-02-01 | Currently In Use | Gas | 2500 | Double Walled | Fiberglass Reinforced Plastic | Suction: No Valve At The Tank |  | 1997-02-01 |  | 1997-02-01
9025253 | 1 | 1994-05-01 | Currently In Use | Gas | 10000 | Fiberglass Double Walled | Fiberglass/Double Walled | Pressure |  | 1995-06-05 |  | 1995-06-05
9025253 | 2 | 1994-05-01 | Currently In Use | Gas | 10000 | Fiberglass Double Walled | Fiberglass Reinforced Plastic | Pressure |  | 1995-06-05 |  | 1995-06-05
9025254 | 1 | 2006-12-06 | Removed From Ground | Diesel | 10000 | Fiberglass | Single Wall Flex | Suction: Valve At The Tank |  | 1998-10-01 |  | 1998-10-01
9025257 | 1 | 1996-05-26 | Removed From Ground | Diesel | 4000 | Not Marked/Unknown | Not Marked | Not Marked
9025257 | 2 | 1996-05-20 | Removed From Ground | Diesel | 4000 | Not Marked/Unknown | Not Marked | Not Marked
9025257 | 3 | 1996-05-20 | Removed From Ground | Diesel | 4000 | Not Marked/Unknown | Not Marked | Not Marked
9025257 | 4 | 1996-05-20 | Removed From Ground | Gas | 3000 | Not Marked/Unknown | Not Marked | Not Marked
9025257 | 5 | 1996-05-20 | Removed From Ground | Gas | 3000 | Not Marked/Unknown | Not Marked | Not Marked
9025257 | 6 | 1996-05-20 | Removed From Ground | Gas | 3000 | Not Marked/Unknown | Not Marked | Not Marked
9025257 | 7 | 1996-05-20 | Removed From Ground | Gas | 3000 | Not Marked/Unknown | Unknown | Not Marked | N |  | N
9025257 | 8 | 1996-05-20 | Removed From Ground | Gas | 3000 | Not Marked/Unknown | Unknown | Not Marked | N |  | N
9025257 | 9 | 1996-05-20 | Removed From Ground | Gas | 3000 | Not Marked/Unknown | Unknown | Not Marked | N |  | N
9025262 | 1 |  | Temporarily Out Of Use | Other |  | Marked Unknown | Unknown | Not Marked
9025263 | 1 | 1996-04-01 | Removed From Ground | Gas | 5000 | Not Marked/Unknown | Not Marked | Not Marked
9025263 | 2 | 1996-04-01 | Removed From Ground | Gas | 5000 | Not Marked/Unknown | Not Marked | Not Marked
9025263 | 3 | 1996-04-01 | Removed From Ground | Gas | 5000 | Not Marked/Unknown | Not Marked | Not Marked
9025264 | 121 | 1999-09-24 | Closed In Ground | Used Oil | 1000 | Double Walled | Fiberglass Reinforced Plastic | Gravity Fed | Y |  | Y
9025265 | 120 | 1999-09-24 | Closed In Ground | Used Oil | 1000 | Double Walled | Fiberglass Reinforced Plastic | Gravity Fed | Y |  | Y
9025266 | 118 | 2003-06-26 | Removed From Ground | Diesel | 12000 | Steel-Galvanic | Fiberglass Reinforced Plastic | Pressure |  | 1994-03-01 |  | 1994-03-01
9025266 | 119A | 2003-06-26 | Removed From Ground | Used Oil | 1000 | Steel-Galvanic | Fiberglass Reinforced Plastic | Gravity Fed | Y |  | Y
9025266 | 119B | 2003-06-26 | Removed From Ground | Other | 1000 | Steel-Galvanic | Fiberglass Reinforced Plastic | Gravity Fed |  | 1994-03-01 |  | 1994-03-01
9025267 | 1 |  | Permanently Out Of Use | Heating Oil | 1000 | Bare Steel | Bare Steel | Not Marked
9025268 | 1 | 1981-01-01 | Removed From Ground | Gas | 1000 | Bare Steel | Galvanized Steel | Pressure
9025270 | 1 | 1996-04-30 | Removed From Ground | Gas |  | Not Marked/Unknown | Not Marked | Not Marked
9025271 | 1 | 1996-02-01 | Removed From Ground | Other | 600 | Bare Steel | Bare Steel | Not Marked
9025272 | 1 | 1996-07-01 | Removed From Ground | Used Oil | 250 | Not Marked/Unknown | Not Marked | Not Marked | Y |  | Y
9025273 | 1 | 1996-07-01 | Removed From Ground | Gas | 2000 | Not Marked/Unknown | Not Marked | Not Marked
9025273 | 2 | 1996-07-01 | Removed From Ground | Gas | 2000 | Not Marked/Unknown | Not Marked | Not Marked
9025275 | 1 |  | Permanently Out Of Use | Gas | 1000 | Double Walled | Galvanized Steel | Suction: Valve At The Tank
9025275 | 2 | 1996-06-27 | Removed From Ground | Diesel | 250 | Marked Unknown | Not Marked | Not Marked
9025276 | 35 | 1998-11-01 | Closed In Ground | Gas | 12000 | Double Walled | Double Walled | Pressure
9025278 | 1 | 1996-08-15 | Closed In Ground | Gas | 1500 | Bare Steel | Bare Steel | Not Marked
9025278 | 2 | 1996-08-15 | Closed In Ground | Gas | 1000 | Bare Steel | Bare Steel | Not Marked
9025279 | 1 | 1996-10-29 | Removed From Ground | Gas | 4000 | Not Marked/Unknown | Not Marked | Not Marked
9025279 | 2 | 1996-10-29 | Removed From Ground | Gas | 4000 | Not Marked/Unknown | Not Marked | Not Marked
9025279 | 3 | 1996-10-29 | Removed From Ground | Gas | 4000 | Not Marked/Unknown | Not Marked | Not Marked
9025279 | 4 | 1996-10-29 | Removed From Ground | Gas | 4000 | Not Marked/Unknown | Not Marked | Not Marked
9025279 | 5 | 1996-10-29 | Removed From Ground | Gas | 500 | Not Marked/Unknown | Not Marked | Not Marked
9025279 | 6 | 1996-10-29 | Removed From Ground | Gas | 1000 | Not Marked/Unknown | Not Marked | Not Marked
9025279 | 7 | 1996-10-29 | Removed From Ground | Gas | 1000 | Not Marked/Unknown | Not Marked | Not Marked
9025279 | 8 | 1996-10-29 | Removed From Ground | Gas | 1000 | Not Marked/Unknown | Not Marked | Not Marked
9025279 | 9 | 1996-10-29 | Removed From Ground | Gas | 1000 | Not Marked/Unknown | Not Marked | Not Marked
9025280 | 1 | 1997-12-01 | Removed From Ground | Diesel | 280 | Bare Steel | Copper | Suction: No Valve At The Tank
9025280 | 2 | 1997-12-01 | Currently In Use | Diesel | 280 | Composite | Double Walled | Suction: Valve At The Tank |  | 1997-12-01 |  | 1997-12-01
9025281 | 1 | 1996-08-01 | Currently In Use | Gas | 10000 | Composite | Fiberglass Reinforced Plastic | Pressure |  | 1996-08-01 |  | 1996-08-01
9025281 | 2 | 1996-08-01 | Currently In Use | Gas | 6000 | Composite | Fiberglass Reinforced Plastic | Pressure |  | 1996-08-01 |  | 1996-08-01
9025282 | 1 | 1996-09-05 | Currently In Use | Gas | 15000 | Fiberglass Double Walled | Fiberglass Reinforced Plastic | Pressure |  | 1996-09-05 |  | 1996-09-05
9025282 | 2 | 1996-09-05 | Currently In Use | Gas | 10000 | Fiberglass Double Walled | Fiberglass Reinforced Plastic | Pressure |  | 1996-09-05 |  | 1996-09-05
9025282 | 3 | 1996-09-05 | Currently In Use | Gas | 8000 | Fiberglass Double Walled | Fiberglass Reinforced Plastic | Pressure |  | 1996-09-05 |  | 1996-09-05
9025282 | 4 | 1996-09-05 | Currently In Use | Diesel | 8000 | Fiberglass Double Walled | Fiberglass Reinforced Plastic | Pressure |  | 1996-09-05 |  | 1996-09-05
9025283 | 1 | 1996-04-01 | Currently In Use | Gas | 10000 | Composite | Fiberglass Reinforced Plastic | Pressure |  | 1996-07-25 |  | 1996-07-25
9025283 | 2 | 1996-04-01 | Currently In Use | Gas | 8000 | Composite | Fiberglass Reinforced Plastic | Pressure |  | 1996-07-25 |  | 1996-07-25
9025284 | 1 | 1996-03-01 | Currently In Use | Gas | 12000 | Composite | Single Wall Flex | Pressure |  | 1996-03-01 |  | 1996-03-01
9025284 | 2 | 1996-03-01 | Currently In Use | Gas | 10000 | Composite | Single Wall Flex | Pressure |  | 1996-03-01 |  | 1996-03-01
9025285 | 1 | 1997-01-01 | Removed From Ground | Gas | 5000 | Not Marked/Unknown | Not Marked | Not Marked
9025285 | 2 | 1997-01-01 | Removed From Ground | Gas | 5000 | Not Marked/Unknown | Not Marked | Not Marked
9025290 | 29 | 1997-01-01 | Removed From Ground | Gas | 3000 | Not Marked/Unknown | Not Marked | Not Marked
9025293 | T1 | 1997-02-24 | Removed From Ground | Gas | 3000 | Bare Steel | Bare Steel | Not Marked
9025293 | T2 | 1997-02-24 | Removed From Ground | Gas | 3000 | Bare Steel | Bare Steel | Not Marked
9025293 | T3 | 1997-02-24 | Removed From Ground | Gas | 3000 | Bare Steel | Bare Steel | Not Marked
9025294 | 1 |  | Removed From Ground Date Unknown | Diesel |  | Not Marked/Unknown | Not Marked | Not Marked
9025296 | 1 | 2007-09-05 | Temporarily Out Of Use | Aviation Gas/AV Gas | 10000 | STIP-3 | Galvanic | Suction: No Valve At The Tank |  | 1988-03-01 |  | 1988-03-01
9025296 | 2 | 1988-03-01 | Temporarily Out Of Use | Diesel | 6000 | STIP-3 | Cathodically Protected | Pressure |  | 1988-03-01 |  | 1988-03-01
9025297 | 1 | 1983-01-01 | Removed From Ground | Gas |  | Not Marked/Unknown | Not Marked | Not Marked
9025297 | 2 |  | Removed From Ground Date Unknown | Gas |  | Not Marked/Unknown | Not Marked | Not Marked
9025297 | 3 |  | Removed From Ground Date Unknown | Gas |  | Not Marked/Unknown | Not Marked | Not Marked
9025298 | 1 | 2010-02-11 | Removed From Ground | Diesel | 1000 | Fiberglass Double Walled | Fiberglass Reinforced Plastic | Suction: No Valve At The Tank |  | 1997-04-22 |  | 1997-04-22
9025298 | 2 | 2010-02-11 | Removed From Ground | Gas | 2500 | Fiberglass Double Walled | Fiberglass Reinforced Plastic | Suction: No Valve At The Tank |  | 1997-04-22 |  | 1997-04-22
9025299 | 127 | 1996-09-24 | Removed From Ground | Diesel | 550 | Not Marked/Unknown | Not Marked | Not Marked
9025300 | 128 | 1996-09-23 | Removed From Ground | Used Oil | 500 | Not Marked/Unknown | Not Marked | Not Marked | Y |  | Y
9025301 | 1 |  | Removed From Ground Date Unknown | Diesel |  | Not Marked/Unknown | Not Marked | Not Marked
9025302 | 1 | 1997-09-20 | Currently In Use | Gas | 12000 | Composite Double Walled | Double Walled Flex | Pressure |  | 1997-09-25 |  | 1997-09-25
9025302 | 2 | 1997-09-20 | Currently In Use | Gas | 12000 | Composite Double Walled | Double Walled Flex | Pressure |  | 1997-09-25 |  | 1997-09-25
9025302 | 3 | 1997-09-20 | Currently In Use | Gas | 12000 | Composite Double Walled | Double Walled/Cath. Prot. | Pressure |  | 1997-09-25 |  | 1997-09-25
9025302 | 4 | 1997-09-20 | Currently In Use | Diesel | 12000 | Composite Double Walled | Double Walled/Cath. Prot. | Pressure |  | 1997-09-25 |  | 1997-09-25
9025303 | 124 | 1997-03-01 | Currently In Use | Gas | 12000 | Fiberglass Double Walled | Fiberglass Reinforced Plastic | Pressure |  | 1997-08-05 |  | 1997-08-05
9025303 | 125 | 1997-03-01 | Currently In Use | Gas | 12000 | Fiberglass Double Walled | Fiberglass Reinforced Plastic | Pressure |  | 1997-08-05 |  | 1997-08-05
9025303 | 126 | 1997-03-01 | Currently In Use | Gas | 12000 | Fiberglass Double Walled | Fiberglass Reinforced Plastic | Pressure |  | 1997-08-05 |  | 1997-08-05
9025304 | 1 | 1990-01-01 | Currently In Use | Gas | 10000 | STIP-3 | Fiberglass Reinforced Plastic | Pressure |  | 1990-01-01 |  | 1990-01-01
9025304 | 2 | 1990-01-01 | Currently In Use | Gas | 10000 | STIP-3 | Fiberglass Reinforced Plastic | Pressure |  | 1990-01-01 |  | 1990-01-01
9025305 | 1 | 1998-05-28 | Removed From Ground | Empty | 500 | Bare Steel | Galvanized Steel | Suction: Valve At The Tank
9025305 | 2 | 1998-05-28 | Removed From Ground | Empty | 400 | Bare Steel | Galvanized Steel | Suction: Valve At The Tank
9025307 | 1 | 1998-03-01 | Removed From Ground | Gas | 1000 | Bare Steel | Bare Steel | Suction: Valve At The Tank
9025307 | 2 | 1998-03-01 | Removed From Ground | Other | 564 | Bare Steel | Bare Steel | Suction: Valve At The Tank | Y |  | Y
9025308 | 1 | 1990-06-01 | Currently In Use | Gas | 10000 | Fiberglass | Fiberglass Reinforced Plastic | Pressure |  | 1990-06-01 |  | 1990-06-01
9025308 | 2 | 1990-06-01 | Currently In Use | Gas | 10000 | Fiberglass | Fiberglass Reinforced Plastic | Pressure |  | 1990-06-01 |  | 1990-06-01
9025308 | 3 | 1990-06-01 | Currently In Use | Gas | 10000 | Fiberglass | Fiberglass Reinforced Plastic | Pressure |  | 1990-06-01 |  | 1990-06-01
9025309 | 1 | 1998-05-01 | Removed From Ground | Other |  | Not Marked/Unknown | Not Marked | Not Marked
9025310 | 294056 | 1997-09-15 | Currently In Use | Gas | 12000 | Composite | Fiberglass Reinforced Plastic | Pressure |  | 1997-10-15 |  | 1997-10-15
9025310 | 299097A | 1997-09-15 | Currently In Use | Gas | 6000 | Composite | Fiberglass Reinforced Plastic | Pressure |  | 1997-10-15 |  | 1997-10-15
9025310 | 299097B | 1997-09-15 | Currently In Use | Diesel | 6000 | Composite | Fiberglass Reinforced Plastic | Pressure |  | 1997-10-15 |  | 1997-10-15
9025312 | 1 | 1998-09-19 | Removed From Ground | Gas | 2000 | Not Marked/Unknown | Not Marked | Not Marked
9025312 | 2 | 1998-09-19 | Removed From Ground | Gas | 2000 | Not Marked/Unknown | Not Marked | Not Marked
9025312 | 3 | 1998-09-19 | Removed From Ground | Gas | 2000 | Not Marked/Unknown | Not Marked | Not Marked
9025312 | 4 | 1998-09-19 | Removed From Ground | Gas | 2000 | Not Marked/Unknown | Not Marked | Not Marked
9025313 | 1 | 1997-08-01 | Currently In Use | Gas | 12000 | Composite | Double Walled Flex | Pressure |  | 1997-08-01 |  | 1997-08-01
9025313 | 2A | 1997-08-01 | Currently In Use | Gas | 4000 | Composite | Double Walled Flex | Pressure |  | 1997-08-01 |  | 1997-08-01
9025313 | 2B | 1997-08-01 | Currently In Use | Diesel | 8000 | Composite | Double Walled Flex | Pressure |  | 1997-08-01 |  | 1997-08-01
9025315 | 1 |  | Permanently Out Of Use | Other | 550 | Not Marked/Unknown | Not Marked | Not Marked
9025315 | 2 |  | Permanently Out Of Use | Other | 550 | Not Marked/Unknown | Not Marked | Not Marked
9025315 | 3 |  | Permanently Out Of Use | Other | 550 | Not Marked/Unknown | Not Marked | Not Marked
9025316 | 1 | 1998-10-27 | Removed From Ground | Used Oil | 500 | Not Marked/Unknown | Not Marked | Not Marked | Y |  | Y
9025317 | 1 | 1998-08-01 | Removed From Ground | Gas | 1000 | Bare Steel | Galvanized Steel | Suction: Valve At The Tank
9025318 | 129 | 1998-12-09 | Removed From Ground | Diesel | 1000 | Not Marked/Unknown | Not Marked | Not Marked
9025319 | 130 | 1998-12-11 | Removed From Ground | Used Oil | 1000 | Bare Steel | Bare Steel | Gravity Fed | Y |  | Y
9025320 | 1 | 1998-12-01 | Removed From Ground | Gas | 1000 | Bare Steel | Bare Steel | Suction: No Valve At The Tank
9025320 | 2 | 1998-12-01 | Removed From Ground | Diesel | 2000 | Bare Steel | Bare Steel | Suction: No Valve At The Tank
9025321 | 1 | 2007-06-11 | Removed From Ground | Diesel |  | Cathodically Protected Steel | Cathodically Protected | Suction: No Valve At The Tank |  | 1998-12-01 |  | 1998-12-01
9025321 | 2 | 2007-06-11 | Removed From Ground | Diesel |  | Cathodically Protected Steel | Cathodically Protected | Suction: No Valve At The Tank |  | 1998-12-01 |  | 1998-12-01
9025322 | 1 | 1999-03-31 | Removed From Ground | Diesel | 500 | Bare Steel | Bare Steel | Suction: No Valve At The Tank
9025322 | 2 | 1999-04-01 | Currently In Use | Diesel | 550 | Composite | Single Wall Flex | Suction: Valve At The Tank |  | 1999-04-01 12:00 |  | 1999-04-01 12:00
9025323 | 1 | 1999-01-06 | Removed From Ground | Gas | 560 | Bare Steel | Bare Steel | Suction: No Valve At The Tank
9025323 | 2 | 1999-01-06 | Removed From Ground | Empty | 270 | Bare Steel | Bare Steel | Suction: No Valve At The Tank
9025324 | 1 | 1999-03-03 | Removed From Ground | Empty | 4000 | Bare Steel | Not Marked | Not Marked
9025324 | 2 | 1999-04-03 | Removed From Ground | Empty | 4000 | Bare Steel | Not Marked | Not Marked
9025325 | 1 | 1999-04-01 | Currently In Use | Gas | 12000 | Composite | Double Walled | Pressure |  | 1999-04-01 |  | 1999-04-01
9025325 | 2 | 1999-04-01 | Currently In Use | Gas | 8000 | Composite | Double Walled | Pressure |  | 1999-04-01 |  | 1999-04-01
9025326 | 1 | 1998-12-14 | Removed From Ground | Diesel | 1500 | Bare Steel | Galvanized Steel | Not Marked
9025327 | 1 | 1999-03-01 | Currently In Use | Gas | 10000 | Composite | Fiberglass Reinforced Plastic | Pressure |  | 1999-03-01 |  | 1999-03-01
9025327 | 2A | 1999-03-01 | Currently In Use | Gas | 6000 | Composite | Fiberglass Reinforced Plastic | Pressure |  | 1999-03-01 |  | 1999-03-01
9025327 | 2B | 1999-03-01 | Currently In Use | Diesel | 4000 | Composite | Fiberglass Reinforced Plastic | Pressure |  | 1999-03-01 |  | 1999-03-01
9025328 | 1 | 1979-01-01 | Removed From Ground | Gas |  | Bare Steel | Galvanized Steel | Pressure
9025328 | 2 | 1979-01-01 | Removed From Ground | Gas |  | Bare Steel | Galvanized Steel | Pressure
9025329 | 1 | 2000-01-01 | Currently In Use | Gas | 8000 | Composite | Fiberglass Reinforced Plastic | Pressure |  | 2000-01-01 |  | 2000-01-01
9025329 | 2 | 2000-01-01 | Currently In Use | Diesel | 8000 | Composite | Fiberglass Reinforced Plastic | Pressure |  | 2000-01-01 |  | 2000-01-01
9025330 | 1 | 1999-12-08 | Removed From Ground | Diesel | 1000 | Bare Steel | Galvanized Steel | Suction: No Valve At The Tank
9025331 | 1 | 1998-09-20 | Currently In Use | Gas | 12000 | Composite | Double Walled | Pressure |  | 1999-02-28 |  | 1999-02-28
9025331 | 2 | 1998-09-20 | Currently In Use | Gas | 10000 | Composite | Double Walled | Pressure |  | 1999-02-28 |  | 1999-02-28
9025332 | 1 | 1999-08-01 | Currently In Use | Gas | 12000 | Double Walled | Double Walled | Pressure |  | 2000-04-19 |  | 2000-04-19
9025332 | 2 | 1999-08-01 | Currently In Use | Gas | 8000 | Double Walled | Double Walled | Pressure |  | 2000-04-19 |  | 2000-04-19
9025333 | 1 | 2000-03-01 | Removed From Ground | Used Oil | 500 | Bare Steel | Bare Steel | Gravity Fed | Y |  | Y
9025334 | 1 | 2000-05-24 | Currently In Use | Gas | 12000 | Fiberglass Double Walled | Double Walled Flex | Pressure |  | 2000-05-26 |  | 2000-05-26
9025334 | 2A | 2000-05-24 | Currently In Use | Gas | 6000 | Fiberglass Double Walled | Double Walled Flex | Pressure |  | 2000-05-26 |  | 2000-05-26
9025334 | 2B | 2000-05-24 | Currently In Use | Gas | 6000 | Fiberglass Double Walled | Double Walled Flex | Pressure |  | 2000-05-26 |  | 2000-05-26
9025335 | 132 | 1996-09-27 | Removed From Ground | Diesel | 250 | Bare Steel | Bare Steel | Not Marked
9025336 | 1 | 2000-03-01 | Removed From Ground | Gas | 4000 | Bare Steel | Bare Steel | Suction: Valve At The Tank
9025336 | 2 | 2000-03-01 | Removed From Ground | Gas | 4000 | Bare Steel | Bare Steel | Suction: Valve At The Tank
9025337 | 1 | 1999-06-07 | Currently In Use | Gas | 10000 | Composite | Double Walled | Pressure |  | 1999-06-15 |  | 1999-06-15
9025337 | 2 | 1999-06-07 | Currently In Use | Gas | 12000 | Composite | Double Walled | Pressure |  | 1999-06-15 |  | 1999-06-15
9025338 | 1A | 2000-04-25 | Currently In Use | Gas | 16000 | Composite | Double Walled | Pressure |  | 2000-04-25 |  | 2000-04-25
9025338 | 1B | 2000-04-25 | Currently In Use | Gas | 8000 | Composite | Double Walled | Pressure |  | 2000-04-25 |  | 2000-04-25
9025339 | 1 | 2000-04-08 | Currently In Use | Gas | 10000 | Composite | Double Walled | Pressure |  | 2000-06-10 |  | 2000-06-10
9025339 | 2 | 2000-04-05 | Currently In Use | Gas | 12000 | Composite | Double Walled | Pressure |  | 2000-06-10 |  | 2000-06-10
9025340 | 1 | 2000-09-20 | Currently In Use | Gas | 10000 | Composite | Fiberglass Reinforced Plastic | Pressure |  | 2000-10-20 |  | 2000-10-20
9025340 | 2 | 2000-09-20 | Currently In Use | Gas | 12000 | Composite | Fiberglass Reinforced Plastic | Pressure |  | 2000-10-20 |  | 2000-10-20
9025341 | 1 | 2001-03-01 | Currently In Use | Gas | 10000 | Composite | Double Walled | Pressure |  | 2001-03-01 |  | 2001-03-01
9025341 | 2A | 2001-03-01 | Currently In Use | Gas | 7000 | Composite | Double Walled | Pressure |  | 2001-03-01 |  | 2001-03-01
9025341 | 2B | 2001-03-01 | Currently In Use | Diesel | 3000 | Composite | Double Walled | Pressure |  | 2001-03-01 |  | 2001-03-01
9025342 | 1 | 1983-01-01 | Removed From Ground | Gas | 3000 | Bare Steel | Unknown | Not Marked
9025342 | 2 | 1983-01-01 | Removed From Ground | Gas | 2000 | Bare Steel | Unknown | Not Marked
9025342 | 3 | 1983-01-01 | Removed From Ground | Gas | 3000 | Bare Steel | Unknown | Not Marked
9025342 | 4 | 1983-01-01 | Removed From Ground | Used Oil | 1000 | Bare Steel | Unknown | Not Marked
9025343 | 1 | 2001-03-15 | Currently In Use | Diesel | 12000 | Fiberglass | Fiberglass/Double Walled | Suction: No Valve At The Tank |  | 2001-03-16 |  | 2001-03-16
9025344 | 1 | 2001-04-01 | Currently In Use | Diesel | 10000 | Composite | Double Walled | Pressure |  | 2001-04-01 |  | 2001-04-01
9025344 | 2 | 2001-04-01 | Currently In Use | Gas | 8000 | Composite | Double Walled | Pressure |  | 2001-04-01 |  | 2001-04-01
9025345 | 1A | 2001-04-18 | Currently In Use | Gas | 12000 | Fiberglass Double Walled | Double Walled Flex | Pressure |  | 2001-05-07 |  | 2001-05-07
9025345 | 1B | 2001-04-18 | Currently In Use | Gas | 8000 | Fiberglass Double Walled | Double Walled Flex | Pressure |  | 2001-05-07 |  | 2001-05-07
9025345 | 2A | 2001-04-18 | Currently In Use | Gas | 15000 | Fiberglass Double Walled | Double Walled Flex | Pressure |  | 2001-05-07 |  | 2001-05-07
9025345 | 2B | 2001-04-18 | Currently In Use | Diesel | 7000 | Fiberglass Double Walled | Double Walled Flex | Pressure |  | 2001-05-07 |  | 2001-05-07
9025346 | 1 | 2001-04-05 | Currently In Use | Diesel | 12000 | Composite | Single Wall Flex | Pressure |  | 2001-04-10 |  | 2001-04-10
9025347 | 1 |  | Removed From Ground Date Unknown | Used Oil |  | Marked Unknown | Unknown | Not Marked
9025348 | 1 | 2000-03-06 | Currently In Use | Diesel | 12000 | Composite | Single Wall Flex | Pressure |  | 2000-05-02 |  | 2000-05-02
9025349 | 1 | 2001-08-08 | Removed From Ground | Kerosene | 550 | Marked Unknown | Unknown | Not Marked
9025350 | 1A | 2000-07-01 | Currently In Use | Gas | 2000 | Fiberglass | Fiberglass Reinforced Plastic | Suction: No Valve At The Tank |  | 2000-07-01 |  | 2000-07-01
9025350 | 1B | 2000-07-01 | Currently In Use | Diesel | 1000 | Fiberglass | Fiberglass Reinforced Plastic | Suction: No Valve At The Tank |  | 2000-07-01 |  | 2000-07-01
9025351 | 1 | 2001-07-10 | Currently In Use | Gas | 12000 | Epoxy | Double Walled Flex | Pressure |  | 2001-07-10 |  | 2001-07-10
9025351 | 2 | 2001-07-10 | Currently In Use | Gas | 10000 | Epoxy | Double Walled Flex | Pressure |  | 2001-07-10 |  | 2001-07-10
9025352 | 1 | 2001-11-01 | Currently In Use | Diesel | 12000 | Composite | Fiberglass Reinforced Plastic | Pressure |  | 2001-11-01 |  | 2001-11-01
9025352 | 2 | 2001-11-01 | Currently In Use | Gas | 12000 | Composite | Fiberglass Reinforced Plastic | Pressure |  | 2001-11-01 |  | 2001-11-01
9025352 | 3A | 2001-11-01 | Currently In Use | Diesel | 6000 | Composite | Fiberglass Reinforced Plastic | Pressure |  | 2001-11-01 |  | 2001-11-01
9025352 | 3B | 2001-11-01 | Currently In Use | Gas | 4000 | Composite | Fiberglass Reinforced Plastic | Pressure |  | 2001-11-01 |  | 2001-11-01
9025353 | 1 | 2001-11-30 | Currently In Use | Diesel | 1000 | Fiberglass Double Walled | Double Walled Flex | Suction: Valve At The Tank |  | 2001-11-08 |  | 2001-11-08
9026001 | 1 | 2011-08-31 | Removed From Ground | Diesel | 560 | Cathodically Protected Steel | Cathodically Protected | Not Marked |  | 1990-04-01 |  | 1990-04-01
9026001 | 2 | 1990-04-13 | Removed From Ground | Diesel | 280 | Bare Steel | Unknown | Not Marked
9026002 | 1 | 1990-01-01 | Currently In Use | Diesel | 8000 | Composite | Fiberglass Reinforced Plastic | Pressure |  | 1991-06-27 |  | 1991-06-27
9026002 | 2 | 1990-01-01 | Currently In Use | Diesel | 6000 | Composite | Fiberglass Reinforced Plastic | Pressure |  | 1991-06-27 |  | 1991-06-27
9026002 | 3 | 1990-01-01 | Currently In Use | Diesel | 6000 | Composite | Fiberglass Reinforced Plastic | Pressure |  | 1991-06-27 |  | 1991-06-27
9026002 | 4 | 1990-01-01 | Currently In Use | Diesel | 2000 | Composite | Fiberglass Reinforced Plastic | Suction: No Valve At The Tank |  | 1991-06-27 |  | 1991-06-27
9026002 | 5 | 1999-02-01 | Currently In Use | Gas | 12000 | Composite | Double Walled | Pressure |  | 1999-02-01 |  | 1999-02-01
9026002 | 6 | 1999-02-01 | Currently In Use | Gas | 8000 | Composite | Double Walled | Pressure |  | 1999-02-01 |  | 1999-02-01
9026002 | 7 | 1999-02-01 | Currently In Use | Gas | 8000 | Composite | Double Walled | Pressure |  | 1999-02-01 |  | 1999-02-01
9026003 | 5881-1 | 1997-07-14 | Removed From Ground | Gas | 1000 | Bare Steel | Bare Steel | Pressure
9026003 | 5881-2 | 1997-10-29 | Removed From Ground | Diesel | 1500 | Bare Steel | Bare Steel | Pressure
9026003 | C | 1997-09-01 | Currently In Use | Diesel | 10000 | Unknown | Fiberglass Reinforced Plastic | Pressure |  | 1997-09-01 |  | 1997-09-01
9026003 | D | 1997-09-01 | Currently In Use | Gas | 2000 | Unknown | Fiberglass Reinforced Plastic | Pressure |  | 1997-09-01 |  | 1997-09-01
9026004 | 2 | 2010-03-05 | Removed From Ground | Other | 600 | Unknown | Fiberglass Reinforced Plastic | Suction: Valve At The Tank |  | 1998-06-03 |  | 1998-06-03
9026005 | 3000 | 2010-11-05 | Removed From Ground | Diesel | 600 | Fiberglass Double Walled | Fiberglass Reinforced Plastic | Suction: Valve At The Tank |  | 1998-06-25 |  | 1998-06-25
9026005 | 3000-1 | 1998-07-01 | Removed From Ground | Other | 500 | Bare Steel | Bare Steel | Suction: No Valve At The Tank
9026006 | 3250-1 | 1995-01-18 | Removed From Ground | Diesel | 1000 | Bare Steel | Bare Steel | Suction: No Valve At The Tank
9026006 | 3250-A |  | Currently In Use | Heating Oil | 50000 | Bare Steel | Bare Steel | Suction: No Valve At The Tank
9026006 | 3250-B |  | Currently In Use | Heating Oil | 50000 | Bare Steel | Bare Steel | Suction: No Valve At The Tank
9026006 | 3250-C |  | Currently In Use | Heating Oil | 50000 | Bare Steel | Bare Steel | Suction: No Valve At The Tank
9026006 | 3250-D |  | Currently In Use | Heating Oil | 50000 | Bare Steel | Bare Steel | Suction: No Valve At The Tank
9026007 | 4487-1 |  | Removed From Ground Date Unknown | Diesel | 500 | Bare Steel | Bare Steel | Suction: No Valve At The Tank
9026008 | 1146-1 | 1998-04-29 | Removed From Ground | Other | 100 | Bare Steel | Bare Steel | Suction: No Valve At The Tank
9026008 | 1146-2 | 2011-01-01 | Removed From Ground | Other | 1000 | Fiberglass Double Walled | Fiberglass/Double Walled | Suction: Valve At The Tank |  | 1998-04-01 |  | 1998-04-01
9026009 | 301-A | 1993-09-24 | Removed From Ground | Other | 25000 | Bare Steel | Bare Steel | Pressure
9026009 | 301-B | 1993-09-24 | Removed From Ground | Other | 25000 | Bare Steel | Bare Steel | Pressure
9026009 | 301-C | 1993-09-24 | Removed From Ground | Other | 25000 | Bare Steel | Bare Steel | Pressure
9026009 | 301-D | 1993-09-24 | Removed From Ground | Other | 25000 | Bare Steel | Bare Steel | Pressure
9026009 | 301-E | 1993-09-24 | Removed From Ground | Diesel | 10673 | Bare Steel | Bare Steel | Pressure
9026009 | 301-F |  | Removed From Ground Date Unknown | Diesel | 1200 | Bare Steel | Bare Steel | Suction: No Valve At The Tank
9026009 | 301-G | 1998-03-16 | Currently In Use | Diesel | 1000 | Fiberglass | Fiberglass/Double Walled | Suction: Valve At The Tank |  | 1998-03-16 |  | 1998-03-16
9026010 | 6056-1 | 1998-06-29 | Removed From Ground | Other | 600 | Bare Steel | Bare Steel | Suction: No Valve At The Tank
9026010 | 6056-2 | 1998-06-28 | Currently In Use | Other | 1000 | Fiberglass Double Walled | Fiberglass Reinforced Plastic | Suction: Valve At The Tank |  | 1998-06-28 |  | 1998-06-28
9026011 | 9029-A |  | Currently In Use | Heating Oil | 17000 | Bare Steel | Bare Steel | Suction: No Valve At The Tank
9026011 | 9029-B |  | Currently In Use | Heating Oil | 17000 | Bare Steel | Bare Steel | Suction: No Valve At The Tank
9026011 | 9029-C |  | Currently In Use | Heating Oil | 17000 | Bare Steel | Bare Steel | Suction: No Valve At The Tank
9026011 | 9029-D |  | Currently In Use | Heating Oil | 17000 | Bare Steel | Bare Steel | Suction: No Valve At The Tank
9026011 | 9029-E | 1995-02-13 | Removed From Ground | Used Oil | 150 | Marked Unknown | Unknown | Not Marked | Y |  | Y
9026013 | 2 | 1998-07-03 | Currently In Use | Diesel | 600 | Fiberglass | Fiberglass Reinforced Plastic | Suction: Valve At The Tank |  | 1998-07-03 |  | 1998-07-03
9026013 | 9200-A | 1998-07-08 | Removed From Ground | Diesel | 500 | Bare Steel | Bare Steel | Suction: No Valve At The Tank
9026014 | 2 | 1998-03-16 | Currently In Use | Diesel | 600 | Fiberglass Double Walled | Fiberglass Reinforced Plastic | Suction: Valve At The Tank |  | 1998-03-16 |  | 1998-03-16
9026014 | 2485-1 | 1998-03-23 | Removed From Ground | Other | 250 | Bare Steel | Bare Steel | Suction: No Valve At The Tank
9026015 | 2498-1 | 1998-04-15 | Removed From Ground | Diesel | 1000 | Bare Steel | Bare Steel | Suction: No Valve At The Tank
9026015 | 2498-2 | 1998-04-01 | Currently In Use | Diesel | 1000 | Fiberglass Double Walled | Fiberglass Reinforced Plastic | Not Marked |  | 1998-04-01 |  | 1998-04-01
9026016 | 242-1 | 1998-05-21 | Removed From Ground | Diesel | 800 | Bare Steel | Bare Steel | Suction: No Valve At The Tank
9026016 | 244-B | 2011-12-02 | Removed From Ground Date Unknown | Diesel | 600 | Double Walled | Fiberglass Reinforced Plastic | Suction: Valve At The Tank |  | 1998-06-03 |  | 1998-06-03
9026017 | 16-1 | 1998-04-29 | Removed From Ground | Other | 150 | Bare Steel | Bare Steel | Suction: No Valve At The Tank
9026017 | 16-2 | 1998-04-22 | Currently In Use | Diesel | 600 | Fiberglass Double Walled | Fiberglass Reinforced Plastic | Suction: Valve At The Tank |  | 1998-04-22 |  | 1998-04-22
9026018 | 282 | 2010-05-06 | Removed From Ground | Diesel | 600 | Unknown | Fiberglass Reinforced Plastic | Suction: Valve At The Tank |  | 1998-06-03 |  | 1998-06-03
9026018 | 282-1 | 1998-05-26 | Removed From Ground | Other | 1200 | Bare Steel | Bare Steel | Suction: No Valve At The Tank
9026020 | 479-1 | 1998-04-29 | Removed From Ground | Other | 1000 | Bare Steel | Bare Steel | Suction: No Valve At The Tank
9026020 | 479-2 | 1998-06-03 | Currently In Use | Diesel | 1000 | Fiberglass Double Walled | Fiberglass Reinforced Plastic | Suction: Valve At The Tank |  | 1998-04-22 |  | 1998-04-22
9026021 | 2 | 1998-06-03 | Currently In Use | Diesel | 1000 | Unknown | Fiberglass Reinforced Plastic | Suction: Valve At The Tank |  | 1998-06-03 |  | 1998-06-03
9026021 | 244-1 | 1993-08-01 | Removed From Ground | Diesel | 1200 | Bare Steel | Bare Steel | Suction: No Valve At The Tank
9026022 | 2284-1 | 1996-05-01 | Removed From Ground | Heating Oil | 150 | Bare Steel | Bare Steel | Suction: No Valve At The Tank
9026023 | 4-1 |  | Removed From Ground Date Unknown | Diesel | 150 | Bare Steel | Bare Steel | Suction: No Valve At The Tank
9026024 | 3725-B |  | Currently In Use | Heating Oil | 1 | Bare Steel | Bare Steel | Suction: No Valve At The Tank
9026025 | 2966-1 | 1991-04-01 | Removed From Ground | Gas | 2500 | Cathodically Protected Steel | Galvanized Steel | Pressure
9026026 | 2920-B | 1991-01-01 | Removed From Ground | Gas | 5000 | Bare Steel | Bare Steel | Pressure
9026026 | 2920-C | 1995-11-01 | Removed From Ground | Used Oil | 2000 | Bare Steel | Bare Steel | Gravity Fed | Y |  | Y
9026026 | 2920-D | 1995-11-01 | Removed From Ground | Used Oil | 2000 | Bare Steel | Bare Steel | Gravity Fed | Y |  | Y
9026026 | 2920-E | 1995-11-01 | Removed From Ground | Used Oil | 2000 | Bare Steel | Bare Steel | Gravity Fed | Y |  | Y
9026026 | 2920-F | 2017-01-30 | Temporarily Out Of Use | Jet Fuel | 6000 | Fiberglass Double Walled | Fiberglass/Double Walled | Pressure |  | 1991-04-03 |  | 1991-04-03
9026026 | 2920-G | 1995-11-01 | Currently In Use | Used Oil | 2000 | Double Walled | Fiberglass Reinforced Plastic | Gravity Fed | Y | 1995-11-01 12:00 | Y | 1995-11-01 12:00
9026026 | 2920-H | 1995-11-01 | Currently In Use | Used Oil | 2000 | Double Walled | Fiberglass Reinforced Plastic | Gravity Fed | Y | 1996-05-01 12:00 | Y | 1995-11-01 12:00
9026026 | 2920-L | 2010-06-23 | Removed From Ground | Used Oil | 600 | Not Marked/Unknown | Not Marked | Not Marked | Y | 1991-04-01 12:00 | Y
9026026 | 2921-A | 1995-11-01 | Currently In Use | Used Oil | 2000 | Double Walled | Fiberglass Reinforced Plastic | Gravity Fed | Y | 1995-11-01 12:00 | Y | 1991-04-01 12:00
9026026 | 2923B | 2016-12-28 | Temporarily Out Of Use | Diesel | 15000 | Fiberglass Double Walled | Fiberglass/Double Walled | Pressure | N |  | N
9026026 | 2923C | 2017-01-30 | Temporarily Out Of Use | Jet Fuel | 10000 | Fiberglass Double Walled | Fiberglass/Double Walled | Pressure | N | 1991-04-01 | N | 1991-04-01
9026027 | 2404-A |  | Permanently Out Of Use | Heating Oil | 30000 | Bare Steel | Bare Steel | Suction: No Valve At The Tank
9026027 | 2404-B |  | Permanently Out Of Use | Heating Oil | 30000 | Bare Steel | Bare Steel | Suction: No Valve At The Tank
9026028 | 397-1 |  | Currently In Use | Heating Oil | 10000 | Bare Steel | Bare Steel | Suction: No Valve At The Tank
9026029 | 2446-1 | 2001-07-19 | Removed From Ground | Heating Oil | 15000 | Bare Steel | Bare Steel | Suction: No Valve At The Tank
9026031 | 2492-1 | 2001-07-09 | Removed From Ground | Heating Oil | 4000 | Bare Steel | Bare Steel | Suction: No Valve At The Tank
9026032 | 377-1 |  | Currently In Use | Heating Oil | 16000 | Bare Steel | Bare Steel | Suction: No Valve At The Tank
9026033 | 386-A | 1993-07-01 | Removed From Ground | Empty | 10325 | Bare Steel | Bare Steel | Pressure
9026033 | 386-B | 1993-07-01 | Removed From Ground | Empty | 9870 | Bare Steel | Bare Steel | Pressure
9026033 | 386-C | 1993-07-01 | Removed From Ground | Empty | 10150 | Bare Steel | Bare Steel | Pressure
9026033 | 386-D | 1993-07-01 | Removed From Ground | Empty | 9850 | Bare Steel | Bare Steel | Pressure
9026033 | 386-E | 1993-07-01 | Removed From Ground | Empty | 10000 | Bare Steel | Bare Steel | Pressure
9026033 | 386-F | 1993-07-01 | Removed From Ground | Empty | 8500 | Bare Steel | Bare Steel | Pressure
9026033 | 386-G | 1993-07-01 | Removed From Ground | Empty | 11750 | Bare Steel | Bare Steel | Pressure
9026033 | 386-H | 1993-07-01 | Removed From Ground | Empty | 11750 | Bare Steel | Bare Steel | Pressure
9026033 | 386-I | 1993-07-01 | Removed From Ground | Empty | 11750 | Bare Steel | Bare Steel | Pressure
9026033 | 386-J | 1993-07-01 | Removed From Ground | Empty | 25100 | Bare Steel | Bare Steel | Pressure
9026033 | 386-K | 1993-07-01 | Removed From Ground | Hazardous Substance | 25098 | Bare Steel | Bare Steel | Pressure
9026033 | 386-L | 1993-07-01 | Removed From Ground | Empty | 10710 | Bare Steel | Bare Steel | Pressure
9026033 | 386-M | 1993-07-01 | Removed From Ground | Empty | 4038 | Bare Steel | Bare Steel | Pressure
9026033 | 386-N | 1993-07-01 | Removed From Ground | Empty | 9400 | Bare Steel | Bare Steel | Pressure
9026033 | 386-O | 1993-07-01 | Removed From Ground | Other | 9400 | Bare Steel | Bare Steel | Pressure
9026034 | 262-A | 1992-08-25 | Removed From Ground | Empty | 4038 | Bare Steel | Bare Steel | Pressure
9026034 | 262-B | 1992-08-25 | Removed From Ground | Empty | 4000 | Bare Steel | Bare Steel | Pressure
9026035 | 2397-A | 1991-07-10 | Removed From Ground | Empty | 5000 | Bare Steel | Galvanized Steel | Pressure
9026035 | 2397-B | 1998-05-07 | Removed From Ground | Gas | 6000 | Double Walled | Fiberglass Reinforced Plastic | Pressure
9026036 | 121-A | 1995-02-23 | Removed From Ground | Other | 50000 | Bare Steel | Bare Steel | Pressure
9026036 | 121-B | 1995-02-23 | Removed From Ground | Other | 25100 | Bare Steel | Bare Steel | Pressure
9026036 | 121-C | 1995-02-23 | Removed From Ground | Other | 25100 | Bare Steel | Bare Steel | Pressure
9026037 | 303-A | 1991-01-31 | Removed From Ground | Empty | 11234 | Bare Steel | Bare Steel | Pressure
9026037 | 303-B | 1991-01-31 | Removed From Ground | Diesel | 11650 | Bare Steel | Bare Steel | Pressure
9026038 | 2774-1 | 2011-02-08 | Temporarily Out Of Use | Jet Fuel | 10000 | Fiberglass Double Walled | Fiberglass Reinforced Plastic | Pressure |  | 1991-01-01 |  | 1991-01-01
9026038 | 2774-1 |  | Currently In Use | Jet Fuel | 10000 | Fiberglass Double Walled | Fiberglass Reinforced Plastic | Pressure |  | 1991-01-01 |  | 1991-01-01
9026038 | 2774-2 | 2011-02-08 | Temporarily Out Of Use | Jet Fuel | 10000 | Fiberglass Double Walled | Fiberglass Reinforced Plastic | Pressure |  | 1991-01-01 |  | 1991-01-01
9026038 | 2774-A |  | Removed From Ground Date Unknown | Gas | 10000 | Bare Steel | Bare Steel | Pressure
9026038 | 2774-B | 1988-11-01 | Removed From Ground | Gas | 10000 | Bare Steel | Bare Steel | Pressure
9026038 | 2774-C |  | Removed From Ground Date Unknown | Diesel | 10000 | Bare Steel | Bare Steel | Pressure
9026039 | 485-A | 1988-11-01 | Removed From Ground | Gas | 15008 | Bare Steel | Bare Steel | Pressure
9026039 | 485-B | 1988-11-01 | Removed From Ground | Diesel | 15008 | Bare Steel | Bare Steel | Pressure
9026040 | 1260-A | 1995-12-01 | Removed From Ground | Gas | 24211 | Bare Steel | Bare Steel | Pressure
9026040 | 1260-C | 1991-07-12 | Currently In Use | Diesel | 12000 | Double Walled | Fiberglass Reinforced Plastic | Pressure |  | 1991-07-12 |  | 1991-07-12
9026040 | 1260-D | 1995-12-20 | Currently In Use | Gas | 20000 | Double Walled | Fiberglass Reinforced Plastic | Pressure |  | 1995-12-21 |  | 1995-12-21
9026041 | 1706-A | 1991-01-31 | Removed From Ground | Gas | 8909 | Bare Steel | Bare Steel | Pressure
9026041 | 1706-B | 1991-01-31 | Removed From Ground | Gas | 8650 | Bare Steel | Bare Steel | Pressure
9026042 | 2841-A | 1991-01-01 | Removed From Ground | Gas | 10000 | Bare Steel | Bare Steel | Pressure
9026042 | 2841-B | 1990-12-01 | Removed From Ground | Diesel | 10000 | Bare Steel | Bare Steel | Pressure
9026042 | 2841-C | 2008-07-29 | Removed From Ground | Diesel | 10000 | Double Walled | Fiberglass Reinforced Plastic | Pressure |  | 1991-01-01 |  | 1991-01-01
9026043 | 2855-A |  | Removed From Ground Date Unknown | Heating Oil | 2000 | Bare Steel | Bare Steel | Suction: No Valve At The Tank
9026043 | 2855-B |  | Removed From Ground Date Unknown | Heating Oil | 2000 | Bare Steel | Bare Steel | Suction: No Valve At The Tank
9026043 | 2855-C |  | Removed From Ground Date Unknown | Heating Oil | 2000 | Bare Steel | Bare Steel | Suction: No Valve At The Tank
9026043 | 2855-D |  | Removed From Ground Date Unknown | Heating Oil | 2000 | Bare Steel | Bare Steel | Suction: No Valve At The Tank
9026043 | 2855-E |  | Removed From Ground Date Unknown | Heating Oil | 2000 | Bare Steel | Bare Steel | Suction: No Valve At The Tank
9026043 | 2855-F/AST |  | Currently In Use | Other | 500 | Bare Steel | Bare Steel | Suction: No Valve At The Tank
9026044 | 2921-1 | 1995-11-01 | Removed From Ground | Used Oil | 1000 | Bare Steel | Bare Steel | Gravity Fed | Y |  | Y
9026044 | 2921A |  | Removed From Ground Date Unknown | Used Oil | 2000 | Not Marked/Unknown | Not Marked | Not Marked | Y |  | Y
9026045 | 9202-A | 1997-06-18 | Removed From Ground | Heating Oil | 20000 | Bare Steel | Bare Steel | Suction: No Valve At The Tank
9026045 | 9202-B |  | Currently In Use | Heating Oil | 20000 | Bare Steel | Bare Steel | Suction: No Valve At The Tank
9026045 | 9202-C |  | Currently In Use | Heating Oil | 20000 | Bare Steel | Bare Steel | Suction: No Valve At The Tank
9026046 | 9107-1 |  | Currently In Use | Heating Oil | 10000 | Bare Steel | Bare Steel | Suction: No Valve At The Tank
9026047 | 9031-1 |  | Removed From Ground Date Unknown | Gas | 20000 | Double Walled | Fiberglass Reinforced Plastic | Pressure
9026047 | 9031-A | 1994-12-01 | Removed From Ground | Gas | 10000 | Bare Steel | Bare Steel | Pressure
9026047 | 9031-B | 1994-12-01 | Removed From Ground | Gas | 10000 | Bare Steel | Bare Steel | Pressure
9026047 | 9031-C |  | Removed From Ground Date Unknown | Gas | 20000 | Not Marked/Unknown | Not Marked | Not Marked
9026047 | 9032-1 |  | Removed From Ground Date Unknown | Used Oil | 1000 | Bare Steel | Bare Steel | Gravity Fed | Y |  | Y
9026047 | 9032-2 | 1995-03-01 | Temporarily Out Of Use | Jet Fuel | 20000 | Fiberglass Double Walled | Fiberglass Reinforced Plastic | Pressure |  | 1995-03-01 |  | 1995-03-01
9026048 | 9060-A | 1991-08-01 | Removed From Ground | Gas | 12000 | Bare Steel | Galvanized Steel | Pressure
9026048 | 9060-B | 1991-08-01 | Removed From Ground | Diesel | 12000 | Bare Steel | Galvanized Steel | Pressure
9026048 | 9060-C | 1991-10-20 | Temporarily Out Of Use | Jet Fuel | 12000 | Fiberglass Double Walled | Fiberglass Reinforced Plastic | Pressure |  | 1991-10-20 |  | 1991-10-20
9026048 | 9060-D | 1991-08-01 | Temporarily Out Of Use | Jet Fuel | 12000 | Fiberglass Double Walled | Fiberglass Reinforced Plastic | Pressure |  | 1991-10-20 |  | 1991-10-20
9026049 | 9099-A | 1991-08-01 | Removed From Ground | Diesel | 10000 | Bare Steel | Galvanized Steel | Not Marked
9026049 | 9099-B | 1991-08-01 | Removed From Ground | Empty | 10000 | Bare Steel | Galvanized Steel | Not Marked
9026049 | 9099-C | 2016-03-14 | Temporarily Out Of Use | Aviation Gas/AV Gas | 10000 | Fiberglass Double Walled | Fiberglass Reinforced Plastic | Pressure |  | 1991-09-15 |  | 1991-09-15
9026049 | 9099-D | 2016-03-14 | Temporarily Out Of Use | Aviation Gas/AV Gas | 10000 | Fiberglass Double Walled | Fiberglass Reinforced Plastic | Pressure |  | 1995-10-01 |  | 1995-10-01
9026052 | 2 | 1997-01-22 | Removed From Ground | Used Oil | 1000 | Bare Steel | Bare Steel | Gravity Fed | Y |  | Y
9026052 | 9064 B | 2011-10-07 | Temporarily Out Of Use | Used Oil | 2000 | Fiberglass Double Walled | Fiberglass Reinforced Plastic | Gravity Fed | Y | 1997-01-01 12:00 | Y | 1997-01-01 12:00
9026053 | 9111-A | 1995-06-13 | Removed From Ground | Used Oil | 1000 | Bare Steel | Bare Steel | Gravity Fed | Y |  | Y
9026053 | 9111-B | 1995-06-13 | Removed From Ground | Used Oil | 1000 | Bare Steel | Bare Steel | Gravity Fed | Y |  | Y
9026053 | 9111-C | 1995-09-25 | Removed From Ground | Used Oil | 1000 | Bare Steel | Bare Steel | Gravity Fed | Y |  | Y
9026053 | 9111-D | 1995-09-25 | Removed From Ground | Used Oil | 1000 | Bare Steel | Bare Steel | Gravity Fed | Y |  | Y
9026053 | 9111-E | 1995-09-01 | Removed From Ground | Used Oil | 1000 | Double Walled | Fiberglass Reinforced Plastic | Gravity Fed | Y |  | Y | 1995-10-01
9026053 | 9111-F |  | Closed In Ground Date Unknown | Used Oil | 1000 | Double Walled | Fiberglass Reinforced Plastic | Gravity Fed | Y |  | Y | 1995-10-01
9026054 | 9097-A | 1995-03-31 | Removed From Ground | Used Oil | 1000 | Bare Steel | Bare Steel | Gravity Fed | Y |  | Y
9026054 | 9097-B | 1995-02-07 | Removed From Ground | Used Oil | 1000 | Bare Steel | Bare Steel | Gravity Fed | Y |  | Y
9026054 | 9097-C | 2016-03-14 | Temporarily Out Of Use | Used Oil | 1000 | Fiberglass Double Walled | Fiberglass Reinforced Plastic | Gravity Fed | Y | 1995-05-01 12:00 | Y | 1995-05-01 12:00
9026054 | 9097-D | 2016-03-14 | Temporarily Out Of Use | Used Oil | 1000 | Fiberglass Double Walled | Fiberglass Reinforced Plastic | Gravity Fed | Y | 1995-05-01 12:00 | Y | 1998-05-01 12:00
9026055 | 9086-1 | 1995-05-02 | Removed From Ground | Used Oil | 1000 | Bare Steel | Bare Steel | Gravity Fed | Y |  | Y
9026055 | 9086-2 | 1969-06-01 | Removed From Ground | Used Oil | 2000 | Bare Steel | Bare Steel | Gravity Fed | Y |  | Y
9026055 | 9086-3 | 2016-12-07 | Temporarily Out Of Use | Used Oil | 2500 | Fiberglass Double Walled | Fiberglass Reinforced Plastic | Gravity Fed | Y | 1995-05-01 12:00 | Y | 1995-06-01 12:00
9026057 | 9224-1 |  | Currently In Use | Heating Oil | 5000 | Bare Steel | Bare Steel | Suction: No Valve At The Tank
9026058 | 4483-A | 1990-12-01 | Removed From Ground | Gas | 10058 | Bare Steel | Bare Steel | Pressure
9026058 | 4483-B | 1990-12-01 | Removed From Ground | Diesel | 10058 | Bare Steel | Bare Steel | Pressure
9026059 | 4945-1 | 1996-01-24 | Removed From Ground | Gas | 10090 | Bare Steel | Bare Steel | Pressure
9026060 | 4976-A |  | Removed From Ground Date Unknown | Diesel | 10000 | Marked Unknown | Unknown | Not Marked
9026061 | 5085-A | 1991-08-01 | Removed From Ground | Gas | 12000 | Marked Unknown | Unknown | Not Marked
9026061 | 5085-B | 1991-08-01 | Removed From Ground | Diesel | 12000 | Marked Unknown | Unknown | Not Marked
9026061 | 5085-C | 1998-05-11 | Removed From Ground | Gas | 4000 | Double Walled | Fiberglass Reinforced Plastic | Pressure
9026061 | 5085-D | 1998-05-12 | Removed From Ground | Diesel | 12000 | Double Walled | Fiberglass Reinforced Plastic | Pressure
9026062 | 3552-A | 1995-08-24 | Removed From Ground | Used Oil | 2500 | Bare Steel | Bare Steel | Gravity Fed | Y |  | Y
9026062 | 3552-B | 1995-08-24 | Removed From Ground | Used Oil | 500 | Bare Steel | Bare Steel | Gravity Fed | Y |  | Y
9026062 | 3552-D | 2016-12-28 | Temporarily Out Of Use | Used Oil | 600 | Fiberglass Double Walled | Fiberglass Reinforced Plastic | Gravity Fed | Y | 1995-09-28 12:00 | Y | 1995-09-28 12:00
9026063 | 4031-1 | 1996-01-16 | Removed From Ground | Heating Oil | 1000 | Bare Steel | Bare Steel | Suction: No Valve At The Tank
9026064 | 4417-1 | 1996-04-01 | Removed From Ground | Heating Oil | 1500 | Bare Steel | Bare Steel | Suction: No Valve At The Tank
9026065 | 4841-1 |  | Removed From Ground Date Unknown | Heating Oil | 500 | Bare Steel | Bare Steel | Suction: No Valve At The Tank
9026066 | 3553-A | 1995-08-29 | Removed From Ground | Gas | 10000 | Bare Steel | Bare Steel | Pressure
9026066 | 3553-B | 1995-08-29 | Removed From Ground | Diesel | 10000 | Bare Steel | Bare Steel | Pressure
9026066 | 3553-C | 1995-09-15 | Currently In Use | Gas | 10000 | Fiberglass | Fiberglass Reinforced Plastic | Pressure |  | 1995-09-15 |  | 1995-09-15
9026066 | 3553-D | 1995-09-15 | Currently In Use | Diesel | 10000 | Fiberglass | Fiberglass Reinforced Plastic | Pressure |  | 1995-09-15 |  | 1995-09-15
9026066 | 3553-E | 2013-06-10 | Currently In Use | Diesel | 10000 | Fiberglass Double Walled | Fiberglass/Double Walled | Not Marked | N | 2011-06-15 | N | 2011-06-15
9026066 | 3553-F | 2013-06-10 | Currently In Use | Diesel | 10000 | Fiberglass Double Walled | Fiberglass/Double Walled | Not Marked | N | 2011-06-15 | N | 2011-06-15
9026067 | 3002-1 | 1995-10-10 | Removed From Ground | Heating Oil | 1000 | Bare Steel | Bare Steel | Suction: No Valve At The Tank
9026068 | 3003-1 |  | Currently In Use | Heating Oil | 1000 | Bare Steel | Bare Steel | Suction: No Valve At The Tank
9026069 | 3004-1 |  | Currently In Use | Heating Oil | 1000 | Bare Steel | Bare Steel | Suction: No Valve At The Tank
9026070 | 3081-1 |  | Permanently Out Of Use | Heating Oil | 1000 | Bare Steel | Bare Steel | Suction: No Valve At The Tank
9026071 | 3095-1 |  | Permanently Out Of Use | Heating Oil | 1000 | Bare Steel | Bare Steel | Suction: No Valve At The Tank
9026072 | 3255-1 |  | Currently In Use | Heating Oil | 1500 | Bare Steel | Bare Steel | Suction: No Valve At The Tank
9026073 | 3440-1 |  | Currently In Use | Heating Oil | 2000 | Bare Steel | Bare Steel | Suction: No Valve At The Tank
9026074 | 3805-1 | 1995-10-01 | Removed From Ground | Heating Oil | 1000 | Bare Steel | Bare Steel | Suction: No Valve At The Tank
9026075 | 3819-1 |  | Currently In Use | Heating Oil | 1000 | Bare Steel | Bare Steel | Suction: No Valve At The Tank
9026076 | 8820-1 |  | Currently In Use | Heating Oil | 1000 | Bare Steel | Bare Steel | Suction: No Valve At The Tank
9026077 | 4001-1 | 1995-12-01 | Removed From Ground | Heating Oil | 1000 | Bare Steel | Bare Steel | Suction: No Valve At The Tank
9026078 | 4002-1 |  | Currently In Use | Heating Oil | 2000 | Bare Steel | Bare Steel | Suction: No Valve At The Tank
9026079 | 4004-1 | 1995-12-01 | Removed From Ground | Heating Oil | 2000 | Bare Steel | Bare Steel | Suction: No Valve At The Tank
9026080 | 4006-1 | 1995-12-01 | Removed From Ground | Heating Oil | 2000 | Bare Steel | Bare Steel | Suction: No Valve At The Tank
9026082 | 4008-1 |  | Removed From Ground Date Unknown | Heating Oil | 2000 | Bare Steel | Bare Steel | Suction: No Valve At The Tank
9026083 | 4009-1 |  | Removed From Ground Date Unknown | Heating Oil | 2000 | Bare Steel | Bare Steel | Suction: No Valve At The Tank
9026084 | 4010-1 |  | Currently In Use | Heating Oil | 2000 | Bare Steel | Bare Steel | Suction: No Valve At The Tank
9026085 | 4012-1 |  | Permanently Out Of Use | Heating Oil | 1000 | Bare Steel | Bare Steel | Suction: No Valve At The Tank
9026086 | 4013-1 | 1996-01-01 | Removed From Ground | Heating Oil | 1000 | Bare Steel | Bare Steel | Suction: No Valve At The Tank
9026087 | 4014-1 | 1995-12-01 | Removed From Ground | Heating Oil | 2000 | Bare Steel | Bare Steel | Suction: No Valve At The Tank
9026087 | 4014-B | 1995-12-01 | Removed From Ground | Heating Oil | 1000 | Not Marked/Unknown | Not Marked | Not Marked
9026088 | 4015-1 |  | Currently In Use | Heating Oil | 2000 | Bare Steel | Bare Steel | Suction: No Valve At The Tank
9026089 | 4018-1 |  | Currently In Use | Heating Oil | 1000 | Bare Steel | Bare Steel | Suction: No Valve At The Tank
9026090 | 4020-1 | 1996-01-12 | Removed From Ground | Heating Oil | 2000 | Bare Steel | Bare Steel | Suction: No Valve At The Tank
9026090 | 9114-A | 1995-06-07 | Removed From Ground | Diesel | 10000 | Bare Steel | Bare Steel | Pressure
9026090 | 9114-B | 1995-06-07 | Removed From Ground | Diesel | 10000 | Bare Steel | Bare Steel | Pressure
9026090 | 9114-C | 1995-07-01 | Currently In Use | Jet Fuel | 10000 | Double Walled | Fiberglass Reinforced Plastic | Pressure | Y | 1995-10-01 12:00 |  | 1995-10-01 12:00
9026090 | 9114-D | 1995-07-01 | Currently In Use | Jet Fuel | 10000 | Double Walled | Fiberglass Reinforced Plastic | Pressure | Y | 1995-10-01 12:00 |  | 1995-10-01 12:00
9026090 | 9114-E | 1995-09-01 | Currently In Use | Used Oil | 1000 | Fiberglass Double Walled | Fiberglass Reinforced Plastic | Gravity Fed | Y | 1995-09-01 12:00 | N | 1995-09-01 12:00
9026090 | 9114-F | 1995-08-08 | Currently In Use | Used Oil | 1000 | Fiberglass Double Walled | Fiberglass Reinforced Plastic | Gravity Fed | Y | 1995-09-08 12:00 | N | 1995-09-08 12:00
9026091 | 4022-1 |  | Permanently Out Of Use | Heating Oil | 1000 | Bare Steel | Bare Steel | Suction: No Valve At The Tank
9026092 | 4023-1 |  | Currently In Use | Heating Oil | 1000 | Bare Steel | Bare Steel | Suction: No Valve At The Tank
9026094 | 4025-1 | 1996-01-01 | Removed From Ground | Heating Oil | 1000 | Bare Steel | Bare Steel | Suction: No Valve At The Tank
9026095 | 4026-1 | 1996-01-01 | Removed From Ground | Heating Oil | 1000 | Bare Steel | Bare Steel | Suction: No Valve At The Tank
9026096 | 4027-1 | 1996-01-01 | Removed From Ground | Heating Oil | 2000 | Bare Steel | Bare Steel | Suction: No Valve At The Tank
9026097 | 4029-1 |  | Permanently Out Of Use | Heating Oil | 2000 | Bare Steel | Bare Steel | Suction: No Valve At The Tank
9026098 | 4035-1 |  | Permanently Out Of Use | Heating Oil | 2000 | Bare Steel | Bare Steel | Suction: No Valve At The Tank
9026099 | 4067-1 | 1996-01-01 | Removed From Ground | Heating Oil | 1000 | Bare Steel | Bare Steel | Suction: No Valve At The Tank
9026100 | 4091-1 |  | Permanently Out Of Use | Heating Oil | 1000 | Bare Steel | Bare Steel | Suction: No Valve At The Tank
9026105 | 4108-1 |  | Currently In Use | Heating Oil | 1000 | Bare Steel | Bare Steel | Suction: No Valve At The Tank
9026107 | 4113-1 |  | Permanently Out Of Use | Heating Oil | 1000 | Bare Steel | Bare Steel | Suction: No Valve At The Tank
9026110 | 4116-1 |  | Permanently Out Of Use | Heating Oil | 1000 | Bare Steel | Bare Steel | Suction: No Valve At The Tank
9026114 | 4124-1 |  | Permanently Out Of Use | Heating Oil | 1000 | Bare Steel | Bare Steel | Suction: No Valve At The Tank
9026116 | 4126-1 |  | Permanently Out Of Use | Heating Oil | 1000 | Bare Steel | Bare Steel | Suction: No Valve At The Tank
9026118 | 4128-1 | 1996-07-01 | Removed From Ground | Heating Oil | 1000 | Bare Steel | Bare Steel | Suction: No Valve At The Tank
9026119 | 4129-1 | 1996-07-01 | Removed From Ground | Heating Oil | 1000 | Bare Steel | Bare Steel | Suction: No Valve At The Tank
9026123 | 4138-1 | 1996-07-01 | Removed From Ground | Heating Oil | 1000 | Bare Steel | Bare Steel | Suction: No Valve At The Tank
9026124 | 4139-1 | 1996-07-01 | Removed From Ground | Heating Oil | 1000 | Bare Steel | Bare Steel | Suction: No Valve At The Tank
9026125 | 4140-1 | 1996-07-01 | Removed From Ground | Heating Oil | 1000 | Bare Steel | Bare Steel | Suction: No Valve At The Tank
9026128 | 4150-1 | 1996-08-01 | Removed From Ground | Heating Oil | 1000 | Bare Steel | Bare Steel | Suction: No Valve At The Tank
9026129 | 4230-1 |  | Permanently Out Of Use | Heating Oil | 1000 | Bare Steel | Bare Steel | Suction: No Valve At The Tank
9026130 | 4303-A | 1995-01-01 | Removed From Ground | Heating Oil | 3000 | Bare Steel | Bare Steel | Suction: No Valve At The Tank
9026130 | 4303-B |  | Currently In Use | Heating Oil | 3000 | Bare Steel | Bare Steel | Suction: No Valve At The Tank
9026131 | 4313-1 |  | Permanently Out Of Use | Heating Oil | 1000 | Bare Steel | Bare Steel | Suction: No Valve At The Tank
9026132 | 4314-1 |  | Currently In Use | Heating Oil | 1000 | Bare Steel | Bare Steel | Suction: No Valve At The Tank
9026133 | 4315-1 |  | Currently In Use | Heating Oil | 1000 | Bare Steel | Bare Steel | Suction: No Valve At The Tank
9026134 | 4319-1 |  | Permanently Out Of Use | Heating Oil | 1000 | Bare Steel | Bare Steel | Suction: No Valve At The Tank
9026135 | 4430-1 |  | Currently In Use | Heating Oil | 1000 | Bare Steel | Bare Steel | Suction: No Valve At The Tank
9026136 | 4437-1 |  | Currently In Use | Heating Oil | 1000 | Bare Steel | Bare Steel | Suction: No Valve At The Tank
9026137 | 4445-1 |  | Currently In Use | Heating Oil | 1000 | Bare Steel | Bare Steel | Suction: No Valve At The Tank
9026138 | 4455-1 |  | Currently In Use | Heating Oil | 1000 | Bare Steel | Bare Steel | Suction: No Valve At The Tank
9026139 | 4467-1 |  | Currently In Use | Heating Oil | 1000 | Bare Steel | Bare Steel | Suction: No Valve At The Tank
9026140 | 4476-1 |  | Currently In Use | Heating Oil | 1000 | Bare Steel | Bare Steel | Suction: No Valve At The Tank
9026141 | 4481-1 |  | Permanently Out Of Use | Heating Oil | 1000 | Bare Steel | Bare Steel | Suction: No Valve At The Tank
9026142 | 4491-1 |  | Permanently Out Of Use | Heating Oil | 5000 | Bare Steel | Bare Steel | Suction: No Valve At The Tank
9026144 | 4495-1 | 1996-04-01 | Removed From Ground | Heating Oil | 2000 | Bare Steel | Bare Steel | Suction: No Valve At The Tank
9026145 | 4496-1 | 1996-04-01 | Removed From Ground | Heating Oil | 2000 | Bare Steel | Bare Steel | Suction: No Valve At The Tank
9026146 | 4497-1 |  | Permanently Out Of Use | Heating Oil | 2000 | Bare Steel | Bare Steel | Suction: No Valve At The Tank
9026147 | 4501-1 |  | Permanently Out Of Use | Heating Oil | 1000 | Bare Steel | Bare Steel | Suction: No Valve At The Tank
9026148 | 4502-1 |  | Permanently Out Of Use | Heating Oil | 1000 | Bare Steel | Bare Steel | Suction: No Valve At The Tank
9026149 | 4503-1 |  | Permanently Out Of Use | Heating Oil | 1000 | Bare Steel | Bare Steel | Suction: No Valve At The Tank
9026150 | 4504-1 |  | Permanently Out Of Use | Heating Oil | 1000 | Bare Steel | Bare Steel | Suction: No Valve At The Tank
9026151 | 398-A | 1994-07-15 | Removed From Ground | Used Oil | 77000 | Concrete | Unknown | Not Marked | Y |  | Y
9026151 | 398-B | 1994-07-15 | Removed From Ground | Used Oil |  | Concrete | Unknown | Not Marked | Y |  | Y
9026151 | 398-C | 1994-07-15 | Removed From Ground | Used Oil |  | Concrete | Unknown | Not Marked | Y |  | Y
9026152 | 9122-1 |  | Currently In Use | Other | 2000 | Composite | Not Marked | Gravity Fed
9026153 | 9115 |  | Currently In Use | Other | 2000 | Composite | Not Marked | Gravity Fed
9026154 | 1 | 1993-11-12 | Currently In Use | Gas | 12000 | STIP-3 | Fiberglass Reinforced Plastic | Pressure |  | 1993-11-12 |  | 1993-11-12
9026154 | 2 | 1993-11-12 | Currently In Use | Gas | 8000 | STIP-3 | Fiberglass Reinforced Plastic | Pressure |  | 1993-11-12 |  | 1993-11-12
9026155 | 1622-A | 1996-02-22 | Removed From Ground | Gas | 10000 | Bare Steel | Bare Steel | Pressure
9026155 | 1622-B | 1996-02-22 | Removed From Ground | Gas | 10000 | Bare Steel | Bare Steel | Pressure
9026155 | 1622-C | 1991-11-01 | Removed From Ground | Gas | 10000 | Bare Steel | Galvanized Steel | Pressure
9026155 | 1622-D | 1996-02-22 | Removed From Ground | Gas | 10000 | Bare Steel | Galvanized Steel | Pressure
9026155 | 1622-E | 1996-02-22 | Removed From Ground | Diesel | 10000 | Bare Steel | Bare Steel | Pressure
9026155 | 1622-F |  | Removed From Ground Date Unknown | Other | 10000 | Bare Steel | Bare Steel | Pressure
9026155 | 1622-G | 1995-02-13 | Removed From Ground | Used Oil | 10000 | Bare Steel | Bare Steel | Gravity Fed | Y |  | Y
9026155 | 1622-H | 1996-02-22 | Removed From Ground | Gas | 10000 | Double Walled | Fiberglass Reinforced Plastic | Pressure
9026155 | 1622-J | 2016-12-28 | Temporarily Out Of Use | Gas | 10000 | Fiberglass Double Walled | Fiberglass Reinforced Plastic | Pressure |  | 1996-05-01 |  | 1996-05-01
9026155 | 1622-K | 2016-12-28 | Temporarily Out Of Use | Gas | 10000 | Fiberglass Double Walled | Fiberglass Reinforced Plastic | Pressure |  | 1996-05-01 |  | 1996-05-01
9026155 | 1622-L | 2016-12-28 | Temporarily Out Of Use | Gas | 10000 | Fiberglass Double Walled | Fiberglass Reinforced Plastic | Pressure |  | 1996-05-01 |  | 1996-05-01
9026155 | 1622-M | 2016-12-28 | Temporarily Out Of Use | Gas | 10000 | Fiberglass Double Walled | Fiberglass Reinforced Plastic | Pressure |  | 1996-05-01 |  | 1996-05-01
9026155 | 1622-N | 2016-12-28 | Temporarily Out Of Use | Gas | 10000 | Fiberglass Double Walled | Fiberglass Reinforced Plastic | Pressure |  | 1996-05-01 |  | 1996-05-01
9026156 | 4217-1 | 2014-07-25 | Temporarily Out Of Use | Gas | 10000 | Fiberglass Double Walled | Fiberglass/Double Walled | Pressure | N | 1991-01-01 | N | 1991-01-01
9026156 | 4217-2 | 2014-07-25 | Temporarily Out Of Use | Gas | 10000 | Fiberglass Double Walled | Fiberglass/Double Walled | Pressure | N | 1991-01-01 | N | 1991-01-01
9026156 | 4217-3 | 2014-07-25 | Temporarily Out Of Use | Gas | 10000 | Fiberglass Double Walled | Fiberglass/Double Walled | Pressure | N | 1991-01-01 | N | 1991-01-01
9026156 | 4217-D | 1993-01-01 | Removed From Ground | Other |  | Not Marked/Unknown | Not Marked | Not Marked
9026156 | 4217-E | 1993-01-01 | Removed From Ground | Other |  | Not Marked/Unknown | Not Marked | Not Marked
9026156 | 4217-F | 1993-01-01 | Removed From Ground | Other |  | Not Marked/Unknown | Not Marked | Not Marked
9026156 | 4217-G | 1993-01-01 | Removed From Ground | Other |  | Not Marked/Unknown | Not Marked | Not Marked
9026156 | 4217-H | 1993-01-01 | Removed From Ground | Other |  | Not Marked/Unknown | Not Marked | Not Marked
9026156 | 4217-I | 1993-01-01 | Removed From Ground | Other |  | Not Marked/Unknown | Not Marked | Not Marked
9026159 | 239-A | 1992-08-27 | Removed From Ground | Other | 10000 | Bare Steel | Bare Steel | Pressure
9026159 | 239-B | 1992-08-25 | Removed From Ground | Other | 10000 | Bare Steel | Bare Steel | Pressure
9026159 | 239-C | 1992-08-25 | Removed From Ground | Other | 15000 | Bare Steel | Bare Steel | Pressure
9026160 | 4546-A | 1995-02-17 | Removed From Ground | Heating Oil | 10000 | Bare Steel | Bare Steel | Suction: No Valve At The Tank
9026160 | 4546-B | 1995-02-17 | Removed From Ground | Gas | 10000 | Bare Steel | Bare Steel | Pressure
9026160 | 4546-C | 1995-02-17 | Removed From Ground | Gas | 10000 | Bare Steel | Bare Steel | Pressure
9026160 | 4546-D |  | Removed From Ground Date Unknown | Gas | 1 | Bare Steel | Bare Steel | Pressure
9026161 | 486-A | 1992-08-30 | Removed From Ground | Diesel |  | Bare Steel | Bare Steel | Pressure
9026161 | 486-B | 1992-08-30 | Removed From Ground | Gas |  | Bare Steel | Bare Steel | Pressure
9026162 | 1 | 2006-04-26 | Temporarily Out Of Use | Used Oil | 250 | Unknown |  |  | N |  | N
9026162 | 1 |  | Removed From Ground Date Unknown | Used Oil | 250 | Unknown |  |  | N |  | N
9026162 | 10800-A |  | Removed From Ground Date Unknown | Other | 8000 | Bare Steel | Bare Steel | Pressure
9026162 | 10800-B |  | Removed From Ground Date Unknown | Other | 8000 | Bare Steel | Bare Steel | Pressure
9026162 | 10800-C |  | Removed From Ground Date Unknown | Other | 8000 | Bare Steel | Bare Steel | Pressure
9026162 | 10800-D |  | Removed From Ground Date Unknown | Other | 8000 | Bare Steel | Bare Steel | Pressure
9026164 | 1 | 1992-02-01 | Removed From Ground | Gas | 1 | Not Marked/Unknown | Not Marked | Not Marked
9026164 | 2 | 1992-02-01 | Removed From Ground | Gas | 1 | Not Marked/Unknown | Not Marked | Not Marked
9026164 | 3 | 1992-02-01 | Removed From Ground | Gas | 1 | Not Marked/Unknown | Not Marked | Not Marked
9026165 | 5500-1 |  | Currently In Use | Heating Oil | 1000 | Bare Steel | Bare Steel | Pressure
9026166 | 9116-A | 1995-05-01 | Removed From Ground | Used Oil | 1000 | Bare Steel | Bare Steel | Gravity Fed | Y |  | Y
9026166 | 9116-B | 1995-08-01 | Removed From Ground | Used Oil | 1000 | Bare Steel | Bare Steel | Gravity Fed | Y |  | Y
9026166 | 9116-C | 1995-05-23 | Currently In Use | Used Oil | 2649 | Fiberglass Double Walled | Fiberglass/Sec Containment | Gravity Fed | Y | 1995-05-23 12:00 | N | 1995-05-23 12:00
9026166 | 9116-D |  | Removed From Ground Date Unknown | Used Oil | 2081 | Double Walled | Fiberglass Reinforced Plastic | Gravity Fed | Y |  | Y | 1995-05-01
9026166 | 9116-E | 1995-05-23 | Currently In Use | Used Oil | 2000 | Fiberglass Double Walled | Fiberglass Reinforced Plastic | Gravity Fed | Y | 1995-08-01 12:00 | Y | 1995-05-01 12:00
9026166 | 9619-B | 1995-08-01 | Permanently Out Of Use | Used Oil | 2500 | Not Marked/Unknown | Not Marked | Not Marked | Y |  | Y
9026166 | 9620-B | 1995-06-01 | Removed From Ground | Used Oil | 2500 | Not Marked/Unknown | Not Marked | Not Marked | Y |  | Y
9026167 | 9114-A | 1995-09-01 | Removed From Ground | Diesel | 10000 | Bare Steel | Bare Steel | Pressure
9026168 | 2843-1 | 1998-05-05 | Removed From Ground | Used Oil | 750 | Bare Steel | Bare Steel | Gravity Fed | Y |  | Y
9026169 | 4507-1 |  | Permanently Out Of Use | Heating Oil | 1000 | Bare Steel | Bare Steel | Suction: No Valve At The Tank
9026170 | 4151-1 |  | Permanently Out Of Use | Heating Oil | 1000 | Bare Steel | Bare Steel | Suction: No Valve At The Tank
9026171 | 4508-1 |  | Permanently Out Of Use | Heating Oil | 1000 | Bare Steel | Bare Steel | Suction: No Valve At The Tank
9026172 | 4510-1 |  | Permanently Out Of Use | Heating Oil | 1000 | Bare Steel | Bare Steel | Suction: No Valve At The Tank
9026173 | 4511-1 |  | Permanently Out Of Use | Heating Oil | 1000 | Bare Steel | Bare Steel | Suction: No Valve At The Tank
9026174 | 4544-1 |  | Permanently Out Of Use | Heating Oil | 1000 | Bare Steel | Bare Steel | Suction: No Valve At The Tank
9026175 | 4545-1 |  | Permanently Out Of Use | Heating Oil | 1000 | Bare Steel | Bare Steel | Suction: No Valve At The Tank
9026177 | 4553-1 |  | Permanently Out Of Use | Heating Oil | 1000 | Bare Steel | Bare Steel | Suction: No Valve At The Tank
9026179 | 4608-1 |  | Permanently Out Of Use | Heating Oil | 1000 | Bare Steel | Bare Steel | Suction: No Valve At The Tank
9026181 | 4615-1 |  | Permanently Out Of Use | Heating Oil | 1000 | Bare Steel | Bare Steel | Suction: No Valve At The Tank
9026182 | 4618-1 |  | Permanently Out Of Use | Heating Oil | 2000 | Bare Steel | Bare Steel | Suction: No Valve At The Tank
9026184 | 4635-1 |  | Currently In Use | Heating Oil | 1000 | Bare Steel | Bare Steel | Suction: No Valve At The Tank
9026186 | 4689-1 |  | Permanently Out Of Use | Heating Oil | 1000 | Bare Steel | Bare Steel | Suction: No Valve At The Tank
9026187 | 4695-1 | 1996-04-01 | Removed From Ground | Heating Oil | 1000 | Bare Steel | Bare Steel | Suction: No Valve At The Tank
9026188 | 4751-1 |  | Permanently Out Of Use | Heating Oil | 2000 | Bare Steel | Bare Steel | Suction: No Valve At The Tank
9026189 | 4752-1 |  | Permanently Out Of Use | Heating Oil | 1000 | Bare Steel | Bare Steel | Suction: No Valve At The Tank
9026190 | 4762-1 |  | Currently In Use | Heating Oil | 1000 | Bare Steel | Bare Steel | Suction: No Valve At The Tank
9026191 | 4802-1 |  | Permanently Out Of Use | Heating Oil | 2000 | Bare Steel | Bare Steel | Suction: No Valve At The Tank
9026192 | 4803-1 |  | Permanently Out Of Use | Heating Oil | 2000 | Bare Steel | Bare Steel | Suction: No Valve At The Tank
9026194 | 4806-1 |  | Permanently Out Of Use | Heating Oil | 1000 | Bare Steel | Bare Steel | Suction: No Valve At The Tank
9026195 | 4807-1 |  | Permanently Out Of Use | Heating Oil | 1000 | Bare Steel | Bare Steel | Suction: No Valve At The Tank
9026197 | 4809-1 |  | Permanently Out Of Use | Heating Oil | 1000 | Bare Steel | Bare Steel | Suction: No Valve At The Tank
9026200 | 4812-1 |  | Permanently Out Of Use | Heating Oil | 2000 | Bare Steel | Bare Steel | Suction: No Valve At The Tank
9026202 | 4818-1 |  | Permanently Out Of Use | Heating Oil | 2000 | Bare Steel | Bare Steel | Suction: No Valve At The Tank
9026205 | 4822-1 |  | Permanently Out Of Use | Heating Oil | 1000 | Bare Steel | Bare Steel | Suction: No Valve At The Tank
9026207 | 4824-1 |  | Permanently Out Of Use | Heating Oil | 2000 | Bare Steel | Bare Steel | Suction: No Valve At The Tank
9026208 | 4826-1 |  | Permanently Out Of Use | Heating Oil | 2000 | Bare Steel | Bare Steel | Suction: No Valve At The Tank
9026209 | 4827-1 |  | Permanently Out Of Use | Heating Oil | 2000 | Bare Steel | Bare Steel | Suction: No Valve At The Tank
9026210 | 4828-1 |  | Permanently Out Of Use | Heating Oil | 2000 | Bare Steel | Bare Steel | Suction: No Valve At The Tank
9026211 | 4829-1 |  | Permanently Out Of Use | Heating Oil | 2000 | Bare Steel | Bare Steel | Suction: No Valve At The Tank
9026212 | 4831-1 |  | Permanently Out Of Use | Heating Oil | 2000 | Bare Steel | Bare Steel | Suction: No Valve At The Tank
9026213 | 4835-1 |  | Permanently Out Of Use | Heating Oil | 1000 | Bare Steel | Bare Steel | Suction: No Valve At The Tank
9026214 | 4844-1 |  | Permanently Out Of Use | Heating Oil | 2000 | Bare Steel | Bare Steel | Suction: No Valve At The Tank
9026215 | 4845-1 |  | Permanently Out Of Use | Heating Oil | 2000 | Bare Steel | Bare Steel | Suction: No Valve At The Tank
9026216 | 4847-1 |  | Permanently Out Of Use | Heating Oil | 1000 | Bare Steel | Bare Steel | Suction: No Valve At The Tank
9026217 | 4851-1 |  | Permanently Out Of Use | Heating Oil | 2000 | Bare Steel | Bare Steel | Suction: No Valve At The Tank
9026218 | 4852-1 |  | Permanently Out Of Use | Heating Oil | 2000 | Bare Steel | Bare Steel | Suction: No Valve At The Tank
9026219 | 4853-1 |  | Permanently Out Of Use | Heating Oil | 2000 | Bare Steel | Bare Steel | Suction: No Valve At The Tank
9026220 | 4854-1 |  | Permanently Out Of Use | Heating Oil | 2000 | Bare Steel | Bare Steel | Suction: No Valve At The Tank
9026221 | 4855-1 |  | Permanently Out Of Use | Heating Oil | 1000 | Bare Steel | Bare Steel | Suction: No Valve At The Tank
9026222 | 4856-1 |  | Permanently Out Of Use | Heating Oil | 2000 | Bare Steel | Bare Steel | Suction: No Valve At The Tank
9026223 | 4857-1 |  | Permanently Out Of Use | Heating Oil | 2000 | Bare Steel | Bare Steel | Suction: No Valve At The Tank
9026224 | 4858-1 |  | Permanently Out Of Use | Heating Oil | 1000 | Bare Steel | Bare Steel | Suction: No Valve At The Tank
9026225 | 4859-1 |  | Permanently Out Of Use | Heating Oil | 2000 | Bare Steel | Bare Steel | Suction: No Valve At The Tank
9026226 | 4860-1 |  | Permanently Out Of Use | Heating Oil | 2000 | Bare Steel | Bare Steel | Suction: No Valve At The Tank
9026227 | 4861-1 |  | Permanently Out Of Use | Heating Oil | 2000 | Bare Steel | Bare Steel | Suction: No Valve At The Tank
9026228 | 4862-1 |  | Permanently Out Of Use | Heating Oil | 2000 | Bare Steel | Bare Steel | Suction: No Valve At The Tank
9026229 | 4867-1 |  | Permanently Out Of Use | Heating Oil | 2000 | Bare Steel | Bare Steel | Suction: No Valve At The Tank
9026230 | 4868-1 |  | Permanently Out Of Use | Heating Oil | 2000 | Bare Steel | Bare Steel | Suction: No Valve At The Tank
9026231 | 4869-1 |  | Permanently Out Of Use | Heating Oil | 2000 | Bare Steel | Bare Steel | Suction: No Valve At The Tank
9026232 | 4870-1 |  | Permanently Out Of Use | Heating Oil | 2000 | Bare Steel | Bare Steel | Suction: No Valve At The Tank
9026233 | 4871-1 |  | Permanently Out Of Use | Heating Oil | 1000 | Bare Steel | Bare Steel | Suction: No Valve At The Tank
9026234 | 4872-1 |  | Permanently Out Of Use | Heating Oil | 2000 | Bare Steel | Bare Steel | Suction: No Valve At The Tank
9026235 | 4873-1 |  | Permanently Out Of Use | Heating Oil | 2000 | Bare Steel | Bare Steel | Suction: No Valve At The Tank
9026237 | 4875-1 |  | Permanently Out Of Use | Heating Oil | 2000 | Bare Steel | Bare Steel | Suction: No Valve At The Tank
9026238 | 4876-1 |  | Permanently Out Of Use | Heating Oil | 2000 | Bare Steel | Bare Steel | Suction: No Valve At The Tank
9026239 | 4877-1 |  | Permanently Out Of Use | Heating Oil | 2000 | Bare Steel | Bare Steel | Suction: No Valve At The Tank
9026240 | 4878-1 |  | Permanently Out Of Use | Heating Oil | 2000 | Bare Steel | Bare Steel | Suction: No Valve At The Tank
9026241 | 4880-1 |  | Permanently Out Of Use | Heating Oil | 2000 | Bare Steel | Bare Steel | Suction: No Valve At The Tank
9026242 | 4902-1 |  | Permanently Out Of Use | Heating Oil | 2000 | Bare Steel | Bare Steel | Suction: No Valve At The Tank
9026243 | 4903-1 |  | Permanently Out Of Use | Heating Oil | 2000 | Bare Steel | Bare Steel | Suction: No Valve At The Tank
9026244 | 4904-1 |  | Permanently Out Of Use | Heating Oil | 2000 | Bare Steel | Bare Steel | Suction: No Valve At The Tank
9026245 | 4905-1 |  | Permanently Out Of Use | Heating Oil | 2000 | Bare Steel | Bare Steel | Suction: No Valve At The Tank
9026246 | 4906-1 |  | Permanently Out Of Use | Heating Oil | 1000 | Bare Steel | Bare Steel | Suction: No Valve At The Tank
9026247 | 4907-1 |  | Permanently Out Of Use | Heating Oil | 2000 | Bare Steel | Bare Steel | Suction: No Valve At The Tank
9026248 | 4908-1 |  | Permanently Out Of Use | Heating Oil | 2000 | Bare Steel | Bare Steel | Suction: No Valve At The Tank
9026249 | 4909-1 |  | Permanently Out Of Use | Heating Oil | 1000 | Bare Steel | Bare Steel | Suction: No Valve At The Tank
9026250 | 4910-1 |  | Permanently Out Of Use | Heating Oil | 2000 | Bare Steel | Bare Steel | Suction: No Valve At The Tank
9026251 | 4911-1 |  | Permanently Out Of Use | Heating Oil | 2000 | Bare Steel | Bare Steel | Suction: No Valve At The Tank
9026253 | 4915-1 |  | Permanently Out Of Use | Heating Oil | 1000 | Bare Steel | Bare Steel | Suction: No Valve At The Tank
9026254 | 4918-1 |  | Permanently Out Of Use | Heating Oil | 2000 | Bare Steel | Bare Steel | Suction: No Valve At The Tank
9026255 | 4919-1 |  | Permanently Out Of Use | Heating Oil | 2000 | Bare Steel | Bare Steel | Suction: No Valve At The Tank
9026257 | 4921-1 |  | Permanently Out Of Use | Heating Oil | 2000 | Bare Steel | Bare Steel | Suction: No Valve At The Tank
9026258 | 4922-1 |  | Permanently Out Of Use | Heating Oil | 1000 | Bare Steel | Bare Steel | Suction: No Valve At The Tank
9026259 | 4924-1 |  | Permanently Out Of Use | Heating Oil | 2000 | Bare Steel | Bare Steel | Suction: No Valve At The Tank
9026260 | 4925-1 |  | Permanently Out Of Use | Heating Oil | 1000 | Bare Steel | Bare Steel | Suction: No Valve At The Tank
9026261 | 4926-1 |  | Permanently Out Of Use | Heating Oil | 2000 | Bare Steel | Bare Steel | Suction: No Valve At The Tank
9026262 | 4927-1 |  | Permanently Out Of Use | Heating Oil | 2000 | Bare Steel | Bare Steel | Suction: No Valve At The Tank
9026263 | 4928-1 |  | Permanently Out Of Use | Heating Oil | 2000 | Bare Steel | Bare Steel | Suction: No Valve At The Tank
9026264 | 4929-1 |  | Permanently Out Of Use | Heating Oil | 2000 | Bare Steel | Bare Steel | Suction: No Valve At The Tank
9026265 | 4931-1 |  | Permanently Out Of Use | Heating Oil | 2000 | Bare Steel | Bare Steel | Suction: No Valve At The Tank
9026266 | 4933-1 |  | Permanently Out Of Use | Heating Oil | 2000 | Bare Steel | Bare Steel | Suction: No Valve At The Tank
9026267 | 4934-1 |  | Permanently Out Of Use | Heating Oil | 1000 | Bare Steel | Bare Steel | Suction: No Valve At The Tank
9026268 | 4935-1 |  | Permanently Out Of Use | Heating Oil | 2000 | Bare Steel | Bare Steel | Suction: No Valve At The Tank
9026269 | 4936-1 |  | Permanently Out Of Use | Heating Oil | 2000 | Bare Steel | Bare Steel | Suction: No Valve At The Tank
9026270 | 4937-1 |  | Permanently Out Of Use | Heating Oil | 2000 | Bare Steel | Bare Steel | Suction: No Valve At The Tank
9026271 | 4938-1 |  | Permanently Out Of Use | Heating Oil | 1000 | Bare Steel | Bare Steel | Suction: No Valve At The Tank
9026272 | 4939-1 |  | Permanently Out Of Use | Heating Oil | 1000 | Bare Steel | Bare Steel | Suction: No Valve At The Tank
9026273 | 4946-1 |  | Permanently Out Of Use | Heating Oil | 1000 | Bare Steel | Bare Steel | Suction: No Valve At The Tank
9026274 | 4947-1 |  | Permanently Out Of Use | Heating Oil | 1000 | Bare Steel | Bare Steel | Suction: No Valve At The Tank
9026275 | 4948-1 |  | Permanently Out Of Use | Heating Oil | 1000 | Bare Steel | Bare Steel | Suction: No Valve At The Tank
9026276 | 4949-1 |  | Permanently Out Of Use | Heating Oil | 1000 | Bare Steel | Bare Steel | Suction: No Valve At The Tank
9026277 | 4954-1 |  | Permanently Out Of Use | Heating Oil | 1000 | Bare Steel | Bare Steel | Suction: No Valve At The Tank
9026278 | 4969-1 |  | Currently In Use | Heating Oil | 2000 | Bare Steel | Bare Steel | Suction: No Valve At The Tank
9026279 | 5014-1 |  | Permanently Out Of Use | Heating Oil | 1000 | Bare Steel | Bare Steel | Suction: No Valve At The Tank
9026282 | 5084-1 |  | Currently In Use | Heating Oil | 2500 | Bare Steel | Bare Steel | Suction: No Valve At The Tank
9026283 | 5260-1 |  | Permanently Out Of Use | Heating Oil | 1000 | Bare Steel | Bare Steel | Suction: No Valve At The Tank
9026289 | 5272-1 |  | Permanently Out Of Use | Heating Oil | 1000 | Bare Steel | Bare Steel | Suction: No Valve At The Tank
9026296 | 5280-1 |  | Permanently Out Of Use | Heating Oil | 1000 | Bare Steel | Bare Steel | Suction: No Valve At The Tank
9026297 | 5281-1 |  | Permanently Out Of Use | Heating Oil | 1000 | Bare Steel | Bare Steel | Suction: No Valve At The Tank
9026298 | 5282-1 |  | Permanently Out Of Use | Heating Oil | 1000 | Bare Steel | Bare Steel | Suction: No Valve At The Tank
9026299 | 5283-1 |  | Permanently Out Of Use | Heating Oil | 1000 | Bare Steel | Bare Steel | Suction: No Valve At The Tank
9026300 | 5284-1 |  | Permanently Out Of Use | Heating Oil | 1000 | Bare Steel | Bare Steel | Suction: No Valve At The Tank
9026301 | 5298-1 |  | Permanently Out Of Use | Heating Oil | 2000 | Bare Steel | Bare Steel | Suction: No Valve At The Tank
9026302 | 5299-1 |  | Permanently Out Of Use | Heating Oil | 2000 | Bare Steel | Bare Steel | Suction: No Valve At The Tank
9026303 | 5301-1 |  | Permanently Out Of Use | Heating Oil | 1000 | Bare Steel | Bare Steel | Suction: No Valve At The Tank
9026304 | 5302-1 |  | Permanently Out Of Use | Heating Oil | 1000 | Bare Steel | Bare Steel | Suction: No Valve At The Tank
9026305 | 5303-1 |  | Permanently Out Of Use | Heating Oil | 1000 | Bare Steel | Bare Steel | Suction: No Valve At The Tank
9026306 | 5304-1 |  | Permanently Out Of Use | Heating Oil | 1000 | Bare Steel | Bare Steel | Suction: No Valve At The Tank
9026307 | 5305-1 |  | Permanently Out Of Use | Heating Oil | 1000 | Bare Steel | Bare Steel | Suction: No Valve At The Tank
9026308 | 5310-1 |  | Permanently Out Of Use | Heating Oil | 2000 | Bare Steel | Bare Steel | Suction: No Valve At The Tank
9026309 | 5320-1 |  | Permanently Out Of Use | Heating Oil | 1000 | Bare Steel | Bare Steel | Suction: No Valve At The Tank
9026310 | 5321-1 |  | Permanently Out Of Use | Heating Oil | 1000 | Bare Steel | Bare Steel | Suction: No Valve At The Tank
9026311 | 5322-1 |  | Permanently Out Of Use | Heating Oil | 1000 | Bare Steel | Bare Steel | Suction: No Valve At The Tank
9026312 | 5328-1 |  | Permanently Out Of Use | Heating Oil | 1000 | Bare Steel | Bare Steel | Suction: No Valve At The Tank
9026313 | 5360-1 |  | Permanently Out Of Use | Heating Oil | 2000 | Bare Steel | Bare Steel | Suction: No Valve At The Tank
9026314 | 5363-1 |  | Permanently Out Of Use | Heating Oil | 2000 | Bare Steel | Bare Steel | Suction: No Valve At The Tank
9026315 | 5364-1 |  | Permanently Out Of Use | Heating Oil | 2000 | Bare Steel | Bare Steel | Suction: No Valve At The Tank
9026316 | 5365-1 |  | Permanently Out Of Use | Heating Oil | 2000 | Bare Steel | Bare Steel | Suction: No Valve At The Tank
9026317 | 5366-1 |  | Permanently Out Of Use | Heating Oil | 2000 | Bare Steel | Bare Steel | Suction: No Valve At The Tank
9026318 | 5367-1 |  | Permanently Out Of Use | Heating Oil | 2000 | Bare Steel | Bare Steel | Suction: No Valve At The Tank
9026319 | 5374-1 |  | Permanently Out Of Use | Heating Oil | 1000 | Bare Steel | Bare Steel | Suction: No Valve At The Tank
9026320 | 5375-1 |  | Permanently Out Of Use | Heating Oil | 1000 | Bare Steel | Bare Steel | Suction: No Valve At The Tank
9026321 | 5376-1 |  | Permanently Out Of Use | Heating Oil | 1000 | Bare Steel | Bare Steel | Suction: No Valve At The Tank
9026322 | 5379-1 |  | Permanently Out Of Use | Heating Oil | 1000 | Bare Steel | Bare Steel | Suction: No Valve At The Tank
9026323 | 5384-1 |  | Permanently Out Of Use | Heating Oil | 1000 | Bare Steel | Bare Steel | Suction: No Valve At The Tank
9026324 | 5394-1 |  | Permanently Out Of Use | Heating Oil | 5000 | Bare Steel | Bare Steel | Suction: No Valve At The Tank
9026325 | 5396-1 |  | Permanently Out Of Use | Heating Oil | 6500 | Bare Steel | Bare Steel | Suction: No Valve At The Tank
9026326 | 5403-1 |  | Permanently Out Of Use | Heating Oil | 2000 | Bare Steel | Bare Steel | Suction: No Valve At The Tank
9026327 | 5956-1 |  | Permanently Out Of Use | Heating Oil | 1000 | Bare Steel | Bare Steel | Suction: No Valve At The Tank
9026328 | 6569-1 |  | Permanently Out Of Use | Heating Oil | 1000 | Bare Steel | Bare Steel | Suction: No Valve At The Tank
9026329 | 4050-1 |  | Permanently Out Of Use | Heating Oil | 500 | Bare Steel | Bare Steel | Suction: No Valve At The Tank
9026330 | 3817-A |  | Permanently Out Of Use | Heating Oil | 275 | Bare Steel | Bare Steel | Suction: No Valve At The Tank
9026330 | 3817-B |  | Permanently Out Of Use | Heating Oil | 275 | Bare Steel | Bare Steel | Suction: No Valve At The Tank
9026332 | 4509-1 |  | Permanently Out Of Use | Heating Oil | 500 | Bare Steel | Bare Steel | Suction: No Valve At The Tank
9026333 | 4640-1 | 1997-03-25 | Removed From Ground | Heating Oil | 1000 | Bare Steel | Bare Steel | Suction: No Valve At The Tank
9026334 | 6601-1 | 1991-06-01 | Removed From Ground | Diesel | 12000 | Bare Steel | Bare Steel | Pressure
9026342 | 9051-A | 1996-12-01 | Removed From Ground | Gas | 10000 | Bare Steel | Bare Steel | Pressure
9026342 | 9051-B | 1996-12-01 | Removed From Ground | Gas | 10000 | Bare Steel | Bare Steel | Pressure
9026342 | 9051-C | 1996-12-01 | Removed From Ground | Gas | 10000 | Bare Steel | Bare Steel | Pressure
9026344 | 5311-1 |  | Permanently Out Of Use | Heating Oil | 2000 | Bare Steel | Bare Steel | Suction: No Valve At The Tank
9026345 | 9136 A | 2011-08-26 | Temporarily Out Of Use | Used Oil | 2086 | Fiberglass Double Walled | Fiberglass/Sec Containment | Gravity Fed | Y | 1995-09-08 12:00 | Y | 1995-09-08 12:00
9026345 | 9619-A | 1995-07-12 | Removed From Ground | Used Oil | 2000 | Bare Steel | Galvanized Steel | Gravity Fed | Y |  | Y
9026345 | 9619-B | 1995-07-12 | Removed From Ground | Other | 500 | Bare Steel | Galvanized Steel | Gravity Fed
9026346 | 9620-A | 1995-06-08 | Removed From Ground | Used Oil | 2000 | Bare Steel | Bare Steel | Gravity Fed | Y |  | Y
9026346 | 9620-B | 1995-06-08 | Removed From Ground | Used Oil | 1000 | Bare Steel | Bare Steel | Gravity Fed | Y |  | Y
9026348 | 9110-A | 2016-03-14 | Temporarily Out Of Use | Used Oil | 620 | Composite | Fiberglass Reinforced Plastic | Gravity Fed | Y | 2008-08-28 12:00 | Y | 1989-01-01 12:00
9026348 | 9110-B |  | Permanently Out Of Use | Other | 1 | Bare Steel | Bare Steel | Not Marked
9026349 | 9104-A | 2016-03-14 | Temporarily Out Of Use | Used Oil | 620 | Fiberglass Double Walled | Fiberglass Reinforced Plastic | Gravity Fed | Y | 2016-03-23 12:00 | Y | 1989-01-01 12:00
9026350 | 9095-A | 1989-09-01 | Temporarily Out Of Use | Used Oil | 620 | Composite | Fiberglass Reinforced Plastic | Gravity Fed | Y | 1989-09-01 12:00 | N | 1989-09-01 12:00
9026350 | 9095-B | 1997-01-01 | Removed From Ground | Other | 1000 | Bare Steel | Galvanized Steel | Not Marked
9026351 | 9087-1 | 1995-05-02 | Removed From Ground | Used Oil | 1500 | Bare Steel | Bare Steel | Gravity Fed | Y |  | Y
9026351 | 9087-B | 2016-12-07 | Temporarily Out Of Use | Used Oil | 2500 | Fiberglass Double Walled | Fiberglass Reinforced Plastic | Gravity Fed | Y | 1995-06-01 12:00 | Y | 1995-06-01 12:00
9026351 | 9087-C | 1995-05-01 | Removed From Ground | Used Oil | 2000 | Double Walled | Fiberglass Reinforced Plastic | Gravity Fed | Y |  | Y
9026352 | 9083-A | 1995-04-26 | Removed From Ground | Used Oil | 1000 | Bare Steel | Bare Steel | Gravity Fed | Y |  | Y
9026352 | 9083-B | 1995-04-26 | Removed From Ground | Other | 1 | Concrete | Unknown | Gravity Fed
9026352 | 9083-C | 2016-12-07 | Temporarily Out Of Use | Used Oil | 2500 | Double Walled | Fiberglass Reinforced Plastic | Gravity Fed | Y | 1995-07-01 12:00 | Y | 1995-07-01 12:00
9026353 | 9084-1 | 1995-05-02 | Removed From Ground | Used Oil | 1000 | Bare Steel | Bare Steel | Gravity Fed | Y |  | Y
9026353 | 9084-3 | 2016-12-07 | Temporarily Out Of Use | Used Oil | 2500 | Fiberglass Double Walled | Fiberglass Reinforced Plastic | Gravity Fed | Y | 1995-07-01 12:00 | Y | 1995-07-01 12:00
9026354 | 9085-A | 1995-05-02 | Removed From Ground | Used Oil | 1000 | Bare Steel | Bare Steel | Gravity Fed | Y |  | Y
9026354 | 9085-B | 1995-05-02 | Removed From Ground | Other | 1 | Concrete | Unknown | Gravity Fed
9026354 | 9085-C | 1995-06-01 | Removed From Ground | Used Oil | 2000 | Bare Steel | Bare Steel | Gravity Fed | Y |  | Y
9026354 | 9085-D | 2016-12-28 | Temporarily Out Of Use | Used Oil | 2500 | Fiberglass Double Walled | Fiberglass Reinforced Plastic | Gravity Fed | Y | 1995-06-01 12:00 | Y | 1995-06-01 12:00
9026354 | 9085-E | 2016-12-07 | Temporarily Out Of Use | Used Oil | 2500 | Fiberglass Double Walled | Fiberglass Reinforced Plastic | Gravity Fed | Y | 1995-06-01 12:00 | Y | 1995-06-01 12:00
9026356 | 5503-1 |  | Removed From Ground Date Unknown | Used Oil | 500 | Double Walled | Fiberglass Reinforced Plastic | Gravity Fed | Y |  | Y
9026356 | 5503-2 |  | Removed From Ground Date Unknown | Used Oil | 500 | Double Walled | Fiberglass Reinforced Plastic | Gravity Fed | Y |  | Y
9026356 | 5503-A | 1995-01-09 | Removed From Ground | Used Oil | 500 | Bare Steel | Bare Steel | Gravity Fed | Y |  | Y
9026356 | 5503-B | 1995-01-10 | Removed From Ground | Used Oil | 500 | Bare Steel | Bare Steel | Gravity Fed | Y |  | Y
9026356 | 5503-C | 2011-08-26 | Currently In Use | Used Oil | 548 | Fiberglass Double Walled | Fiberglass/Sec Containment | Gravity Fed | Y | 1995-05-23 12:00 | Y | 1995-05-23 12:00
9026356 | 5503-D | 2011-08-26 | Currently In Use | Used Oil | 548 | Fiberglass Double Walled | Fiberglass/Sec Containment | Gravity Fed | Y | 1995-05-23 12:00 | Y | 1995-05-23 12:00
9026357 | 35-A |  | Currently In Use | Heating Oil | 30000 | Bare Steel | Bare Steel | Suction: No Valve At The Tank
9026357 | 35-B |  | Currently In Use | Heating Oil | 30000 | Bare Steel | Bare Steel | Suction: No Valve At The Tank
9026358 | 9082-A | 1987-03-01 | Removed From Ground | Gas | 10000 | Bare Steel | Bare Steel | Pressure
9026358 | 9082-B | 1987-03-01 | Removed From Ground | Gas | 10000 | Bare Steel | Bare Steel | Pressure
9026358 | 9082-C | 1987-03-01 | Removed From Ground | Gas | 10000 | Bare Steel | Bare Steel | Pressure
9026358 | 9093-1 | 1995-05-01 | Temporarily Out Of Use | Jet Fuel | 20000 | Fiberglass Double Walled | Fiberglass/Double Walled | Pressure | Y | 1995-05-01 12:00 |  | 1995-05-01 12:00
9026358 | 9093-2 | 1995-05-01 | Temporarily Out Of Use | Jet Fuel | 20000 | Fiberglass Double Walled | Fiberglass Reinforced Plastic | Pressure | Y | 1995-05-01 12:00 |  | 1995-05-01 12:00
9026358 | 9093-3 | 1995-05-01 | Temporarily Out Of Use | Jet Fuel | 2500 | Fiberglass Double Walled | Fiberglass Reinforced Plastic | Pressure | Y | 1995-05-01 12:00 |  | 1995-05-01 12:00
9026358 | 9093-A | 1995-03-01 | Removed From Ground | Diesel | 20000 | Double Walled | Fiberglass Reinforced Plastic | Pressure
9026358 | 9093-B | 1995-03-01 | Removed From Ground | Diesel | 20000 | Double Walled | Fiberglass Reinforced Plastic | Pressure
9026360 | 10378-1 | 1985-06-01 | Closed In Ground | Gas | 1000 | Marked Unknown | Bare Steel | Suction: No Valve At The Tank
9026361 | 2408-1 |  | Removed From Ground Date Unknown | Other | 15000 | Not Marked/Unknown | Unknown | Not Marked
9026362 | 1 | 1995-07-21 | Removed From Ground | Gas | 550 | Not Marked/Unknown | Unknown | Not Marked
9026363 | 263-1 |  | Permanently Out Of Use | Used Oil | 500 | Double Walled | Fiberglass Reinforced Plastic | Suction: No Valve At The Tank | Y |  | Y
9026363 | 263-2 |  | Permanently Out Of Use | Used Oil | 2000 | Double Walled | Fiberglass Reinforced Plastic | Suction: No Valve At The Tank | Y |  | Y
9026363 | 263-3 | 1998-09-15 | Removed From Ground | Other | 1000 | Double Walled | Fiberglass Reinforced Plastic | Suction: No Valve At The Tank | Y |  | Y
9026364 | 9128A | 1997-08-18 | Removed From Ground | Used Oil | 1000 | Double Walled | Fiberglass Reinforced Plastic | Suction: No Valve At The Tank | Y |  | Y
9026364 | 9128B | 1997-08-18 | Removed From Ground | Diesel | 20000 | Double Walled | Fiberglass Reinforced Plastic | Suction: No Valve At The Tank
9026364 | 9128C | 1997-08-20 | Removed From Ground | Diesel | 20000 | Double Walled | Fiberglass Reinforced Plastic | Suction: No Valve At The Tank
9026364 | 9128 D | 1997-09-16 | Temporarily Out Of Use | Jet Fuel | 20000 | Fiberglass Double Walled | Fiberglass/Sec Containment | Pressure | N | 1998-01-29 | N | 1998-01-29
9026364 | 9128 E | 1997-09-16 | Temporarily Out Of Use | Jet Fuel | 20000 | Fiberglass Double Walled | Fiberglass/Sec Containment | Pressure | N | 1998-01-29 | N | 1998-01-29
9026364 | 9128 F | 1997-09-18 | Temporarily Out Of Use | Jet Fuel | 2000 | Fiberglass Double Walled | Fiberglass Reinforced Plastic | Pressure | N | 1998-01-29 | N | 1998-01-29
9026365 | 9130A | 1995-10-17 | Removed From Ground | Used Oil | 1 | Fiberglass | Fiberglass Reinforced Plastic | Suction: No Valve At The Tank | Y |  | Y
9026365 | 9130B | 1995-10-17 | Removed From Ground | Used Oil | 1 | Fiberglass | Not Marked | Suction: No Valve At The Tank | Y |  | Y
9026365 | 9130C | 1995-10-17 | Removed From Ground | Used Oil | 1 | Fiberglass | Fiberglass Reinforced Plastic | Suction: No Valve At The Tank | Y |  | Y
9026365 | 9130D | 2016-03-14 | Temporarily Out Of Use | Used Oil | 2000 | Fiberglass Double Walled | Fiberglass Reinforced Plastic | Gravity Fed | Y | 1995-10-01 12:00 | Y | 1995-10-01 12:00
9026365 | 9130E | 2016-03-14 | Temporarily Out Of Use | Used Oil | 2000 | Fiberglass Double Walled | Fiberglass Reinforced Plastic | Gravity Fed | Y | 1995-10-01 12:00 | Y | 1995-10-01 12:00
9026365 | 9130F | 2016-03-14 | Temporarily Out Of Use | Used Oil | 2000 | Fiberglass Double Walled | Fiberglass Reinforced Plastic | Gravity Fed | Y | 1995-10-01 12:00 | Y | 1995-10-01 12:00
9026366 | 1 | 1998-11-01 | Removed From Ground | Gas | 550 | Bare Steel | Galvanized Steel | Suction: Valve At The Tank
9026366 | 2 | 1998-11-01 | Removed From Ground | Gas | 550 | Bare Steel | Galvanized Steel | Suction: Valve At The Tank
9026367 | 4491 | 1996-02-08 | Removed From Ground | Used Oil | 4200 | Not Marked/Unknown | Not Marked | Not Marked | Y |  | Y
9026368 | 4031 | 1996-01-01 | Removed From Ground | Heating Oil | 2000 | Not Marked/Unknown | Not Marked | Not Marked
9026369 | 4007 | 1995-12-01 | Removed From Ground | Heating Oil | 1000 | Not Marked/Unknown | Not Marked | Not Marked
9026370 | 4029 | 1996-01-01 | Removed From Ground | Heating Oil | 2000 | Not Marked/Unknown | Not Marked | Not Marked
9026371 | 4002 | 1995-12-01 | Removed From Ground | Heating Oil | 2000 | Not Marked/Unknown | Not Marked | Not Marked
9026372 | 4010 | 1995-12-01 | Removed From Ground | Heating Oil | 2000 | Not Marked/Unknown | Not Marked | Not Marked
9026373 | 4020 | 1996-01-01 | Removed From Ground | Heating Oil | 2000 | Not Marked/Unknown | Not Marked | Not Marked
9026374 | 4015 | 1996-01-01 | Removed From Ground | Heating Oil | 2000 | Not Marked/Unknown | Not Marked | Not Marked
9026375 | 1 |  | Removed From Ground Date Unknown | Diesel | 35000 | Not Marked/Unknown | Not Marked | Not Marked
9026376 | BLDG4 | 1996-10-01 | Removed From Ground | Diesel | 500 | Bare Steel | Bare Steel | Suction: No Valve At The Tank
9026377 | 396 | 1996-12-01 | Removed From Ground | Diesel | 55 | Bare Steel | Bare Steel | Suction: No Valve At The Tank
9026378 | 1188 | 1996-12-01 | Removed From Ground | Gas | 1000 | Bare Steel | Bare Steel | Suction: Valve At The Tank
9026379 | 4126 | 1996-07-01 | Removed From Ground | Heating Oil | 1000 | Bare Steel | Bare Steel | Suction: No Valve At The Tank
9026380 | 5086 | 1995-09-01 | Removed From Ground | Used Oil | 1000 | Bare Steel | Bare Steel | Gravity Fed | Y |  | Y
9026381 | 15A | 1996-05-01 | Removed From Ground | Used Oil | 8000 | Bare Steel | Unknown | Gravity Fed | Y |  | Y
9026381 | 15C | 1996-05-01 | Removed From Ground | Used Oil | 1000 | Bare Steel | Unknown | Gravity Fed | Y |  | Y
9026381 | 15E | 1996-05-01 | Removed From Ground | Used Oil | 1000 | Bare Steel | Unknown | Gravity Fed | Y |  | Y
9026381 | 2920I | 1996-05-01 | Currently In Use | Used Oil | 2000 | Double Walled | Fiberglass Reinforced Plastic | Gravity Fed | Y | 2016-08-08 12:00 | Y | 1996-05-01 12:00
9026382 | 9104 | 1997-01-01 | Removed From Ground | Used Oil | 1000 | Bare Steel | Bare Steel | Gravity Fed | Y |  | Y
9026383 | 2775 | 2016-12-07 | Temporarily Out Of Use | Used Oil | 2000 | Double Walled | Fiberglass Reinforced Plastic | Gravity Fed | Y | 1997-07-01 12:00 | Y | 1997-07-01 12:00
9026383 | 2779 | 2016-12-07 | Temporarily Out Of Use | Used Oil | 2000 | Double Walled | Fiberglass Reinforced Plastic | Gravity Fed | Y | 1997-07-01 12:00 | Y | 1997-07-01 12:00
9026383 | 2780 | 2016-12-07 | Temporarily Out Of Use | Used Oil | 1000 | Double Walled | Fiberglass Reinforced Plastic | Gravity Fed | Y | 1997-07-01 12:00 | Y | 1997-07-01 12:00
9026383 | 2781 | 2016-12-07 | Temporarily Out Of Use | Used Oil | 1000 | Double Walled | Fiberglass Reinforced Plastic | Gravity Fed | Y | 1997-07-01 12:00 | Y | 1997-07-01 12:00
9026384 | 2842 | 2008-07-23 | Removed From Ground | Used Oil | 1000 | Double Walled | Fiberglass Reinforced Plastic | Gravity Fed | Y | 1997-07-01 12:00 | Y | 1997-07-01 12:00
9026384 | 2845 | 2008-07-23 | Removed From Ground | Used Oil | 1000 | Double Walled | Fiberglass Reinforced Plastic | Gravity Fed | Y | 1997-07-01 12:00 | Y | 1997-07-01 12:00
9026384 | 2847 | 2008-07-22 | Removed From Ground | Used Oil | 1000 | Double Walled | Fiberglass Reinforced Plastic | Gravity Fed | Y | 1997-07-01 12:00 | Y | 1997-07-01 12:00
9026385 | 481 | 1997-07-01 | Temporarily Out Of Use | Used Oil | 1000 | Fiberglass Double Walled | Fiberglass Reinforced Plastic | Gravity Fed | Y | 1997-07-01 12:00 | Y | 1997-07-01 12:00
9026385 | 483 | 1997-07-01 | Temporarily Out Of Use | Used Oil | 2000 | Fiberglass Double Walled | Fiberglass Reinforced Plastic | Gravity Fed | Y | 1997-07-01 12:00 | Y | 1997-07-01 12:00
9026385 | 484 | 1997-07-01 | Temporarily Out Of Use | Used Oil | 2000 | Fiberglass Double Walled | Fiberglass Reinforced Plastic | Gravity Fed | Y | 1997-07-01 12:00 | Y | 1997-07-01 12:00
9026386 | 9111-A | 1995-06-01 | Removed From Ground | Used Oil | 2000 | Bare Steel | Bare Steel | Gravity Fed | Y |  | Y
9026386 | 9111-B | 1995-07-01 | Removed From Ground | Used Oil | 2000 | Bare Steel | Bare Steel | Gravity Fed | Y |  | Y
9026386 | 9111-F | 1995-08-01 | Currently In Use | Used Oil | 2500 | Double Walled | Fiberglass Reinforced Plastic | Gravity Fed | Y | 1995-06-01 12:00 | Y | 1995-08-01 12:00
9026386 | 9111-G | 1995-08-01 | Currently In Use | Used Oil | 2000 | Double Walled | Fiberglass Reinforced Plastic | Gravity Fed | Y | 1995-09-01 12:00 | Y | 1995-09-01 12:00
9026386 | 9111-I | 1995-10-01 | Currently In Use | Used Oil | 1000 | Fiberglass Double Walled | Fiberglass Reinforced Plastic | Gravity Fed | Y | 1995-06-01 12:00 | N | 1995-10-01 12:00
9026386 | 9111-J | 1995-10-01 | Currently In Use | Used Oil | 2000 | Fiberglass Double Walled | Fiberglass Reinforced Plastic | Gravity Fed | Y | 1995-09-01 12:00 | N | 1995-10-01 12:00
9026388 | 1 | 1998-03-12 | Removed From Ground | Gas | 100 | Bare Steel | Bare Steel | Suction: No Valve At The Tank
9026388 | BLDG 9056 | 2013-12-06 | Removed From Ground | Gas | 600 | Fiberglass Double Walled | Fiberglass/Double Walled | Suction: Valve At The Tank | N | 1998-05-29 | N | 1998-05-29
9026389 | 1 | 1998-07-06 | Removed From Ground | Diesel | 500 | Bare Steel | Bare Steel | Suction: No Valve At The Tank
9026389 | 2 | 1998-07-06 | Currently In Use | Diesel | 600 | Fiberglass Double Walled | Fiberglass Reinforced Plastic | Suction: Valve At The Tank |  | 1998-07-06 |  | 1998-07-06
9027001 | DUMMY |  | Currently In Use | Gas | 0 | Not Marked/Unknown | Not Marked | Not Marked
9027002 | 1 | 1991-04-30 | Removed From Ground | Gas | 560 | Not Marked/Unknown | Not Marked | Not Marked
9027003 | 61801 | 1989-09-26 | Removed From Ground | Gas | 1000 | Cathodically Protected Steel | Bare Steel | Suction: No Valve At The Tank
9027003 | 618G1 | 2001-06-07 | Removed From Ground | Gas | 1000 | Cathodically Protected Steel | Galvanized Steel | Suction: No Valve At The Tank
9027004 | 1 | 1998-03-25 | Removed From Ground | Gas | 10000 | Fiberglass | Fiberglass Reinforced Plastic | Not Marked
9027004 | 2 | 1998-03-25 | Removed From Ground | Diesel | 2500 | Fiberglass | Fiberglass Reinforced Plastic | Not Marked
9027004 | 3 | 1998-05-21 | Removed From Ground | Diesel | 4000 | Fiberglass | Fiberglass Reinforced Plastic | Not Marked
9027004 | 4 | 1998-05-13 | Removed From Ground | Used Oil | 550 | Fiberglass | Fiberglass Reinforced Plastic | Not Marked | Y |  | Y
9027004 | 5 | 1998-05-13 | Removed From Ground | Used Oil | 550 | Fiberglass | Fiberglass Reinforced Plastic | Not Marked | Y |  | Y
9027004 | 6 | 1998-06-01 | Currently In Use | Diesel | 4000 | Fiberglass | Fiberglass Reinforced Plastic | Suction: Valve At The Tank |  | 1998-06-01 |  | 1998-06-01
9027004 | 7 | 1998-06-01 | Currently In Use | Gas | 6000 | Fiberglass | Fiberglass Reinforced Plastic | Not Marked |  | 1998-06-01 |  | 1998-06-01
9027004 | 8 | 1998-06-01 | Currently In Use | Diesel | 2000 | Fiberglass | Fiberglass Reinforced Plastic | Not Marked |  | 1998-06-01 |  | 1998-06-01
9027006 | 1 | 1992-11-09 | Removed From Ground | Gas | 750 | Marked Unknown | Unknown | Not Marked
9027006 | 2 | 1992-11-09 | Removed From Ground | Gas | 750 | Marked Unknown | Unknown | Not Marked
9027006 | 3 | 1992-12-02 | Removed From Ground | Gas | 1000 | Bare Steel | Bare Steel | Not Marked
9027007 | 1 | 1993-02-09 | Removed From Ground | Gas | 500 | Bare Steel | Galvanized Steel | Not Marked
9027007 | 2 | 1993-02-09 | Removed From Ground | Diesel | 500 | Bare Steel | Galvanized Steel | Not Marked
9027007 | 3 | 1993-02-10 | Removed From Ground | Gas | 500 | Bare Steel | Unknown | Not Marked
9027007 | 4 | 1993-02-10 | Removed From Ground | Gas | 500 | Bare Steel | Unknown | Not Marked
9027007 | 5 | 1993-02-11 | Removed From Ground | Heating Oil | 15000 | Bare Steel | Unknown | Not Marked
9027007 | 6 | 1993-02-09 | Removed From Ground | Diesel | 1000 | Marked Unknown | Unknown | Not Marked
9027008 | 1 | 1991-01-01 | Removed From Ground | Gas | 1000 | Marked Unknown | Unknown | Not Marked
9027009 | 1 | 1991-01-01 | Removed From Ground | Gas | 1000 | Marked Unknown | Unknown | Not Marked
9027010 | 1 | 1994-06-09 | Removed From Ground | Gas | 3000 | Bare Steel | Bare Steel | Suction: No Valve At The Tank
9027010 | 2 | 1994-06-10 | Removed From Ground | Diesel | 1000 | Bare Steel | Bare Steel | Suction: No Valve At The Tank
9027011 | 1 | 2011-06-27 | Temporarily Out Of Use | Gas | 3000 | Steel-Impressed Current | Fiberglass Reinforced Plastic | Suction: No Valve At The Tank |  | 1996-07-01 |  | 1996-07-01
9027011 | 2 | 2011-06-27 | Currently In Use | Gas | 2000 | Steel-Impressed Current | Fiberglass/Double Walled | Suction: No Valve At The Tank |  | 1996-07-01 |  | 1996-07-01
9027011 | 3 | 2011-06-27 | Currently In Use | Gas | 8000 | Steel-Impressed Current | Fiberglass/Double Walled | Suction: No Valve At The Tank |  | 1996-07-01 |  | 1996-07-01
9027012 | 1 | 1992-01-01 | Removed From Ground | Gas | 3000 | Not Marked/Unknown | Not Marked | Not Marked
9027015 | 1 | 1995-06-05 | Removed From Ground | Gas | 1000 | Marked Unknown | Unknown | Not Marked
9027015 | 2 | 1995-06-05 | Removed From Ground | Gas | 1000 | Marked Unknown | Unknown | Not Marked
9027015 | 3 | 1995-06-05 | Removed From Ground | Gas | 500 | Marked Unknown | Unknown | Not Marked
9027015 | 4 | 1995-06-05 | Removed From Ground | Gas | 500 | Marked Unknown | Unknown | Not Marked
9027015 | 5 | 1995-06-05 | Removed From Ground | Gas | 500 | Marked Unknown | Unknown | Not Marked
9027016 | 1 |  | Removed From Ground Date Unknown | Gas | 2000 | Bare Steel | Galvanized Steel | Suction: No Valve At The Tank
9027016 | 2 |  | Removed From Ground Date Unknown | Gas | 2000 | Bare Steel | Galvanized Steel | Suction: No Valve At The Tank
9027016 | 3 |  | Removed From Ground Date Unknown | Gas | 2000 | Bare Steel | Galvanized Steel | Suction: No Valve At The Tank
9027016 | 4 |  | Removed From Ground Date Unknown | Gas | 2000 | Bare Steel | Galvanized Steel | Suction: No Valve At The Tank
9027016 | 5 |  | Removed From Ground Date Unknown | Diesel | 2000 | Bare Steel | Galvanized Steel | Suction: No Valve At The Tank
9027016 | 6 |  | Removed From Ground Date Unknown | Used Oil | 500 | Not Marked/Unknown | Not Marked | Not Marked | Y |  | Y
9027017 | G1 | 1986-07-21 | Currently In Use | Gas | 7896 | Composite | Fiberglass Reinforced Plastic | Pressure |  | 1986-07-21 |  | 1998-11-30
9027017 | G2 | 1986-07-21 | Currently In Use | Gas | 7896 | Composite | Fiberglass Reinforced Plastic | Pressure |  | 1986-07-21 |  | 1998-11-30
9027017 | G3 | 1986-07-21 | Currently In Use | Gas | 7896 | Composite | Fiberglass Reinforced Plastic | Pressure |  | 1986-07-21 |  | 1998-11-30
9027018 | 1 | 1994-10-01 | Currently In Use | Diesel | 10000 | Epoxy | Galvanic | Suction: No Valve At The Tank |  | 1994-10-01 |  | 1994-10-01
9027019 | 1 | 1991-02-01 | Removed From Ground | Empty | 1000 | Not Marked/Unknown | Not Marked | Not Marked
9027019 | 2 | 1991-02-01 | Removed From Ground | Empty | 1000 | Not Marked/Unknown | Not Marked | Not Marked
9027019 | 3 | 1991-02-01 | Removed From Ground | Empty | 1000 | Not Marked/Unknown | Not Marked | Not Marked
9027020 | 1RU | 1982-12-31 | Currently In Use | Gas | 3000 | Steel-Impressed Current | Fiberglass Reinforced Plastic | Suction: No Valve At The Tank |  | 1999-01-15 |  | 1999-01-15
9027020 | 2SU | 1982-12-31 | Currently In Use | Gas | 2000 | Steel-Impressed Current | Fiberglass Reinforced Plastic | Suction: No Valve At The Tank |  | 1999-01-15 |  | 1999-01-15
9027020 | 3DF | 1982-12-31 | Currently In Use | Diesel | 2000 | Steel-Impressed Current | Fiberglass Reinforced Plastic | Suction: No Valve At The Tank |  | 1999-01-15 |  | 1999-01-15
9027021 | 1 | 1987-01-01 | Currently In Use | Gas | 4000 | STIP-3 | Impressed Current | Suction: No Valve At The Tank |  | 1998-11-13 |  | 1998-11-13
9027021 | 2 | 1987-01-01 | Currently In Use | Gas | 4000 | STIP-3 | Impressed Current | Suction: No Valve At The Tank |  | 1998-11-13 |  | 1998-11-13
9027022 | 1 | 2008-01-14 | Temporarily Out Of Use | Gas | 1000 | Cathodically Protected Steel | Cathodically Protected | Suction: Valve At The Tank |  | 1999-03-19 |  | 1999-03-19
9027022 | 2 | 2008-01-14 | Temporarily Out Of Use | Gas | 1000 | Cathodically Protected Steel | Cathodically Protected | Suction: Valve At The Tank
9027023 | 1 | 1998-12-17 | Currently In Use | Gas | 5000 | Steel-Impressed Current | Fiberglass Reinforced Plastic | Suction: Valve At The Tank |  | 1998-12-17 |  | 1998-12-17
9027023 | 2 | 1998-12-17 | Currently In Use | Gas | 5000 | Steel-Impressed Current | Fiberglass Reinforced Plastic | Suction: Valve At The Tank |  | 1998-12-17 |  | 1998-12-17
9027024 | 1 | 1998-12-28 | Temporarily Out Of Use | Gas | 500 | Bare Steel | Galvanized Steel | Suction: Valve At The Tank
9027024 | 2 | 1998-12-22 | Temporarily Out Of Use | Gas | 1010 | Bare Steel | Galvanized Steel | Suction: No Valve At The Tank
9027026 | DUMMY |  | Removed From Ground Date Unknown | Gas |  | Not Marked/Unknown | Not Marked | Not Marked
9027027 | 1 | 1996-07-01 | Currently In Use | Gas | 12000 | Fiberglass | Fiberglass Reinforced Plastic | Pressure |  | 1996-07-01 |  | 1996-07-01
9027027 | 2 | 1996-07-01 | Currently In Use | Gas | 10000 | Fiberglass | Fiberglass Reinforced Plastic | Pressure |  | 1996-07-01 |  | 1996-07-01
9027027 | 3 | 1996-07-01 | Currently In Use | Diesel | 10000 | Fiberglass | Fiberglass Reinforced Plastic | Pressure |  | 1996-07-01 |  | 1996-07-01
9027027 | 4 | 1996-07-01 | Currently In Use | Kerosene | 2000 | Fiberglass | Fiberglass Reinforced Plastic | Suction: No Valve At The Tank |  | 1996-07-01 |  | 1996-07-01
9027028 | 1 | 1999-03-01 | Removed From Ground | Gas | 3000 | Bare Steel | Galvanized Steel | Suction: No Valve At The Tank
9027028 | 2 | 1999-03-01 | Removed From Ground | Gas | 3000 | Bare Steel | Galvanized Steel | Suction: No Valve At The Tank
9027028 | 3 | 1999-03-01 | Removed From Ground | Gas | 3000 | Bare Steel | Galvanized Steel | Suction: No Valve At The Tank
9027028 | 4 | 1999-03-01 | Removed From Ground | Diesel | 3000 | Bare Steel | Galvanized Steel | Suction: No Valve At The Tank
9027029 | 1 | 1996-12-01 | Removed From Ground | Gas | 1000 | Bare Steel | Unknown | Not Marked
9027030 | 1 | 1998-12-01 | Removed From Ground | Gas | 550 | Not Marked/Unknown | Not Marked | Not Marked
9027030 | 2 | 1998-12-01 | Removed From Ground | Gas | 550 | Not Marked/Unknown | Not Marked | Not Marked
9027030 | 3 | 1998-12-01 | Removed From Ground | Used Oil | 550 | Not Marked/Unknown | Not Marked | Not Marked | Y |  | Y
9027031 | 1 | 1997-08-01 | Currently In Use | Gas | 15500 | Composite | Fiberglass Reinforced Plastic | Pressure |  | 1997-08-01 |  | 1997-08-01
9027031 | 2 | 1997-11-01 | Currently In Use | Gas | 10000 | Composite | Fiberglass Reinforced Plastic | Pressure |  | 1997-08-01 |  | 1997-08-01
9027031 | 3 | 1997-11-01 | Currently In Use | Diesel | 4000 | Composite | Fiberglass Reinforced Plastic | Pressure |  | 1997-08-01 |  | 1997-08-01
9027031 | 4 | 1997-11-01 | Currently In Use | Kerosene | 2000 | Composite | Fiberglass Reinforced Plastic | Pressure |  | 1997-08-01 |  | 1997-08-01
9027032 | 1 | 1998-03-01 | Currently In Use | Gas | 15000 | Fiberglass | Fiberglass Reinforced Plastic | Pressure |  | 1998-03-01 |  | 1998-03-01
9027032 | 2 | 1998-03-01 | Currently In Use | Diesel | 10000 | Fiberglass | Fiberglass Reinforced Plastic | Pressure |  | 1998-03-01 |  | 1998-03-01
9027032 | 3 | 1998-03-01 | Currently In Use | Gas | 10000 | Fiberglass | Fiberglass Reinforced Plastic | Pressure |  | 1998-03-01 |  | 1998-03-01
9027033 | 1 |  | Removed From Ground Date Unknown | Gas | 1000 | Marked Unknown | Unknown | Suction: No Valve At The Tank
9027033 | 2 |  | Removed From Ground Date Unknown | Diesel | 500 | Marked Unknown | Unknown | Suction: No Valve At The Tank
9027034 | 1 | 1987-01-01 | Currently In Use | Gas | 3000 | Steel-Impressed Current | Cathodically Protected | Suction: Valve At The Tank |  | 1997-10-25 12:00 |  | 1997-10-25 12:00
9027034 | 2 | 1987-01-01 | Currently In Use | Gas | 3000 | Steel-Impressed Current | Cathodically Protected | Suction: Valve At The Tank |  | 1997-10-25 12:00 |  | 1997-10-25 12:00
9027034 | 3 | 1987-01-01 | Currently In Use | Diesel | 3000 | Steel-Impressed Current | Cathodically Protected | Suction: Valve At The Tank |  | 1997-10-25 12:00 |  | 1997-10-25 12:00
9027035 | 1 | 1996-05-01 | Currently In Use | Gas | 12000 | Epoxy | Fiberglass Reinforced Plastic | Pressure |  | 1996-05-01 12:00 | Y | 1996-05-01 12:00
9027035 | 2 | 1996-05-01 | Currently In Use | Gas | 8000 | Epoxy | Fiberglass Reinforced Plastic | Pressure |  | 1996-05-01 12:00 | Y | 1996-05-01 12:00
9028001 | 1 | 1991-08-16 | Removed From Ground | Other | 14000 | Not Marked/Unknown | Not Marked | Not Marked
9028002 | 1 | 1991-12-31 | Removed From Ground | Diesel | 4000 | Marked Unknown | Unknown | Not Marked
9028002 | 2 | 1991-12-31 | Removed From Ground | Diesel | 10000 | Marked Unknown | Unknown | Not Marked
9028003 | 1 | 1994-12-01 | Removed From Ground | Gas | 2000 | Bare Steel | Galvanized Steel | Suction: No Valve At The Tank
9028003 | 2 | 1994-12-01 | Removed From Ground | Gas | 2000 | Bare Steel | Galvanized Steel | Suction: No Valve At The Tank
9028003 | 3 | 1994-12-01 | Removed From Ground | Gas | 2000 | Bare Steel | Galvanized Steel | Suction: No Valve At The Tank
9028004 | 1 | 2001-11-09 | Removed From Ground | Diesel | 275 | Cathodically Protected Steel | Double Walled | Not Marked |  | 1997-12-30 |  | 1997-12-30
9028005 | 1 | 2005-03-11 | Temporarily Out Of Use | Gas | 8000 | Cathodically Protected Steel | Fiberglass Reinforced Plastic | Pressure |  | 1998-05-15 |  | 1998-05-15
9028005 | 1 |  | Removed From Ground Date Unknown | Gas | 8000 | Cathodically Protected Steel | Fiberglass Reinforced Plastic | Pressure |  | 1998-05-15 |  | 1998-05-15
9028005 | 2 | 2005-03-11 | Temporarily Out Of Use | Gas | 8000 | Cathodically Protected Steel | Fiberglass Reinforced Plastic | Pressure |  | 1998-05-15 |  | 1998-05-15
9028005 | 2 |  | Removed From Ground Date Unknown | Gas | 8000 | Cathodically Protected Steel | Fiberglass Reinforced Plastic | Pressure |  | 1998-05-15 |  | 1998-05-15
9028005 | 3 | 2005-03-11 | Temporarily Out Of Use | Diesel | 6000 | Cathodically Protected Steel | Fiberglass Reinforced Plastic | Pressure |  | 1998-05-15 |  | 1998-05-15
9028005 | 3 |  | Removed From Ground Date Unknown | Diesel | 6000 | Cathodically Protected Steel | Fiberglass Reinforced Plastic | Pressure |  | 1998-05-15 |  | 1998-05-15
9028006 | 1 | 1990-12-03 | Removed From Ground | Gas | 10000 | Bare Steel | Galvanized Steel | Not Marked
9028008 | 1 | 1989-01-01 | Currently In Use | Gas | 10000 | Fiberglass | Fiberglass Reinforced Plastic | Pressure |  | 1989-01-01 |  | 1989-01-01
9028008 | 2 | 1989-01-01 | Currently In Use | Gas | 10000 | Fiberglass | Fiberglass Reinforced Plastic | Pressure |  | 1989-01-01 |  | 1989-01-01
9028008 | 3 | 1989-01-01 | Currently In Use | Gas | 10000 | Fiberglass | Fiberglass Reinforced Plastic | Pressure |  | 1989-01-01 |  | 1989-01-01
9028008 | 4 | 1989-01-01 | Currently In Use | Gas | 10000 | Fiberglass | Fiberglass Reinforced Plastic | Pressure |  | 1989-01-01 |  | 1989-01-01
9028008 | 5 | 2014-07-18 | Temporarily Out Of Use | Kerosene | 4000 | Fiberglass | Fiberglass Reinforced Plastic | Pressure |  | 1989-01-01 |  | 1989-01-01
9028010 | 1 | 1990-11-01 | Currently In Use | Gas | 10000 | Epoxy | Fiberglass Reinforced Plastic | Pressure |  | 1990-11-01 |  | 1994-11-01
9028010 | 2 | 1990-11-01 | Currently In Use | Gas | 10000 | Epoxy | Fiberglass Reinforced Plastic | Pressure |  | 1990-11-01 |  | 1994-11-01
9028010 | 3 | 1990-11-01 | Currently In Use | Diesel | 10000 | Epoxy | Fiberglass Reinforced Plastic | Pressure |  | 1990-11-01 |  | 1994-11-01
9028012 | 1 | 1989-01-01 | Currently In Use | Gas | 12000 | STIP-3 | Fiberglass Reinforced Plastic | Pressure |  | 1998-12-02 |  | 1998-12-02
9028012 | 2 | 1989-01-01 | Currently In Use | Gas | 10000 | STIP-3 | Fiberglass Reinforced Plastic | Pressure |  | 1998-12-02 |  | 1998-12-02
9028012 | 3 | 1989-01-01 | Currently In Use | Gas | 10000 | STIP-3 | Fiberglass Reinforced Plastic | Pressure |  | 1998-12-02 |  | 1998-12-02
9028012 | 4 | 1989-01-01 | Currently In Use | Diesel | 8000 | STIP-3 | Fiberglass Reinforced Plastic | Suction: Valve At The Tank |  | 1998-12-02 |  | 1998-12-02
9028012 | 5 | 1989-01-01 | Currently In Use | Kerosene | 2000 | STIP-3 | Fiberglass Reinforced Plastic | Suction: Valve At The Tank |  | 1998-12-02 |  | 1998-12-02
9028014 | 1 | 1994-03-02 | Removed From Ground | Gas | 2000 | Bare Steel | Galvanized Steel | Not Marked
9028014 | 2 | 2009-02-16 | Removed From Ground | Gas | 2000 | Unknown | Cathodically Protected | Suction: Valve At The Tank |  | 1994-03-04 |  | 1994-03-04
9028015 | 1 | 1988-06-01 | Currently In Use | Used Oil | 500 | Fiberglass | Fiberglass Reinforced Plastic | Gravity Fed | Y | 1991-07-28 12:00 | Y | 1991-07-28 12:00
9028015 | 2 | 1988-06-01 | Currently In Use | Used Oil | 1000 | Fiberglass | Fiberglass Reinforced Plastic | Gravity Fed | Y | 1991-07-28 12:00 | Y | 1991-07-28 12:00
9028015 | 3 | 1991-07-28 | Removed From Ground | Other | 1000 | Fiberglass | Fiberglass Reinforced Plastic | Gravity Fed
9028016 | 1 | 1989-03-15 | Removed From Ground | Gas | 10000 | Bare Steel | Galvanized Steel | Not Marked
9028016 | 2 | 1989-03-01 | Removed From Ground | Diesel | 4000 | Bare Steel | Galvanized Steel | Not Marked
9028017 | 1 | 1989-10-01 | Removed From Ground | Empty | 1000 | Bare Steel | Galvanized Steel | Suction: Valve At The Tank
9028017 | 2 | 1989-10-01 | Removed From Ground | Empty | 1000 | Bare Steel | Galvanized Steel | Suction: Valve At The Tank
9028017 | 3 | 1989-10-01 | Removed From Ground | Empty | 1000 | Bare Steel | Galvanized Steel | Suction: Valve At The Tank
9028018 | 1 | 2004-04-21 | Temporarily Out Of Use | Gas | 3000 | Cathodically Protected Steel | Cathodically Protected | Suction: No Valve At The Tank |  | 1993-07-16 |  | 1993-07-16
9028018 | 2 | 2004-04-21 | Temporarily Out Of Use | Gas | 5000 | Cathodically Protected Steel | Cathodically Protected | Suction: No Valve At The Tank |  | 1993-07-16 |  | 1993-07-16
9028018 | 3 | 2004-04-21 | Temporarily Out Of Use | Gas | 6000 | Cathodically Protected Steel | Cathodically Protected | Suction: No Valve At The Tank |  | 1993-07-16 |  | 1993-07-16
9028019 | 1 | 1990-09-18 | Removed From Ground | Gas | 1000 | Bare Steel | Galvanized Steel | Not Marked
9028019 | 2 | 1990-09-18 | Removed From Ground | Gas | 1000 | Bare Steel | Galvanized Steel | Not Marked
9028019 | 3 | 1990-09-28 | Currently In Use | Gas | 8000 | STIP-3 | Fiberglass Reinforced Plastic | Pressure |  | 1990-09-28 |  | 1990-09-28
9028019 | 4 | 1990-09-28 | Currently In Use | Gas | 6000 | STIP-3 | Fiberglass Reinforced Plastic | Pressure |  | 1990-09-28 |  | 1990-09-28
9028019 | 5 | 1990-09-28 | Currently In Use | Diesel | 6000 | STIP-3 | Fiberglass Reinforced Plastic | Pressure |  | 1990-09-28 |  | 1990-09-28
9028021 | 1 | 1992-05-01 | Currently In Use | Gas | 10000 | STIP-3 | Fiberglass Reinforced Plastic | Pressure |  | 1992-05-01 |  | 1992-05-01
9028021 | 2 | 1992-05-01 | Currently In Use | Gas | 8000 | STIP-3 | Fiberglass Reinforced Plastic | Pressure |  | 1992-05-01 |  | 1992-05-01
9028021 | 3 | 1992-05-01 | Currently In Use | Diesel | 8000 | STIP-3 | Fiberglass Reinforced Plastic | Pressure |  | 1992-05-01 |  | 1992-05-01
9028021 | 4 | 1992-05-01 | Currently In Use | Diesel | 6000 | STIP-3 | Fiberglass Reinforced Plastic | Pressure |  | 1992-05-01 |  | 1992-05-01
9028021 | 5 | 1992-05-01 | Currently In Use | Diesel | 2000 | STIP-3 | Fiberglass Reinforced Plastic | Suction: No Valve At The Tank |  | 1992-05-01 |  | 1992-05-01
9028024 | 1 |  | Removed From Ground Date Unknown | Gas | 8000 | Cathodically Protected Steel | Galvanized Steel | Suction: No Valve At The Tank
9028024 | 2 |  | Removed From Ground Date Unknown | Gas | 6000 | Cathodically Protected Steel | Galvanized Steel | Suction: No Valve At The Tank
9028024 | 3 |  | Removed From Ground Date Unknown | Gas | 3000 | Cathodically Protected Steel | Galvanized Steel | Suction: No Valve At The Tank
9028025 | 1 | 1993-03-23 | Removed From Ground | Diesel | 500 | Not Marked/Unknown | Not Marked | Not Marked
9028026 | 1 | 1987-05-20 | Currently In Use | Diesel | 6000 | Steel-Impressed Current | Fiberglass Reinforced Plastic | Pressure |  | 1987-05-01 |  | 1987-05-01
9028026 | 2 | 1987-05-20 | Currently In Use | Gas | 8000 | Steel-Impressed Current | Fiberglass Reinforced Plastic | Pressure |  | 1987-05-01 |  | 1987-05-01
9028026 | 3 | 1987-05-20 | Currently In Use | Gas | 8000 | Steel-Impressed Current | Fiberglass Reinforced Plastic | Pressure |  | 1987-05-01 |  | 1987-05-01
9028027 | 1 | 1988-10-15 | Currently In Use | Gas | 3000 | Fiberglass | Fiberglass Reinforced Plastic | Suction: No Valve At The Tank |  | 1998-07-01 12:00 |  | 1988-10-15 12:00
9028027 | 2 | 1988-10-15 | Currently In Use | Diesel | 1000 | Fiberglass | Fiberglass Reinforced Plastic | Suction: No Valve At The Tank |  | 1998-07-01 12:00 |  | 1998-10-15 12:00
9028028 | 1 | 2016-06-01 | Currently In Use | Gas | 7500 | Steel-Impressed Current | Impressed Current | Pressure |  | 1997-05-15 |  | 1997-05-15
9028028 | 2 | 2016-06-01 | Currently In Use | Gas | 7500 | Steel-Impressed Current | Impressed Current | Pressure |  | 1997-05-15 |  | 1997-05-15
9028028 | 3 | 2016-06-01 | Currently In Use | Gas | 7500 | Steel-Impressed Current | Impressed Current | Pressure |  | 1997-05-15 |  | 1997-05-15
9028028 | 4 | 2016-06-01 | Currently In Use | Diesel | 7500 | Steel-Impressed Current | Impressed Current | Pressure |  | 1997-05-15 |  | 1997-05-15
9028028 | 5 | 2016-06-01 | Currently In Use | Kerosene | 3000 | Steel-Impressed Current | Impressed Current | Pressure |  | 1997-05-15 |  | 1997-05-15
9028029 | 1 | 2005-06-15 | Removed From Ground | Gas | 12000 | Steel-Impressed Current | Impressed Current | Pressure |  | 1987-07-01 |  | 1987-07-01
9028029 | 2 | 2005-06-15 | Removed From Ground | Diesel | 10000 | Steel-Impressed Current | Impressed Current | Pressure |  | 1995-06-01 |  | 1995-06-01
9028029 | 3 | 1998-04-15 | Removed From Ground | Used Oil | 500 | Bare Steel | Not Marked | Gravity Fed | Y |  | Y | 1995-06-01
9028030 | 1 | 2010-09-15 | Temporarily Out Of Use | Gas | 10000 | Composite | Fiberglass Reinforced Plastic | Pressure |  | 1993-05-24 |  | 1993-05-24
9028030 | 2 | 2010-09-15 | Temporarily Out Of Use | Gas | 8000 | Composite | Fiberglass Reinforced Plastic | Pressure |  | 1993-05-24 |  | 1993-05-24
9028030 | 3 | 2010-09-15 | Temporarily Out Of Use | Diesel | 8000 | Composite | Fiberglass Reinforced Plastic | Pressure |  | 1993-05-24 |  | 1993-05-24
9028030 | 4 | 2010-09-15 | Temporarily Out Of Use | Diesel | 4000 | Composite | Fiberglass Reinforced Plastic | Pressure |  | 1993-05-24 |  | 1993-05-24
9028031 | 4901 | 2003-08-21 | Currently In Use | Gas | 6110 | Steel-Impressed Current | Double Walled Flex | Pressure |  | 1999-04-01 |  | 1999-04-01
9028031 | 4902 | 2003-08-21 | Currently In Use | Gas | 6110 | Steel-Impressed Current | Double Walled Flex | Pressure |  | 1999-04-01 |  | 1999-04-01
9028031 | 4903 | 2003-08-21 | Currently In Use | Gas | 6110 | Steel-Impressed Current | Double Walled Flex | Pressure |  | 1999-04-01 |  | 1999-04-01
9028031 | 4904 | 2003-08-21 | Currently In Use | Diesel | 6110 | Steel-Impressed Current | Double Walled Flex | Pressure |  | 1999-04-01 |  | 1999-04-01
9028031 | 4905 | 2003-08-21 | Currently In Use | Diesel | 1000 | Steel-Impressed Current | Double Walled Flex | Pressure |  | 1999-04-01 |  | 1999-04-01
9028032 | 1UL | 1999-11-08 | Removed From Ground | Gas | 6000 | Bare Steel | Galvanized Steel | Pressure |  | 1993-11-01 |  | 1993-11-01
9028032 | 2+ | 1999-11-08 | Removed From Ground | Gas | 6000 | Bare Steel | Galvanized Steel | Pressure |  | 1993-11-01 |  | 1993-11-01
9028032 | 3S | 1999-11-08 | Removed From Ground | Gas | 6000 | Cathodically Protected Steel | Galvanized Steel | Pressure |  | 1993-11-01 |  | 1993-11-01
9028032 | 4D | 1999-11-08 | Removed From Ground | Diesel | 6000 | Cathodically Protected Steel | Galvanized Steel | Pressure |  | 1993-11-01 |  | 1993-11-01
9028032 | 5K | 1999-11-08 | Removed From Ground | Kerosene | 2000 | Bare Steel | Galvanized Steel | Suction: Valve At The Tank |  | 1993-11-01 |  | 1993-11-01
9028032 | 6 | 1999-11-11 | Removed From Ground | Diesel | 2000 | Bare Steel | Bare Steel | Not Marked
9028033 | 1 | 1994-02-23 | Removed From Ground | Gas | 3000 | Bare Steel | Galvanized Steel | Suction: Valve At The Tank
9028033 | 2 | 1994-02-23 | Removed From Ground | Gas | 3000 | Bare Steel | Galvanized Steel | Suction: Valve At The Tank
9028033 | 3 | 1994-02-23 | Removed From Ground | Kerosene | 2000 | Bare Steel | Galvanized Steel | Suction: Valve At The Tank
9028034 | 1 | 1992-11-01 | Removed From Ground | Diesel | 1000 | Not Marked/Unknown | Not Marked | Not Marked
9028034 | 2 | 1992-11-01 | Removed From Ground | Gas | 1000 | Not Marked/Unknown | Not Marked | Not Marked
9028036 | 1 | 1992-12-01 | Removed From Ground | Propane | 550 | Not Marked/Unknown | Not Marked | Not Marked
9028037 | 1 | 1992-01-01 | Removed From Ground | Other | 5000 | Not Marked/Unknown | Not Marked | Not Marked
9028037 | 2 | 1992-01-01 | Removed From Ground | Other | 10000 | Not Marked/Unknown | Not Marked | Not Marked
9028039 | 1 | 1994-08-08 | Removed From Ground | Other | 1000 | Not Marked/Unknown | Not Marked | Not Marked
9028040 | 1 | 1994-07-16 | Removed From Ground | Gas | 550 | Bare Steel | Bare Steel | Suction: Valve At The Tank
9028040 | 2 | 1994-07-16 | Removed From Ground | Gas | 550 | Bare Steel | Bare Steel | Suction: Valve At The Tank
9028041 | 1 | 2003-10-22 | Removed From Ground | Diesel | 10000 | Composite | Secondary Containment | Suction: No Valve At The Tank |  | 1994-05-19 |  | 1994-05-19
9028042 | 2 | 2003-02-15 | Currently In Use | Gas | 12000 | Epoxy | Fiberglass Reinforced Plastic | Pressure | N | 2003-02-15 | N | 2003-02-15
9028042 | ULL1614385 | 2003-02-15 | Removed From Ground | Gas | 10000 | Steel-Galvanic | Fiberglass Reinforced Plastic | Gravity Fed |  | 1991-03-04 |  | 1991-03-04
9028043 | 1 | 1995-05-01 | Removed From Ground | Empty | 1000 | Not Marked/Unknown | Unknown | Not Marked
9028043 | 2 | 1995-05-01 | Removed From Ground | Empty | 1000 | Not Marked/Unknown | Unknown | Not Marked
9028044 | 1 | 1995-07-05 | Removed From Ground | Gas | 3000 | Not Marked/Unknown | Unknown | Not Marked
9028044 | 2 | 1995-07-05 | Removed From Ground | Gas | 3000 | Not Marked/Unknown | Unknown | Not Marked
9028044 | 3 | 1995-07-05 | Removed From Ground | Gas | 4000 | Not Marked/Unknown | Unknown | Not Marked
9028044 | 4 | 1995-07-05 | Removed From Ground | Other | 550 | Marked Unknown | Unknown | Not Marked
9028046 | 1 | 1983-05-06 | Currently In Use | Kerosene | 1000 | Steel-Impressed Current | Fiberglass Reinforced Plastic | Suction: No Valve At The Tank |  | 1998-01-01 |  | 1998-01-01
9028047 | 1 | 1994-11-07 | Currently In Use | Gas | 12000 | Epoxy | Fiberglass/Double Walled | Pressure |  | 1994-11-01 |  | 1994-11-01
9028047 | 2A | 1994-11-07 | Currently In Use | Gas | 6000 | Epoxy | Fiberglass/Double Walled | Pressure |  | 1994-11-01 |  | 1994-11-01
9028047 | 2B | 1994-11-07 | Currently In Use | Gas | 6000 | Epoxy | Fiberglass/Double Walled | Pressure |  | 1994-11-01 |  | 1994-11-01
9028047 | 3A | 1994-11-07 | Currently In Use | Diesel | 10000 | Epoxy | Fiberglass/Double Walled | Pressure |  | 1994-11-01 |  | 1994-11-01
9028047 | 3B | 1994-11-07 | Currently In Use | Diesel | 2000 | Epoxy | Fiberglass/Double Walled | Suction: No Valve At The Tank |  | 1994-11-01 |  | 1994-11-01
9028048 | 1 | 2015-01-07 | Temporarily Out Of Use | Gas | 10000 | STIP-3 | Fiberglass Reinforced Plastic | Pressure |  | 1988-11-01 |  | 1988-11-01
9028048 | 2 | 2015-01-07 | Temporarily Out Of Use | Gas | 10000 | STIP-3 | Fiberglass Reinforced Plastic | Pressure |  | 1988-11-01 |  | 1988-11-01
9028048 | 3 | 2015-01-07 | Temporarily Out Of Use | Diesel | 10000 | STIP-3 | Fiberglass Reinforced Plastic | Pressure |  | 1988-11-01 |  | 1988-11-01
9028049 | 1 | 2005-05-04 | Removed From Ground | Diesel | 8000 | Cathodically Protected Steel | Fiberglass Reinforced Plastic | Pressure |  | 1991-06-26 |  | 1991-06-26
9028049 | 2 | 2005-05-04 | Removed From Ground | Gas | 8000 | Cathodically Protected Steel | Fiberglass Reinforced Plastic | Pressure |  | 1991-06-26 |  | 1991-06-26
9028049 | 3 | 2005-05-04 | Removed From Ground | Gas | 8000 | Cathodically Protected Steel | Fiberglass Reinforced Plastic | Pressure |  | 1991-06-26 |  | 1991-06-26
9028050 | 1 | 1989-01-31 | Currently In Use | Gas | 8000 | Fiberglass Double Walled | Double Walled Flex | Pressure |  | 1999-06-01 |  | 1999-06-01
9028050 | 2 | 1989-01-31 | Currently In Use | Gas | 8000 | Fiberglass Double Walled | Double Walled Flex | Pressure |  | 1999-06-01 |  | 1999-06-01
9028050 | 3 | 1989-01-31 | Currently In Use | Gas | 8000 | Fiberglass Double Walled | Double Walled Flex | Pressure |  | 1999-06-01 |  | 1999-06-01
9028050 | 4 | 1974-07-01 | Currently In Use | Diesel | 10000 | STIP-3 | Double Walled Flex | Pressure |  | 1989-01-31 |  | 1989-01-31
9028050 | 5 | 2014-01-02 | Temporarily Out Of Use | Kerosene | 10000 | STIP-3 | Double Walled Flex | Pressure |  | 1989-01-31 |  | 1989-01-31
9028051 | 1 | 2015-02-04 | Temporarily Out Of Use | Diesel | 12000 | Epoxy | Fiberglass Reinforced Plastic | Pressure |  | 1994-01-01 |  | 1989-01-01
9028051 | 2 | 2015-02-04 | Temporarily Out Of Use | Gas | 15000 | Epoxy | Fiberglass Reinforced Plastic | Pressure |  | 1994-01-01 |  | 1989-01-01
9028051 | 3 | 2015-02-04 | Temporarily Out Of Use | Gas | 15000 | Epoxy | Fiberglass Reinforced Plastic | Pressure |  | 1994-01-01 |  | 1989-01-01
9028052 | 1 | 1990-04-01 | Currently In Use | Gas | 10000 | Cathodically Protected Steel | Impressed Current | Pressure |  | 1995-08-01 |  | 1995-08-01
9028052 | 2 | 1990-01-01 | Removed From Ground | Gas | 500 | Bare Steel | Galvanized Steel | Not Marked
9028052 | 3 | 1990-01-19 | Removed From Ground | Gas | 1000 | Bare Steel | Galvanized Steel | Not Marked
9028052 | 4 | 1990-01-01 | Removed From Ground | Gas | 1000 | Bare Steel | Galvanized Steel | Not Marked
9028052 | 5 | 1990-01-01 | Removed From Ground | Gas | 1000 | Bare Steel | Galvanized Steel | Not Marked
9028053 | 1 | 1986-06-01 | Currently In Use | Gas | 8000 | Fiberglass | Fiberglass Reinforced Plastic | Pressure |  | 1986-06-01 |  | 1986-06-01
9028053 | 2 | 1986-06-01 | Currently In Use | Gas | 8000 | Fiberglass | Fiberglass Reinforced Plastic | Pressure |  | 1986-06-01 |  | 1986-06-01
9028053 | 3 | 1986-06-01 | Currently In Use | Gas | 8000 | Fiberglass | Fiberglass Reinforced Plastic | Pressure |  | 1986-06-01 |  | 1986-06-01
9028053 | 4 | 1986-06-01 | Currently In Use | Diesel | 8000 | Fiberglass | Fiberglass Reinforced Plastic | Pressure |  | 1986-06-01 |  | 1986-06-01
9028054 | 1 | 1998-11-01 | Closed In Ground | Empty | 4000 | Bare Steel | Galvanized Steel | Suction: Valve At The Tank
9028055 | 1 | 1978-01-01 | Currently In Use | Gas | 3000 | Steel-Galvanic | Galvanic | Suction: Valve At The Tank |  | 1997-02-02 12:00 |  | 1997-02-02 12:00
9028055 | 2 | 1978-01-01 | Currently In Use | Gas | 2000 | Steel-Galvanic | Galvanic | Suction: Valve At The Tank |  | 1997-02-02 12:00 |  | 1997-02-02 12:00
9028055 | 3 | 1978-01-01 | Currently In Use | Gas | 2000 | Steel-Galvanic | Galvanic | Suction: Valve At The Tank |  | 1997-02-02 12:00 |  | 1997-02-02 12:00
9028056 | 01 | 1997-11-01 | Removed From Ground | Empty | 500 | Marked Unknown | Galvanized Steel | Suction: No Valve At The Tank
9028056 | D | 1997-11-01 | Removed From Ground | Empty | 1000 | Marked Unknown | Galvanized Steel | Suction: No Valve At The Tank
9028056 | K-1 | 1997-11-01 | Removed From Ground | Kerosene | 1000 | Marked Unknown | Galvanized Steel | Suction: No Valve At The Tank
9028056 | PU | 2005-05-03 | Removed From Ground | Gas | 8000 | STIP-3 | Galvanized Steel | Pressure |  | 1997-08-01 |  | 1993-08-17
9028056 | RU | 2005-05-03 | Removed From Ground | Gas | 10000 | STIP-3 | Galvanized Steel | Pressure |  | 1997-08-01 |  | 1993-08-17
9028056 | RU+ | 2005-05-03 | Removed From Ground | Gas | 8000 | STIP-3 | Galvanized Steel | Pressure |  | 1997-08-01 |  | 1993-08-01
9028057 | 1 | 2004-01-16 | Removed From Ground | Diesel | 3000 | Bare Steel | Galvanized Steel | Suction: Valve At The Tank
9028058 | 1 | 1999-03-23 | Removed From Ground | Used Oil | 550 | Cathodically Protected Steel | Cathodically Protected | Gravity Fed | Y |  | Y | 1996-06-01
9028059 | 32 | 2013-11-20 | Removed From Ground | Diesel | 12000 | Double Walled | Fiberglass/Double Walled | Pressure |  | 1991-01-01 12:00 | Y | 1991-01-01 12:00
9028060 | 10 | 1989-01-01 | Currently In Use | Diesel | 12000 | Fiberglass | Fiberglass Reinforced Plastic | Pressure |  | 1989-01-01 |  | 1989-01-01
9028060 | 14 | 1989-01-01 | Currently In Use | Gas | 12000 | Fiberglass | Fiberglass Reinforced Plastic | Pressure |  | 1989-01-01 |  | 1989-01-01
9028060 | 15 | 1989-01-01 | Currently In Use | Diesel | 12000 | Fiberglass | Fiberglass Reinforced Plastic | Pressure |  | 1989-01-01 |  | 1989-01-01
9028060 | 16 | 2016-06-16 | Removed From Ground | Used Oil | 4000 | Fiberglass | Fiberglass Reinforced Plastic | Gravity Fed | Y | 1989-01-01 12:00 | Y | 1989-01-01 12:00
9028060 | 17 | 2016-06-16 | Removed From Ground | Other | 4000 | Fiberglass | Fiberglass Reinforced Plastic | Gravity Fed |  | 1989-01-01 |  | 1989-01-01
9028061 | 1 | 1998-11-06 | Removed From Ground | Gas | 6000 | Fiberglass | Fiberglass Reinforced Plastic | Pressure |  | 1998-11-12 |  | 1998-11-12
9028061 | 2 | 1998-11-06 | Removed From Ground | Gas | 8000 | Fiberglass | Fiberglass Reinforced Plastic | Pressure |  | 1998-11-12 |  | 1998-11-12
9028061 | 3 | 1998-11-06 | Removed From Ground | Gas | 5000 | Fiberglass | Fiberglass Reinforced Plastic | Pressure |  | 1998-11-12 |  | 1998-11-12
9028061 | 4 | 1998-11-12 | Currently In Use | Gas | 12000 | Composite | Fiberglass Reinforced Plastic | Pressure |  | 1998-11-12 |  | 1998-11-12
9028061 | 5 | 1998-11-12 | Currently In Use | Gas | 8000 | Composite | Fiberglass Reinforced Plastic | Pressure |  | 1998-11-12 |  | 1998-11-12
9028062 | 1 | 1995-06-14 | Currently In Use | Gas | 12000 | Composite | Fiberglass/Double Walled | Pressure |  | 1995-06-14 |  | 1995-06-14
9028062 | 2 | 1995-06-14 | Currently In Use | Gas | 10000 | Composite | Fiberglass/Double Walled | Pressure |  | 1995-06-14 |  | 1995-06-14
9028062 | 3 | 1995-06-14 | Currently In Use | Gas | 10000 | Composite | Fiberglass/Double Walled | Pressure |  | 1995-06-14 |  | 1995-06-14
9028062 | 4 | 1995-06-14 | Currently In Use | Diesel | 10000 | Composite | Fiberglass/Double Walled | Pressure |  | 1995-06-14 |  | 1995-06-14
9028063 | 120303 | 2005-03-01 | Removed From Ground | Gas | 6000 | Steel-Impressed Current | Impressed Current | Suction: Valve At The Tank |  | 1998-12-09 |  | 1998-12-09
9028063 | SUP-03 | 2005-03-01 | Removed From Ground | Gas | 3000 | Steel-Impressed Current | Impressed Current | Suction: No Valve At The Tank |  | 1998-12-09 |  | 1998-12-09
9028063 | UNL-02 | 2005-03-01 | Removed From Ground | Gas | 6000 | Steel-Impressed Current | Impressed Current | Suction: No Valve At The Tank |  | 1998-12-09 |  | 1998-12-09
9028066 | 1 | 1995-09-01 | Currently In Use | Diesel | 12000 | Fiberglass | Fiberglass Reinforced Plastic | Pressure |  | 1995-09-01 |  | 1995-09-01
9028067 | 1 | 1995-12-07 | Removed From Ground | Gas | 10000 | Marked Unknown | Unknown | Not Marked
9028067 | 2 | 1995-12-07 | Removed From Ground | Used Oil | 1000 | Marked Unknown | Unknown | Not Marked | Y |  | Y
9028067 | 3 | 1995-12-07 | Removed From Ground | Gas | 1000 | Marked Unknown | Unknown | Not Marked
9028068 | 1 | 1998-08-24 | Removed From Ground | Diesel | 3000 | Bare Steel | Galvanized Steel | Suction: No Valve At The Tank
9028069 | 1 | 2002-01-28 | Removed From Ground | Gas | 6000 | Steel-Impressed Current | Double Walled | Not Marked |  | 1995-09-01 |  | 1995-09-01
9028069 | 2 | 2002-01-28 | Removed From Ground | Gas | 6000 | Steel-Galvanic | Double Walled | Not Marked |  | 1995-09-01 |  | 1995-09-01
9028069 | 3 | 2002-01-28 | Removed From Ground | Gas | 6000 | Steel-Galvanic | Double Walled | Not Marked |  | 1995-09-01 |  | 1995-09-01
9028069 | 4 | 2002-01-28 | Removed From Ground | Diesel | 6000 | Steel-Galvanic | Double Walled | Not Marked |  | 1995-09-01 |  | 1995-09-01
9028070 | 1 | 1995-08-01 | Currently In Use | Gas | 10000 | Epoxy | Double Walled | Not Marked |  | 1995-03-01 |  | 1995-03-01
9028070 | 2 | 1995-08-01 | Currently In Use | Gas | 10000 | Epoxy | Double Walled | Not Marked |  | 1995-03-01 |  | 1995-03-01
9028070 | 3 | 1995-08-01 | Currently In Use | Diesel | 10000 | Epoxy | Double Walled | Not Marked |  | 1995-03-01 |  | 1995-03-01
9028070 | 4 | 2014-07-31 | Temporarily Out Of Use | Kerosene | 2000 | Epoxy | Double Walled | Not Marked |  | 1995-03-01 |  | 1995-03-01
9028071 | 1 | 1998-11-13 | Removed From Ground | Gas | 10000 | Bare Steel | Galvanized Steel | Pressure
9028071 | 2 | 1998-11-13 | Removed From Ground | Gas | 10000 | Bare Steel | Galvanized Steel | Pressure
9028071 | 3 | 1998-11-13 | Removed From Ground | Gas | 10000 | Bare Steel | Galvanized Steel | Pressure
9028071 | 4 | 1998-11-13 | Removed From Ground | Diesel | 2000 | Bare Steel | Galvanized Steel | Suction: No Valve At The Tank
9028073 | 1 | 2014-04-29 | Temporarily Out Of Use | Gas | 10000 | Fiberglass | Fiberglass Reinforced Plastic | Pressure |  | 1989-01-01 |  | 1989-01-01
9028073 | 2 | 2014-04-29 | Temporarily Out Of Use | Gas | 10000 | Fiberglass | Fiberglass Reinforced Plastic | Pressure |  | 1989-01-01 |  | 1989-01-01
9028073 | 3 | 2014-04-29 | Temporarily Out Of Use | Gas | 10000 | Fiberglass | Fiberglass Reinforced Plastic | Pressure |  | 1989-01-01 |  | 1989-01-01
9028075 | 1 | 1996-05-01 | Currently In Use | Gas | 6000 | Steel-Impressed Current | Cathodically Protected | Pressure |  | 1996-05-01 |  | 1996-05-01
9028075 | 2 | 1996-05-01 | Currently In Use | Gas | 6000 | Steel-Impressed Current | Cathodically Protected | Pressure |  | 1996-05-01 |  | 1996-05-01
9028075 | 3 | 1996-05-01 | Currently In Use | Gas | 3000 | Steel-Impressed Current | Cathodically Protected | Pressure |  | 1996-05-01 |  | 1996-05-01
9028075 | 4 | 1996-05-01 | Temporarily Out Of Use | Gas | 3000 | Steel-Impressed Current | Cathodically Protected | Pressure |  | 1996-05-01 |  | 1996-05-01
9028078 | 1 | 2007-07-11 | Removed From Ground | Gas | 10000 | Cathodically Protected Steel | Cathodically Protected | Pressure |  | 1996-01-01 |  | 1996-01-01
9028078 | 2 | 2007-07-11 | Removed From Ground | Diesel | 10000 | Cathodically Protected Steel | Cathodically Protected | Pressure |  | 1996-01-01 |  | 1996-01-01
9028078 | 3 | 2007-07-11 | Removed From Ground | Gas | 10000 | Cathodically Protected Steel | Cathodically Protected | Pressure |  | 1996-01-01 |  | 1996-01-01
9028078 | 4 | 2007-07-11 | Removed From Ground | Gas | 8000 | Cathodically Protected Steel | Cathodically Protected | Pressure |  | 1996-01-01 |  | 1996-01-01
9028079 | 1 | 2007-05-15 | Removed From Ground | Used Oil | 550 | Double Walled | Double Walled | Gravity Fed | Y |  | Y
9028080 | 1 | 1998-06-16 | Removed From Ground | Gas | 500 | Not Marked/Unknown | Not Marked | Not Marked
9028080 | 2 | 1998-10-11 | Removed From Ground | Diesel | 3000 | Not Marked/Unknown | Not Marked | Not Marked
9028080 | 3 | 1998-10-11 | Removed From Ground | Diesel | 3000 | Not Marked/Unknown | Not Marked | Not Marked
9028080 | 4 | 1996-07-01 | Removed From Ground | Gas | 1000 | Not Marked/Unknown | Not Marked | Not Marked
9028080 | 5 | 1998-10-30 | Currently In Use | Diesel | 1000 | Epoxy | Fiberglass Reinforced Plastic | Suction: Valve At The Tank |  | 1998-10-20 |  | 1998-10-20
9028080 | 6 | 1998-10-30 | Currently In Use | Gas | 3000 | Epoxy | Fiberglass Reinforced Plastic | Suction: Valve At The Tank |  | 1998-10-20 |  | 1998-10-20
9028081 | 1 | 1995-12-07 | Currently In Use | Gas | 12000 | Fiberglass | Fiberglass Reinforced Plastic | Pressure |  | 1995-12-07 |  | 1995-12-07
9028081 | 2 | 1995-12-07 | Currently In Use | Gas | 12000 | Fiberglass | Fiberglass Reinforced Plastic | Pressure |  | 1995-12-07 |  | 1995-12-07
9028082 | 1 | 2009-02-13 | Temporarily Out Of Use | Gas | 4000 | Steel-Impressed Current | Fiberglass Reinforced Plastic | Suction: Valve At The Tank |  | 1997-05-01 |  | 1997-05-01
9028082 | 2 | 2009-02-13 | Temporarily Out Of Use | Gas | 4000 | Steel-Impressed Current | Fiberglass Reinforced Plastic | Suction: Valve At The Tank |  | 1997-05-01 |  | 1997-05-01
9028082 | 3 | 2009-02-13 | Temporarily Out Of Use | Gas | 4000 | Steel-Impressed Current | Fiberglass Reinforced Plastic | Suction: Valve At The Tank |  | 1997-05-01 |  | 1997-05-01
9028082 | 4 | 2009-02-13 | Temporarily Out Of Use | Kerosene | 550 | Steel-Impressed Current | Cathodically Protected | Suction: Valve At The Tank |  | 1999-04-01 |  | 1999-04-01
9028083 | 1 | 1996-10-15 | Currently In Use | Gas | 12000 | Fiberglass Double Walled | Fiberglass Reinforced Plastic | Pressure |  | 1996-10-15 |  | 1996-10-15
9028083 | 2 | 1996-10-15 | Currently In Use | Gas | 12000 | Fiberglass Double Walled | Fiberglass Reinforced Plastic | Pressure |  | 1996-10-15 |  | 1996-10-15
9028083 | 3 | 1996-10-15 | Currently In Use | Diesel | 10000 | Fiberglass Double Walled | Fiberglass Reinforced Plastic | Pressure |  | 1996-10-15 |  | 1996-10-15
9028083 | 4 | 1996-10-15 | Currently In Use | Kerosene | 2000 | Fiberglass Double Walled | Fiberglass Reinforced Plastic | Suction: No Valve At The Tank |  | 1996-10-15 |  | 1996-10-15
9028083 | 5 | 1996-06-12 | Removed From Ground | Gas | 10000 | Bare Steel | Galvanized Steel | Not Marked
9028083 | 6 | 1996-06-12 | Removed From Ground | Gas | 10000 | Bare Steel | Galvanized Steel | Not Marked
9028083 | 7 | 1996-06-12 | Removed From Ground | Gas | 6000 | Bare Steel | Galvanized Steel | Not Marked
9028083 | 8A | 2015-06-01 | Currently In Use | Gas | 12000 | Fiberglass Double Walled | Double Walled Flex | Pressure | N | 2015-06-01 | N | 2015-06-01
9028083 | 8B | 2015-06-01 | Currently In Use | Diesel | 3000 | Fiberglass Double Walled | Double Walled Flex | Pressure | N | 2015-06-01 | N | 2015-06-01
9028084 | 1 | 1996-09-01 | Currently In Use | Gas | 15000 | Composite | Fiberglass Reinforced Plastic | Pressure |  | 1996-09-01 |  | 1996-09-01
9028084 | 2 | 1996-09-01 | Currently In Use | Gas | 12000 | Composite | Fiberglass Reinforced Plastic | Pressure |  | 1996-09-01 |  | 1996-09-01
9028085 | 718443 | 1997-06-25 | Currently In Use | Gas | 10000 | Fiberglass Double Walled | Fiberglass Reinforced Plastic | Pressure |  | 1997-07-29 |  | 1997-07-29
9028085 | 728174 | 1997-06-25 | Currently In Use | Gas | 10000 | Fiberglass Double Walled | Fiberglass Reinforced Plastic | Pressure |  | 1997-07-29 |  | 1997-07-29
9028085 | UL-718444 | 1997-06-25 | Currently In Use | Gas | 10000 | Fiberglass Double Walled | Fiberglass Reinforced Plastic | Pressure |  | 1997-07-29 |  | 1997-07-29
9028086 | 728187 | 1997-07-01 | Currently In Use | Gas | 10000 | Fiberglass Double Walled | Double Walled Flex | Pressure |  | 1997-07-01 |  | 1997-07-01
9028086 | 728190 | 1997-07-01 | Currently In Use | Gas | 10000 | Fiberglass Double Walled | Double Walled Flex | Pressure |  | 1997-07-01 |  | 1997-07-01
9028086 | 728191 | 1997-07-01 | Currently In Use | Diesel | 10000 | Fiberglass Double Walled | Double Walled Flex | Pressure |  | 1997-07-01 |  | 1997-07-01
9028087 | 1 | 1985-01-01 | Currently In Use | Diesel | 6000 | Fiberglass | Fiberglass Reinforced Plastic | Suction: Valve At The Tank |  | 1998-12-21 |  | 1998-12-21
9028087 | 2 | 1985-01-01 | Currently In Use | Diesel | 4000 | Steel-Impressed Current | Impressed Current | Suction: Valve At The Tank |  | 1998-12-21 |  | 1998-12-21
9028088 | 1 | 1997-11-24 | Removed From Ground | Gas | 500 | Bare Steel | Galvanized Steel | Not Marked
9028089 | 1 | 1997-06-02 | Currently In Use | Gas | 12000 | Double Walled | Double Walled | Pressure |  | 1997-06-11 |  | 1997-06-11
9028089 | 2 | 1997-06-02 | Currently In Use | Gas | 12000 | Double Walled | Double Walled | Pressure |  | 1997-06-11 |  | 1997-06-11
9028089 | 3 | 1997-06-02 | Currently In Use | Gas | 12000 | Double Walled | Double Walled | Pressure |  | 1997-06-11 |  | 1997-06-11
9028090 | 1 | 2015-05-20 | Removed From Ground | Gas | 12000 | Composite Double Walled | Single Wall Flex | Pressure |  | 1986-01-01 |  | 1986-01-01
9028090 | 2 | 2015-05-20 | Removed From Ground | Gas | 12000 | Composite Double Walled | Single Wall Flex | Pressure |  | 1986-01-01 |  | 1986-01-01
9028090 | 3 | 2015-05-20 | Removed From Ground | Gas | 12000 | Composite Double Walled | Single Wall Flex | Pressure |  | 1986-01-01 |  | 1986-01-01
9028091 | 1 | 1997-09-23 | Currently In Use | Gas | 10000 | Fiberglass | Double Walled Flex | Pressure |  | 1997-09-23 |  | 1997-09-23
9028091 | 2 | 1997-09-23 | Currently In Use | Gas | 10000 | Fiberglass | Double Walled Flex | Pressure |  | 1997-09-23 |  | 1997-09-23
9028091 | 3 | 1997-09-23 | Currently In Use | Gas | 10000 | Fiberglass | Double Walled Flex | Pressure |  | 1997-09-23 |  | 1997-09-23
9028091 | 4A | 2015-05-01 | Currently In Use | Gas | 12000 | Fiberglass Double Walled | Double Walled Flex | Not Marked | N | 2015-05-01 | N | 2015-05-01
9028091 | 4B | 2015-05-01 | Currently In Use | Biodiesel | 3000 | Fiberglass Double Walled | Double Walled Flex | Not Marked | N | 2015-05-01 | N | 2015-05-01
9028092 | 1 | 1998-02-13 | Currently In Use | Gas | 15000 | Composite Double Walled | Single Wall Flex | Pressure |  | 1998-03-31 |  | 1998-03-31
9028092 | 2 | 1998-02-13 | Currently In Use | Gas | 12000 | Composite Double Walled | Single Wall Flex | Pressure |  | 1998-03-31 |  | 1998-03-31
9028092 | 3 | 2013-06-01 | Currently In Use | Diesel | 10000 | Composite Double Walled | Double Walled Flex | Pressure | N | 2013-06-01 | N | 2013-06-01
9028093 | 1 | 1998-07-23 | Removed From Ground | Diesel | 2000 | Not Marked/Unknown | Not Marked | Not Marked
9028094 | 1 | 1988-12-01 | Removed From Ground | Gas | 4500 | Not Marked/Unknown | Not Marked | Not Marked
9028095 | 1 | 1998-09-12 | Removed From Ground | Gas | 3000 | Bare Steel | Galvanized Steel | Suction: Valve At The Tank
9028095 | 2 | 1998-09-12 | Removed From Ground | Gas | 3000 | Bare Steel | Galvanized Steel | Suction: Valve At The Tank
9028096 | 1 | 1998-09-01 | Removed From Ground | Used Oil | 250 | Not Marked/Unknown | Not Marked | Not Marked | Y |  | Y
9028097 | 1 | 1998-11-01 | Removed From Ground | Gas |  | Not Marked/Unknown | Not Marked | Not Marked
9028097 | 2 | 1998-11-01 | Removed From Ground | Gas |  | Not Marked/Unknown | Not Marked | Not Marked
9028097 | 3 | 1998-11-01 | Removed From Ground | Gas |  | Not Marked/Unknown | Not Marked | Not Marked
9028097 | 4 | 1998-11-01 | Removed From Ground | Diesel |  | Not Marked/Unknown | Not Marked | Not Marked
9028098 | 1 |  | Currently In Use | Gas | 12000 | Epoxy | Fiberglass Reinforced Plastic | Pressure |  | 2010-09-04 12:00 |  | 2010-09-04 12:00
9028098 | 2 |  | Currently In Use | Gas | 10000 | Epoxy | Fiberglass Reinforced Plastic | Pressure |  | 2010-09-04 12:00 |  | 2010-09-04 12:00
9028099 | 1 | 1998-12-01 | Currently In Use | Diesel | 12000 | Fiberglass Double Walled | Double Walled Flex | Pressure |  | 1998-12-01 |  | 1998-12-01
9028099 | 2 | 1998-12-01 | Currently In Use | Diesel | 12000 | Fiberglass Double Walled | Double Walled Flex | Pressure |  | 1998-12-01 |  | 1998-12-01
9028099 | 3 | 1998-12-01 | Currently In Use | Gas | 10000 | Fiberglass Double Walled | Double Walled Flex | Pressure |  | 1998-12-01 |  | 1998-12-01
9028100 | 1 | 1998-09-01 | Currently In Use | Gas | 12000 | Fiberglass | Single Wall Flex | Pressure |  | 1998-09-01 |  | 1998-09-01
9028100 | 2 | 1998-09-01 | Currently In Use | Gas | 10000 | Fiberglass | Single Wall Flex | Pressure |  | 1998-09-01 |  | 1998-09-01
9028101 | 1 | 2016-06-08 | Currently In Use | Gas | 10000 | Fiberglass | Fiberglass Reinforced Plastic | Pressure |  | 1998-11-01 |  | 1998-11-01
9028101 | 2 | 2016-06-08 | Currently In Use | Gas | 10000 | Fiberglass | Fiberglass Reinforced Plastic | Pressure |  | 1998-11-01 |  | 1998-11-01
9028101 | 3 | 2016-06-08 | Currently In Use | Diesel | 6000 | Fiberglass | Fiberglass Reinforced Plastic | Pressure |  | 1998-11-01 |  | 1998-11-01
9028102 | 1 | 1999-03-01 | Removed From Ground | Gasohol | 1000 | Bare Steel | Bare Steel | Suction: No Valve At The Tank
9028102 | 2 | 1999-03-01 | Removed From Ground | Gasohol | 1000 | Bare Steel | Bare Steel | Suction: No Valve At The Tank
9028102 | 3 | 1999-03-01 | Removed From Ground | Gasohol | 1000 | Bare Steel | Bare Steel | Suction: No Valve At The Tank
9028102 | 4 | 1999-03-01 | Removed From Ground | Diesel | 500 | Bare Steel | Bare Steel | Suction: Valve At The Tank
9028102 | 5 | 1999-03-01 | Removed From Ground | Diesel | 500 | Bare Steel | Bare Steel | Suction: Valve At The Tank
9028103 | 1 | 1999-04-01 | Removed From Ground | Gas | 1000 | Marked Unknown | Unknown | Suction: Valve At The Tank
9028103 | 2 | 1999-04-01 | Removed From Ground | Diesel | 500 | Marked Unknown | Unknown | Suction: Valve At The Tank
9028103 | 3 | 1999-04-01 | Removed From Ground | Gas | 3000 | Marked Unknown | Unknown | Suction: Valve At The Tank
9028104 | 1A | 1999-03-10 | Currently In Use | Gas | 6000 | Epoxy | Fiberglass Reinforced Plastic | Pressure |  | 1999-03-10 |  | 1999-03-10
9028104 | 1B | 1999-03-10 | Currently In Use | Gas | 4000 | Epoxy | Fiberglass Reinforced Plastic | Pressure |  | 1999-03-10 |  | 1999-03-10
9028104 | 2A | 1999-03-10 | Currently In Use | Diesel | 6000 | Epoxy | Fiberglass Reinforced Plastic | Suction: No Valve At The Tank |  | 1999-03-10 |  | 1999-03-10
9028104 | 2B | 2014-12-31 | Temporarily Out Of Use | Diesel | 2000 | Epoxy | Fiberglass Reinforced Plastic | Suction: No Valve At The Tank |  | 1999-03-10 |  | 1999-03-10
9028105 | 1 | 1999-09-16 | Removed From Ground | Gas | 6000 | Bare Steel | Bare Steel | Suction: No Valve At The Tank
9028105 | 2 | 1999-09-16 | Removed From Ground | Gas | 6000 | Bare Steel | Bare Steel | Suction: No Valve At The Tank
9028105 | 3 | 1999-09-16 | Removed From Ground | Gas | 2000 | Bare Steel | Bare Steel | Suction: No Valve At The Tank
9028105 | 4 | 1999-09-16 | Removed From Ground | Used Oil | 500 | Bare Steel | Not Marked | Not Marked | Y |  | Y
9028105 | 5 | 1999-09-16 | Removed From Ground | Heating Oil | 500 | Bare Steel | Not Marked | Not Marked
9028106 | 1 | 1999-04-01 | Currently In Use | Gas | 12000 | Composite | Fiberglass Reinforced Plastic | Pressure |  | 1999-04-01 |  | 1999-04-01
9028106 | 2 | 1999-04-01 | Currently In Use | Gas | 8000 | Composite | Fiberglass Reinforced Plastic | Pressure |  | 1999-04-01 |  | 1999-04-01
9028107 | 1 | 1999-11-08 | Removed From Ground | Diesel | 1000 | Bare Steel | Galvanized Steel | Not Marked
9028107 | 2 | 1999-11-08 | Removed From Ground | Gas | 2000 | Bare Steel | Galvanized Steel | Not Marked
9028107 | 3 | 1999-11-08 | Removed From Ground | Gas | 3000 | Bare Steel | Galvanized Steel | Not Marked
9028107 | 4 | 1999-11-08 | Removed From Ground | Gas | 3000 | Bare Steel | Galvanized Steel | Not Marked
9028108 | 1 | 1999-11-08 | Removed From Ground | Gas | 1000 | Bare Steel | Bare Steel | Not Marked
9028108 | 2 | 1999-11-08 | Removed From Ground | Gas | 1000 | Bare Steel | Bare Steel | Not Marked
9028109 | 1 | 1999-12-31 | Currently In Use | Gas | 10000 | Fiberglass Double Walled | Fiberglass/Double Walled | Pressure |  | 2000-01-17 |  | 2000-01-17
9028109 | 2 | 1999-12-31 | Currently In Use | Gas | 10000 | Fiberglass Double Walled | Fiberglass/Double Walled | Pressure |  | 2000-01-17 |  | 2000-01-17
9028109 | 3 | 1999-12-31 | Currently In Use | Gas | 10000 | Fiberglass Double Walled | Fiberglass/Double Walled | Pressure |  | 2000-01-17 |  | 2000-01-17
9028109 | 4 | 2016-10-01 | Currently In Use | Diesel | 9000 | Composite Double Walled | Fiberglass/Double Walled | Pressure |  | 2016-10-01
9028109 | 5 | 2016-10-01 | Currently In Use | Other | 6000 | Composite Double Walled | Fiberglass/Double Walled | Pressure |  | 2016-10-01
9028110 | 1 | 2007-02-21 | Removed From Ground | Gas | 10000 | Composite | Fiberglass Reinforced Plastic | Suction: No Valve At The Tank |  | 2000-03-14 |  | 2000-03-14
9028111 | M809185 | 1999-06-15 | Currently In Use | Gas | 12000 | Epoxy | Double Walled Flex | Pressure |  | 1999-06-20 |  | 2000-06-20
9028111 | M809194 | 1999-06-15 | Currently In Use | Gas | 10000 | Epoxy | Double Walled Flex | Pressure |  | 1999-06-20 |  | 1999-06-20
9028111 | M809195 | 1999-06-15 | Currently In Use | Diesel | 10000 | Epoxy | Double Walled Flex | Pressure |  | 1999-06-20 |  | 1999-06-20
9028113 | 1 | 2000-05-01 | Currently In Use | Gas | 12000 | Fiberglass | Secondary Containment | Pressure |  | 2000-05-01 |  | 2000-05-01
9028113 | 2 | 2000-05-01 | Currently In Use | Gas | 10000 | Fiberglass | Secondary Containment | Pressure |  | 2000-05-01 |  | 2000-05-01
9028113 | 3 | 2000-05-01 | Currently In Use | Diesel | 10000 | Fiberglass | Secondary Containment | Pressure |  | 2000-05-01 |  | 2000-05-01
9028114 | 1 | 2000-03-08 | Currently In Use | Gas | 12000 | Fiberglass | Double Walled Flex | Pressure |  | 2000-04-01 |  | 2000-04-01
9028114 | 2 | 2000-03-08 | Currently In Use | Gas | 12000 | Fiberglass | Double Walled Flex | Pressure |  | 2000-04-01 |  | 2000-04-01
9028114 | 3 | 2000-03-08 | Currently In Use | Gas | 12000 | Fiberglass | Double Walled Flex | Pressure |  | 2000-04-01 |  | 2000-04-01
9028115 | 1 | 2000-03-01 | Currently In Use | Gas | 12000 | Fiberglass | Double Walled | Pressure | N | 2000-03-01 | N | 2000-03-01
9028115 | 2 | 2000-03-01 | Currently In Use | Gas | 10000 | Fiberglass | Double Walled | Pressure | N | 2000-03-01 | N | 2000-03-01
9028115 | 3 | 2000-03-01 | Currently In Use | Diesel | 8000 | Fiberglass | Double Walled | Pressure | N | 2000-03-01 | N | 2000-03-01
9028116 | 1 | 2000-06-26 | Currently In Use | Gas | 12000 | Fiberglass | Double Walled Flex | Pressure |  | 2000-07-02 |  | 2000-07-02
9028116 | 2 | 2000-06-26 | Currently In Use | Gas | 12000 | Fiberglass | Double Walled Flex | Pressure |  | 2000-07-02 |  | 2000-07-02
9028116 | 3 | 2000-06-26 | Currently In Use | Gas | 12000 | Fiberglass | Double Walled Flex | Pressure |  | 2000-07-02 |  | 2000-07-02