## myCSV (1)
Facility ID | UST Legacy Tank No. | Tank Overfill type | Tank Overfill Install Date | Tank OverfillExempt | Tank Spill Install Date | Tank SpillExempt | Tank Status | Content Description | Tank Capacity | Construction Description | Tank Installation Date | Pipe Description | Pipe Type Name
10000001 | 1 |  | 1999-01-01 | no | 1999-01-01 | no | Closed in Ground | Gas (Historical Use) | 10000 | Double Walled | 1999-01-01 | Double-Walled Fiberglass | Pressurized
10000001 | 2 |  | 1999-01-01 | no | 1999-01-01 | no | Temporarily out of use |  | 10000 | Bare Steel | 1999-01-01 | Double-Walled Fiberglass | Pressurized
10000007 | 1 | Ball Float | 2002-01-01 | no | 2002-01-01 | no | Currently in Use | Regular | 12000 | Composite | 2002-01-01 | Double-Walled Flex | Pressurized
10000007 | 2 | Ball Float | 2002-01-01 | no | 2002-01-01 | no | Currently in Use | Premium | 10000 | Composite | 2002-01-01 | Double-Walled Flex | Pressurized
10000012 | 1 | Ball Float | 2002-04-02 | no | 2002-04-02 | no | Currently in Use | Diesel | 20000 | Composite | 2002-04-01 | Fiberglass Reinforced Plastic | Pressurized
10000021 | 1A |  | 2001-11-09 | no | 2001-11-09 | no | Currently in Use | Gas (Historical Use) | 16000 | Fiberglass Double Walled | 2001-11-09 | Double Walled Flex | Pressurized
10000021 | 1B |  | 2001-11-09 | no | 2001-11-09 | no | Currently in Use | Gas (Historical Use) | 8000 | Fiberglass Double Walled | 2001-11-09 | Double Walled Flex | Pressurized
10000021 | 2 |  | 2009-07-29 | no | 2009-08-07 | no | Currently in Use | Diesel | 10000 | Fiberglass Double Walled | 2009-07-23 | Double Walled Flex | Pressurized
10000022 | 1A |  | 2001-11-09 | no | 2001-11-09 | no | Currently in Use | Gas (Historical Use) | 16000 | Fiberglass Double Walled | 2001-11-09 | Double-Walled Fiberglass | Pressurized
10000022 | 1B |  | 2001-11-09 | no | 2001-11-09 | no | Currently in Use | Gas (Historical Use) | 8000 | Fiberglass Double Walled | 2001-11-09 | Double-Walled Fiberglass | Pressurized
10000023 | 1A | Ball Float | 2002-02-27 | no | 2002-02-27 | no | Currently in Use | Regular | 16000 | Fiberglass Double Walled | 2002-02-27 |  | Pressurized
10000023 | 1B | Ball Float | 2002-02-27 | no | 2002-02-27 | no | Currently in Use | Premium | 8000 | Fiberglass Double Walled | 2002-02-27 | Double-Walled Fiberglass | Pressurized
10000024 | 1A | Flapper Valve | 2001-09-01 | no | 2001-09-01 | no | Currently in Use | Gas (Historical Use) | 16000 | Fiberglass Double Walled | 2001-09-01 | Double-Walled Fiberglass | Pressurized
10000024 | 1B | Flapper Valve | 2001-09-01 | no | 2001-09-01 | no | Currently in Use | Gas (Historical Use) | 8000 | Fiberglass Double Walled | 2001-09-01 | Double-Walled Fiberglass | Pressurized
10000024 | 2 |  | 2015-09-08 | no | 2015-09-14 | no | Currently in Use | Diesel | 10000 | Fiberglass Double Walled | 2015-08-25 | Double-Walled Flex | Pressurized
10000025 | 1 | Ball Float | 2001-09-28 | no | 2001-09-28 | no | Currently in Use | Gas (Historical Use) | 20000 | Fiberglass Double Walled | 2001-09-28 | Double-Walled Fiberglass | Pressurized
10000025 | 2A | Ball Float | 2001-09-28 | no | 2001-09-28 | no | Currently in Use | Gas (Historical Use) | 8000 | Fiberglass Double Walled | 2001-09-28 | Double-Walled Fiberglass | Pressurized
10000025 | 2B | Ball Float | 2001-09-28 | no | 2001-09-28 | no | Currently in Use | Diesel | 8000 | Fiberglass Double Walled | 2001-09-28 | Double-Walled Fiberglass | Pressurized
10000027 | 1A |  | 2001-11-01 | no | 2001-11-01 | no | Currently in Use | E-10 | 16000 | Fiberglass Double Walled | 2001-11-01 | Double-Walled Fiberglass | Pressurized
10000027 | 1B |  | 2001-11-01 | no | 2001-11-01 | no | Currently in Use | E-10 | 8000 | Fiberglass Double Walled | 2001-11-01 | Double-Walled Fiberglass | Pressurized
10000029 | 1 | Ball Float | 2002-04-26 | no | 2002-04-26 | no | Currently in Use | Diesel | 12000 | Composite | 2002-04-26 | Fiberglass Reinforced Plastic | Pressurized
10000031 | 1A | Overfill Alarm | 2002-04-01 | no | 2002-04-01 | no | Currently in Use | Diesel | 5000 | Composite | 2002-04-01 | Double-Walled Fiberglass | Pressurized
10000031 | 1B | Overfill Alarm | 2002-04-01 | no | 2002-04-01 | no | Currently in Use | Diesel | 5000 | Composite | 2002-04-01 | Double-Walled Fiberglass | Pressurized
10000032 | 1 | Ball Float | 2000-08-22 | no | 2000-08-22 | no | Currently in Use | Gas (Historical Use) | 12000 | Epoxy | 2000-08-21 | Double-Walled Fiberglass | Pressurized
10000032 | 2 | Ball Float | 2000-08-22 | no | 2000-08-22 | no | Currently in Use | Gas (Historical Use) | 10000 | Epoxy | 2000-08-21 | Double-Walled Fiberglass | Pressurized
10000032 | 3 | Ball Float | 2000-08-22 | no | 2000-08-22 | no | Currently in Use | Diesel | 8000 | Epoxy | 2000-08-22 | Double-Walled Fiberglass | Pressurized
10000034 | 1 | Ball Float | 2001-08-24 | no | 2001-08-24 | no | Currently in Use | Gas (Historical Use) | 12000 | Epoxy | 2001-08-23 | Double-Walled Fiberglass | Pressurized
10000034 | 2 | Ball Float | 2001-08-24 | no | 2001-08-24 | no | Currently in Use | Gas (Historical Use) | 10000 | Epoxy | 2001-08-23 | Double-Walled Fiberglass | Pressurized
10000034 | 3A | Flapper Valve | 2015-08-18 | no | 2015-08-18 | no | Currently in Use | E-85 | 8146 | Fiberglass Double Walled | 2015-08-18 | Double-Walled Flex | Pressurized
10000034 | 3B | Flapper Valve | 2015-08-18 | no | 2015-08-18 | no | Currently in Use | Diesel | 4386 | Fiberglass Double Walled | 2015-08-18 | Double-Walled Flex | Pressurized
10000034 | 3C | Flapper Valve | 2015-08-18 | no | 2015-08-18 | no | Currently in Use | Biodiesel | 4386 | Fiberglass Double Walled | 2015-08-18 | Double-Walled Flex | Pressurized
10000035 | 1 | Flapper Valve | 2000-05-03 | no | 2000-05-03 | no | Currently in Use | Diesel | 1000 | Tank Jacket | 2000-05-03 | Flex | Safe Suction (Euro)
10000040 | 1 | Ball Float | 2002-01-15 | no | 2002-01-15 | no | Currently in Use | Gas (Historical Use) | 12000 | Fiberglass | 2002-01-15 | Double-Walled Flex | Pressurized
10000040 | 2 | Ball Float | 2002-01-15 | no | 2002-01-15 | no | Currently in Use | Gas (Historical Use) | 8000 | Fiberglass | 2002-01-15 | Double-Walled Flex | Pressurized
10000041 | 1 | Overfill Alarm | 2002-05-01 | no | 2002-05-01 | no | Currently in Use | Regular | 20000 | Composite Double Walled | 2002-05-02 | Double-Walled Fiberglass | Pressurized
10000041 | 2 | Overfill Alarm | 2002-05-01 | no | 2002-05-01 | no | Currently in Use | Premium | 12000 | Composite Double Walled | 2002-05-01 | Double-Walled Fiberglass | Pressurized
10000041 | 3 | Overfill Alarm | 2002-05-01 | no | 2002-05-01 | no | Currently in Use | Diesel | 12000 | Composite Double Walled | 2002-05-01 | Double-Walled Fiberglass | Pressurized
10000042 | 1 |  | 2002-01-30 | no | 2002-01-30 | no | Currently in Use | Diesel | 1000 | Composite Double Walled | 2002-01-30 | Fiberglass Reinforced Plastic | Safe Suction (Euro)
10000042 | 2 |  | 2002-01-30 | no | 2002-01-30 | no | Currently in Use | Gas (Historical Use) | 2000 | Composite Double Walled | 2002-01-30 | Fiberglass Reinforced Plastic | Safe Suction (Euro)
10000044 | 1 |  |  | no |  | no | Removed from Ground | Not Marked/Tank Removed | 0 | Unknown | 1983-01-01 | Unknown
10000045 | 1 | Ball Float | 2002-04-01 | no | 2002-04-01 | no | Removed from Ground | Gas (Historical Use) | 15000 | Composite | 2002-04-01 | Double Walled | Pressurized
10000045 | 2 | Ball Float | 2002-04-01 |  | 2002-04-01 |  | Removed from Ground | Gas (Historical Use) | 10000 | Composite | 2002-04-01 | Double Walled | Pressurized
10000045 | 3 | Ball Float | 2002-04-01 |  | 2002-04-01 |  | Removed from Ground | Diesel | 10000 | Composite | 2002-04-01 | Double Walled | Pressurized
10000049 | 1 |  | 1955-01-01 | no | 1955-01-01 | no | Removed from Ground | Gas (Historical Use) | 3000 | Unknown | 1955-01-01 | Bare Steel | Suction (American)
10000049 | 2 |  | 1955-01-01 | no | 1955-01-01 | no | Removed from Ground | Gas (Historical Use) | 3000 | Unknown | 1955-01-01 | Bare Steel | Suction (American)
10000049 | 3 |  | 1955-01-01 | no | 1955-01-01 | no | Removed from Ground | Gas (Historical Use) | 3000 | Unknown | 1955-01-01 | Bare Steel | Suction (American)
10000049 | 4 |  | 1955-01-01 | no | 1955-01-01 | no | Removed from Ground | Gas (Historical Use) | 3000 | Unknown | 1955-10-01 | Bare Steel | Suction (American)
10000051 | 1A | Overfill Alarm | 2002-03-13 | no | 2002-03-13 | no | Currently in Use | Regular | 16000 | Fiberglass Double Walled | 2002-03-13 | Double-Walled Fiberglass | Pressurized
10000051 | 1B |  | 2002-03-13 | no | 2002-03-13 | no | Currently in Use | Gas (Historical Use) | 8000 | Fiberglass Double Walled | 2002-03-13 | Double-Walled Fiberglass | Pressurized
10000052 | 1 | Ball Float | 2000-01-01 | no | 2000-01-01 | no | Currently in Use | Gas (Historical Use) | 12000 | Composite | 2000-01-01 | Double-Walled Fiberglass | Pressurized
10000052 | 2A | Ball Float | 2000-01-01 | no | 2000-01-01 | no | Currently in Use | Regular | 8000 | Composite | 2000-01-01 | Double-Walled Fiberglass | Pressurized
10000052 | 2B | Ball Float | 2000-01-01 | no | 2000-01-01 | no | Currently in Use | Diesel | 4000 | Composite | 2000-01-01 | Double-Walled Fiberglass | Pressurized
10000053 | 1 | Ball Float | 2000-11-01 | no | 2000-11-01 | yes | Currently in Use | E-10 | 12000 | Composite | 2000-11-01 | Double-Walled Flex | Pressurized
10000053 | 2 | Ball Float | 2000-11-01 | no | 2000-11-01 | yes | Currently in Use | Premium | 8000 | Composite | 2000-11-01 | Double-Walled Flex | Pressurized
10000053 | 3 | Ball Float | 2000-11-01 | no | 2000-11-01 | yes | Currently in Use | Diesel | 2000 | Composite | 2000-11-01 | Double-Walled Fiberglass | Pressurized
10000057 | 1 | Ball Float | 2002-04-02 | no | 2002-04-02 | no | Currently in Use | E-10 | 12000 | Composite | 2002-04-01 | Fiberglass Reinforced Plastic | Pressurized
10000057 | 2 | Ball Float | 2002-04-01 | no | 2002-04-01 | no | Currently in Use | Premium | 6000 | Composite | 2002-04-01 | Fiberglass Reinforced Plastic | Pressurized
10000059 | 1 |  | 2002-05-30 | no | 2002-05-30 | yes | Currently in Use | Gas (Historical Use) | 2000 | Composite | 2002-05-30 | Fiberglass Reinforced Plastic | Safe Suction (Euro)
10000059 | 2 |  | 2006-08-31 | no | 2006-08-31 | yes | Currently in Use | Diesel | 15000 | Epoxy Double-Walled | 2006-07-20 | Double-Walled Flex
10000059 | 3 |  |  | no |  | no | Removed from Ground | Diesel | 25000 | Unknown | 2006-07-19 | Unknown
10000060 | 1 | Ball Float | 2002-03-01 | no | 2002-03-01 | no | Currently in Use | Regular | 15000 | Epoxy | 2002-03-01 | Double-Walled Flex | Pressurized
10000060 | 2 | Ball Float | 2002-03-01 | no | 2002-03-01 | no | Currently in Use | Premium | 15000 | Epoxy | 2002-03-01 | Double-Walled Flex | Pressurized
10000060 | 3 | Ball Float | 2002-03-01 | no | 2002-03-01 | no | Currently in Use | Diesel | 8000 | Epoxy | 2002-03-01 | Double-Walled Flex | Pressurized
10000064 | 1 |  | 2002-03-01 | no | 2002-03-01 | no | Currently in Use | Diesel | 10000 | Composite | 2002-03-01 | Fiberglass Reinforced Plastic | Pressurized
10000064 | 2 |  | 2002-03-01 | no | 2002-03-01 | no | Currently in Use | E-0 | 6000 | Composite | 2002-03-01 | Fiberglass Reinforced Plastic | Pressurized
10000067 | 1 | Ball Float | 1999-02-01 | no | 1999-02-01 | no | Currently in Use | Gas (Historical Use) | 10000 | Fiberglass | 1999-02-01 | Fiberglass Reinforced Plastic | Pressurized
10000067 | 2 | Ball Float | 1999-02-01 | no | 1999-02-01 | no | Currently in Use | Gas (Historical Use) | 10000 | Fiberglass | 1999-02-01 | Fiberglass Reinforced Plastic | Pressurized
10000069 | 1 |  | 2001-12-18 | no | 2001-12-18 | yes | Currently in Use | Gas (Historical Use) | 10000 | Epoxy | 2001-12-18 | Fiberglass Reinforced Plastic | Pressurized
10000069 | 2 |  | 2001-12-18 | no | 2001-12-18 | yes | Currently in Use | Gas (Historical Use) | 10000 | Epoxy | 2001-12-18 | Unknown
10000072 | 1 | Ball Float | 2002-06-02 | no | 2002-06-02 | no | Currently in Use | Regular | 8000 | Composite | 2002-06-01 | Fiberglass Reinforced Plastic | Pressurized
10000072 | 2 | Ball Float | 2002-06-01 | no | 2002-06-01 | no | Currently in Use | Premium | 4000 | Composite | 2002-06-01 | Fiberglass Reinforced Plastic | Pressurized
10000072 | 3 |  | 2002-06-01 | no | 2002-06-01 | no | Currently in Use | Diesel Off Road | 8000 | Composite | 2002-06-01 | Fiberglass Reinforced Plastic | Pressurized
10000072 | 4 | Ball Float | 2002-06-01 | no | 2002-06-01 | no | Currently in Use | Diesel | 4000 | Composite | 2002-06-01 | Fiberglass Reinforced Plastic | Pressurized
10000073 | 1 |  |  | no |  | no | Removed from Ground | Gas (Historical Use) | 0 | Bare Steel | 1972-12-31 | Bare Steel | Safe Suction (Euro)
10000073 | 2 |  |  | no |  | no | Removed from Ground | Gas (Historical Use) | 0 | Bare Steel | 1972-12-31 | Bare Steel | Safe Suction (Euro)
10000073 | 3 |  |  | no |  | no | Removed from Ground | Diesel | 0 | Bare Steel | 1972-12-31 | Bare Steel | Safe Suction (Euro)
10000075 | 1 | Flapper Valve | 2001-11-25 | no | 2001-11-25 | no | Currently in Use | Regular | 12000 | Epoxy | 2001-11-13 | Double Walled/Sec. Containment | Pressurized
10000075 | 2 |  | 2001-11-25 | no | 2001-11-25 | no | Currently in Use | Diesel | 15000 | Epoxy | 2001-11-13 | Double Walled/Sec. Containment | Pressurized
10000075 | 3 | Overfill Alarm | 2001-11-25 | no | 2001-11-25 | no | Currently in Use | Diesel | 15000 | Epoxy | 2001-11-13 | Double-Walled Fiberglass | Pressurized
10000077 | 4 |  |  | no |  | no | Removed from Ground | Gas (Historical Use) | 1000 | Bare Steel | 2002-05-20 | Bare Steel | Suction (American)
10000077 | 5 |  |  | no |  | no | Removed from Ground | Gas (Historical Use) | 1000 | Bare Steel | 2002-05-20 | Bare Steel | Suction (American)
10000078 | 1 | Ball Float | 2002-06-01 | no | 2002-06-01 | no | Currently in Use | Gas (Historical Use) | 12000 | Composite | 2002-06-01 | Double-Walled Fiberglass | Pressurized
10000078 | 2 | Ball Float | 2002-06-01 | no | 2002-06-01 | no | Currently in Use | Gas (Historical Use) | 8000 | Composite | 2002-06-01 | Double-Walled Fiberglass | Pressurized
10000078 | 3 | Ball Float | 2002-06-01 | no | 2002-06-01 | no | Currently in Use | Diesel | 8000 | Composite | 2002-06-01 | Double-Walled Fiberglass | Pressurized
10000078 | 4 | Ball Float | 2002-06-01 | no | 2002-06-01 | no | Currently in Use | Kerosene | 2000 | Composite | 2002-06-01 | Double-Walled Fiberglass | Suction (American)
10000079 | 1 |  |  | no |  | no | Removed from Ground | Gas (Historical Use) | 550 | Unknown | 2002-04-08 | Unknown
10000080 | 1 |  | 2002-06-01 | no | 2002-06-01 | no | Currently in Use | Gas (Historical Use) | 12000 | Composite | 2002-06-01 | Fiberglass Reinforced Plastic | Pressurized
10000080 | 2 |  | 2002-06-01 | no | 2002-06-01 | no | Currently in Use | Gas (Historical Use) | 4000 | Composite | 2002-06-01 | Fiberglass Reinforced Plastic | Pressurized
10000084 | 1 | Ball Float | 2001-10-01 | no | 2001-10-01 | no | Currently in Use | Gas (Historical Use) | 12000 | Fiberglass | 2001-10-01 | Double-Walled Fiberglass | Pressurized
10000084 | 2 | Ball Float | 2001-10-01 | no | 2001-10-01 | no | Currently in Use | Gas (Historical Use) | 8000 | Fiberglass | 2001-10-01 | Double-Walled Fiberglass | Pressurized
10000084 | 3 | Ball Float | 2001-10-01 | no | 2001-10-01 | no | Currently in Use | Diesel | 4000 | Fiberglass | 2001-10-01 | Double-Walled Fiberglass | Pressurized
10000086 | 1 |  | 2001-10-22 | no | 2001-10-22 | no | Currently in Use | Diesel | 6000 | Fiberglass Double Walled | 2001-10-22 | Double-Walled Flex | Suction (American)
10000089 | 1 |  | 2002-02-25 | no | 2002-02-25 | no | Currently in Use | Gas (Historical Use) | 12000 | Fiberglass | 2002-02-20 | Fiberglass Reinforced Plastic | Pressurized
10000089 | 2 |  | 2002-02-25 | no | 2002-02-25 | no | Currently in Use | Gas (Historical Use) | 10000 | Fiberglass | 2002-02-20 | Fiberglass Reinforced Plastic | Pressurized
10000089 | 3 |  | 2002-02-25 | no | 2002-02-25 | no | Currently in Use | Diesel | 8000 | Fiberglass | 2002-02-20 | Fiberglass Reinforced Plastic | Pressurized
10000095 | 1 |  |  | no |  | no | Removed from Ground | Diesel | 0 | Unknown | 2002-07-11 | Unknown
10000095 | 2 |  |  | no |  | no | Removed from Ground | Diesel | 0 | Unknown | 2002-07-11
10000095 | 3 |  |  | no |  | no | Removed from Ground | Diesel | 500 | Unknown | 2002-07-11
10000097 | 1 |  |  | no |  | no | Removed from Ground | Diesel | 2000 | Bare Steel | 2002-01-29
10000100 | 1 |  | 2002-07-01 | no | 2002-07-01 | no | Currently in Use | Regular | 10000 | Fiberglass | 2002-07-01 | Fiberglass Reinforced Plastic | Pressurized
10000100 | 2 |  | 2002-07-01 | no | 2002-07-01 | no | Currently in Use | Premium | 8000 | Fiberglass | 2002-07-01 | Fiberglass Reinforced Plastic | Pressurized
10000100 | 3 |  | 2002-07-01 | no | 2002-07-01 | no | Currently in Use | E-0 | 4000 | Fiberglass | 2002-07-01 | Fiberglass Reinforced Plastic | Pressurized
10000106 | 1 |  | 1950-01-01 | no | 1950-01-01 | no | Removed from Ground | Gas (Historical Use) | 500 | Unknown | 1950-01-01 | Unknown
10000106 | 2 |  | 1950-01-01 | no | 1950-01-01 | no | Removed from Ground | Gas (Historical Use) | 500 | Unknown | 1950-01-01 | Unknown
10000109 | 1 |  |  | no |  | no | Removed from Ground | Gas (Historical Use) | 2000 | Bare Steel | 1962-07-19 | Galvanized Steel
10000110 | 1 |  |  | no |  | no | Removed from Ground | Diesel | 10000 | Unknown | 1984-01-01
10000112 | 1 |  |  | no |  | no | Removed from Ground | Gas (Historical Use) | 2000 | Bare Steel | 2002-04-26 | Bare Steel | Safe Suction (Euro)
10000112 | 2 |  |  | no |  | no | Removed from Ground | Gas (Historical Use) | 1000 | Bare Steel | 2002-04-26 | Bare Steel | Safe Suction (Euro)
10000112 | 3 |  |  | no |  | no | Removed from Ground | Gas (Historical Use) | 2000 | Bare Steel | 2002-04-26 | Bare Steel | Safe Suction (Euro)
10000113 | 1 | Ball Float | 2002-05-14 | no | 2002-05-14 | no | Currently in Use | Gas (Historical Use) | 12000 | Composite | 2002-04-09 | Fiberglass Reinforced Plastic | Pressurized
10000113 | 2 | Ball Float | 2002-05-14 | no | 2002-05-14 | no | Currently in Use | Gas (Historical Use) | 8000 | Composite | 2002-04-09 | Fiberglass Reinforced Plastic | Pressurized
10000113 | 3 | Ball Float | 2002-05-14 | no | 2002-05-14 | no | Currently in Use | Diesel | 4000 | Composite | 2002-04-09 | Fiberglass Reinforced Plastic | Pressurized
10000114 | 1 |  |  | no |  | no | Closed in Ground | Gas (Historical Use) | 10000 | Unknown | 1980-01-01 | Unknown
10000114 | 2 |  |  | no |  | no | Closed in Ground | Gas (Historical Use) | 10000 | Unknown | 1980-01-01
10000116 | 1 | Ball Float | 2002-08-01 | no | 2002-08-01 | no | Currently in Use | E-10 | 20000 | Composite | 2002-07-01 | Double-Walled Fiberglass | Pressurized
10000116 | 2 | Ball Float | 2002-08-01 | no | 2002-08-01 | no | Currently in Use | Plus | 10000 | Composite | 2002-07-01 | Double-Walled Fiberglass | Pressurized
10000116 | 3 | Ball Float | 2002-08-01 | no | 2002-08-01 | no | Currently in Use | Diesel | 20000 | Composite | 2002-07-01 | Double-Walled Fiberglass | Pressurized
10000116 | 4a | Ball Float | 2004-01-01 | no | 2004-01-01 | no | Currently in Use | E-10 | 15000 | Composite | 2004-01-01 | Double-Walled Fiberglass | Pressurized
10000116 | 4b | Ball Float | 2004-01-01 | no | 2004-01-01 | no | Currently in Use | Premium | 5000 | Composite | 2004-01-01 | Double-Walled Fiberglass | Pressurized
10000121 | 1 |  | 2002-07-11 | no | 2002-07-11 | no | Currently in Use | Gas (Historical Use) | 12000 | Composite | 2002-07-11 | Double-Walled Fiberglass | Pressurized
10000121 | 2 |  | 2002-07-11 | no | 2002-07-11 | no | Currently in Use | Gas (Historical Use) | 12000 | Composite | 2002-07-11 | Double-Walled Fiberglass | Pressurized
10000122 | 1 |  | 2000-01-01 | no | 2000-01-01 | no | Temporarily out of use | Gas (Historical Use) | 10000 | Fiberglass | 2000-01-01 | Fiberglass Reinforced Plastic | Pressurized
10000122 | 2 |  | 2000-01-01 | no | 2000-01-01 | no | Temporarily out of use | Gas (Historical Use) | 10000 | Fiberglass | 2000-01-01 | Fiberglass Reinforced Plastic | Pressurized
10000127 | 1 | Flapper Valve | 2002-06-21 | no | 2002-06-21 | no | Currently in Use | E-10 | 20000 | Fiberglass Double Walled | 2002-08-05 |  | Pressurized
10000127 | 2 | Flapper Valve | 2002-06-21 | no | 2002-06-21 | no | Currently in Use | E-10 | 20000 | Fiberglass Double Walled | 2002-08-05 |  | Pressurized
10000127 | 3 | Flapper Valve | 2002-06-21 | no | 2002-06-21 | no | Currently in Use | E-10 | 20000 | Fiberglass Double Walled | 2002-08-05 |  | Pressurized
10000128 | 1 |  | 2002-05-12 | no | 2002-05-12 | no | Currently in Use | Gas (Historical Use) | 15000 | Epoxy | 2002-05-12 | Double Walled | Pressurized
10000128 | 2 |  | 2002-05-12 | no | 2002-05-12 | no | Currently in Use | Gas (Historical Use) | 10000 | Epoxy | 2002-05-12 | Double Walled | Pressurized
10000128 | 3 |  | 2002-05-12 | no | 2002-05-12 | no | Currently in Use | Diesel | 15000 | Epoxy | 2002-05-12 | Double Walled | Pressurized
10000129 | 1A |  | 2000-05-10 | no | 2000-05-10 | no | Currently in Use | Gas (Historical Use) | 6000 | Composite | 2000-05-10 | Fiberglass Reinforced Plastic | Pressurized
10000129 | 1B |  | 2000-05-10 | no | 2000-05-10 | no | Currently in Use | Gas (Historical Use) | 2000 | Composite | 2000-05-10 | Fiberglass Reinforced Plastic | Pressurized
10000129 | 1C |  | 2000-05-10 | no | 2000-05-10 | no | Currently in Use | Diesel | 2000 | Composite | 2000-05-10 | Fiberglass Reinforced Plastic | Pressurized
10000131 | 1 |  | 2002-06-12 | no | 2002-06-12 | no | Currently in Use | Gas (Historical Use) | 15000 | Fiberglass Double Walled | 2002-06-12 | Double-Walled Fiberglass | Pressurized
10000131 | 2 |  | 2002-06-12 | no | 2002-06-12 | no | Currently in Use | Gas (Historical Use) | 20000 | Fiberglass Double Walled | 2002-06-12 | Double-Walled Fiberglass | Pressurized
10000131 | 3 | Ball Float | 2007-03-01 | no | 2007-03-01 | no | Currently in Use | Diesel | 6000 | Composite | 2007-03-01 | Double-Walled Fiberglass | Pressurized
10000132 | 1 |  |  | no |  | no | Permanently Out of Use - historical purposes | Gas (Historical Use) | 1000 | Bare Steel | 1989-08-01
10000133 | 1 |  | 2001-05-01 | no | 2001-05-01 | yes | Currently in Use | Diesel | 10000 | Fiberglass Double Walled | 2000-05-01 | Fiberglass Reinforced Plastic | Suction (American)
10000137 | 1 | Flapper Valve | 2001-06-01 | no | 2001-06-01 | no | Temporarily out of use | Diesel | 10000 | Fiberglass Double Walled | 2001-06-01 | Double-Walled Fiberglass | Suction (American)
10000137 | 2 | Flapper Valve | 2001-06-01 | no | 2001-06-01 | no | Temporarily out of use | Diesel | 10000 | Fiberglass Double Walled | 2001-06-01 | Double-Walled Fiberglass | Suction (American)
10000141 | 1 |  |  | no |  | no | Removed from Ground | Gas (Historical Use) | 1000 | Bare Steel | 1959-01-01 | Bare Steel | Safe Suction (Euro)
10000141 | 2 |  |  | no |  | no | Removed from Ground | Gas (Historical Use) | 1000 | Bare Steel | 1959-01-01 | Bare Steel | Safe Suction (Euro)
10000141 | 3 |  |  | no |  | no | Removed from Ground | Gas (Historical Use) | 1000 | Bare Steel | 1959-01-01 | Bare Steel | Safe Suction (Euro)
10000142 | 1 |  | 1993-01-01 | no | 1993-01-01 | no | Currently in Use | Gas (Historical Use) | 2000 | Cathodically Protected Steel | 1982-01-01 | Fiberglass Reinforced Plastic | Pressurized
10000142 | 2 |  | 1993-01-01 | no | 1993-01-01 | no | Currently in Use | Gas (Historical Use) | 5000 | Cathodically Protected Steel | 1982-01-01 | Fiberglass Reinforced Plastic | Pressurized
10000142 | 3 |  | 1993-01-01 | no | 1993-01-01 | no | Currently in Use | Gas (Historical Use) | 5000 | Cathodically Protected Steel | 1982-01-01 | Fiberglass Reinforced Plastic | Pressurized
10000143 | 1 |  | 2002-05-28 | no | 2002-05-28 | no | Currently in Use | Gas (Historical Use) | 20000 | Fiberglass Double Walled | 2002-05-28 | Double-Walled Fiberglass | Pressurized
10000143 | 2A |  | 2002-05-28 | no | 2002-05-28 | no | Currently in Use | Gas (Historical Use) | 8000 | Fiberglass Double Walled | 2002-05-28 | Double-Walled Fiberglass | Pressurized
10000143 | 2B |  | 2002-05-28 | no | 2002-05-28 | no | Currently in Use | Diesel | 8000 | Fiberglass Double Walled | 2002-05-28 | Double-Walled Fiberglass | Pressurized
10000146 | 1 | Flapper Valve | 2002-05-28 | no | 2002-05-28 | yes | Currently in Use | Regular | 12000 | Composite | 2002-05-28 | Double-Walled Flex | Pressurized
10000146 | 2 | Flapper Valve | 2002-05-01 | no | 2002-05-01 | yes | Currently in Use | Premium | 10000 | Composite | 2002-05-01 | Double-Walled Flex | Pressurized
10000149 | 1A |  | 2002-07-01 | no | 2002-07-01 | no | Currently in Use | Diesel | 8000 | Composite | 2002-07-01 | Fiberglass Reinforced Plastic | Pressurized
10000149 | 1B |  | 2002-07-01 | no | 2002-07-01 | no | Currently in Use | Diesel | 4000 | Composite | 2002-07-01 | Fiberglass Reinforced Plastic | Pressurized
10000149 | 2 |  | 2002-07-01 | no | 2002-07-01 | no | Currently in Use | Gas (Historical Use) | 10000 | Composite | 2002-07-01 | Fiberglass Reinforced Plastic | Pressurized
10000149 | 3 |  | 2002-07-01 | no | 2002-07-01 | no | Currently in Use | Gas (Historical Use) | 4000 | Composite | 2002-07-01 | Fiberglass Reinforced Plastic | Pressurized
10000152 | 1 | Ball Float | 2001-10-01 | no | 2001-10-01 | no | Currently in Use | Gas (Historical Use) | 12000 | Fiberglass | 2002-02-01 | Fiberglass Reinforced Plastic | Pressurized
10000152 | 2 | Ball Float | 2001-10-01 | no | 2001-10-01 | no | Currently in Use | Gas (Historical Use) | 8000 | Fiberglass | 2002-02-01 | Fiberglass Reinforced Plastic | Pressurized
10000152 | 3 | Ball Float | 2001-10-01 | no | 2001-10-01 | no | Currently in Use | Diesel | 8000 | Fiberglass | 2002-02-01 | Fiberglass Reinforced Plastic | Pressurized
10000156 | 1 | Ball Float | 1999-12-13 | no | 1999-12-13 | no | Currently in Use | Diesel | 20000 | Epoxy | 2002-09-12 | Double-Walled Flex | Pressurized
10000156 | 2 | Ball Float | 1999-12-13 | no | 1999-12-13 | no | Currently in Use | Regular | 10000 | Composite | 2000-01-31 | Double-Walled Flex | Pressurized
10000158 | 1 |  |  | no |  | no | Closed in Ground | Used Oil | 300 | Concrete | 2000-01-01
10000158 | 2 |  |  | no |  | no | Closed in Ground | Used Oil | 200 | Concrete | 1999-01-01
10000159 | 1 | Ball Float | 2002-07-16 | no | 2002-07-16 | no | Currently in Use | Gas (Historical Use) | 12000 | Composite | 2002-07-01 | Fiberglass Reinforced Plastic | Pressurized
10000159 | 2 | Ball Float | 2002-07-01 | no | 2002-07-01 | no | Currently in Use | Gas (Historical Use) | 8000 | Composite | 2002-07-01 | Fiberglass Reinforced Plastic | Pressurized
10000160 | WO1 |  |  | no |  | no | Removed from Ground | Used Oil | 1000 | Unknown | 2002-11-20
10000161 | 1 |  |  | no |  | no | Removed from Ground | Diesel | 5000 | Fiberglass | 1989-01-01
10000161 | 2 |  |  | no |  | no | Removed from Ground | Diesel | 10000 | Fiberglass | 1989-01-01
10000161 | 3 |  |  | no |  | no | Removed from Ground | Diesel | 10000 | Fiberglass | 1989-01-01
10000161 | 4 |  |  | no |  | no | Removed from Ground | Diesel | 10000 | Fiberglass | 1989-01-01
10000161 | 5 |  |  | no |  | no | Removed from Ground | Kerosene | 500 | Bare Steel | 1989-01-01
10000161 | 6 |  |  | no |  | no | Removed from Ground | Kerosene | 1000 | Epoxy | 1989-01-01
10000161 | 7 |  |  | no |  | no | Removed from Ground | Used Oil | 500 | Epoxy | 1989-01-01
10000161 | 8 |  |  | no |  | no | Removed from Ground | Not Marked/Tank Removed | 980 | Bare Steel | 2013-06-19
10000163 | 1 |  | 2002-04-01 | no | 2002-04-01 | no | Currently in Use | Diesel | 20000 | Fiberglass Double Walled | 2002-02-18 | Double-Walled Flex | Pressurized
10000166 | 1 | Flapper Valve | 1999-01-01 | no | 1999-01-01 | no | Currently in Use | Diesel | 20000 | Fiberglass | 1999-01-01 | Fiberglass Reinforced Plastic | Pressurized
10000166 | 2 | Flapper Valve | 1999-01-01 | no | 1999-01-01 | no | Currently in Use | Diesel | 20000 | Fiberglass | 1999-01-01 | Fiberglass Reinforced Plastic | Pressurized
10000166 | 3 | Flapper Valve | 1999-01-01 | no | 1999-01-01 | no | Currently in Use | Diesel | 20000 | Fiberglass | 1999-01-01 | Fiberglass Reinforced Plastic | Pressurized
10000166 | 4 | Flapper Valve | 1999-01-01 | no | 1999-01-01 | no | Currently in Use | Gas (Historical Use) | 20000 | Fiberglass | 1999-01-01 | Fiberglass Reinforced Plastic | Pressurized
10000166 | 5 | Flapper Valve | 1999-01-01 | no | 1999-01-01 | no | Currently in Use | Gas (Historical Use) | 12000 | Fiberglass | 1999-01-01 | Fiberglass Reinforced Plastic | Pressurized
10000170 | 1 |  |  | no |  | no | Permanently Out of Use - historical purposes | Gas (Historical Use) | 1000 | Bare Steel | 1970-01-01 | Unknown | Suction (American)
10000171 | 1 |  | 2002-10-01 | no | 2002-10-01 | no | Currently in Use | Gas (Historical Use) | 12000 | Composite | 2002-10-01 | Double-Walled Flex | Pressurized
10000171 | 2A |  | 2002-10-01 | no | 2002-10-01 | no | Currently in Use | Gas (Historical Use) | 4000 | Composite | 2002-10-01 | Double-Walled Flex | Pressurized
10000171 | 2B |  | 2002-10-01 | no | 2002-10-01 | no | Currently in Use | Diesel | 4000 | Composite | 2002-10-01 | Double-Walled Flex | Pressurized
10000171 | 2C |  | 2002-10-01 | no | 2002-10-01 | no | Currently in Use | Gas (Historical Use) | 4000 | Composite | 2002-10-01 | Double-Walled Flex | Pressurized
10000172 | 1 |  | 2002-05-01 | no | 2002-05-01 | no | Currently in Use | Gas (Historical Use) | 20000 | Fiberglass Double Walled | 2002-05-01 | Secondary Containment | Pressurized
10000172 | 2 |  | 2002-05-01 | no | 2002-05-01 | no | Currently in Use | Gas (Historical Use) | 20000 | Fiberglass Double Walled | 2002-05-01 | Secondary Containment | Pressurized
10000172 | 3 |  | 2002-05-01 | no | 2002-05-01 | no | Currently in Use | Gas (Historical Use) | 12000 | Fiberglass Double Walled | 2002-05-01 | Secondary Containment | Pressurized
10000172 | 4A |  | 2016-01-01 | no | 2016-01-01 | no | Currently in Use | Diesel | 10000 | Fiberglass Double Walled | 2016-01-05 | Double-Walled Flex | Pressurized
10000172 | 4B |  | 2016-01-01 | no | 2016-01-01 | no | Currently in Use | Gas (Historical Use) | 9000 | Fiberglass Double Walled | 2016-01-05 | Double-Walled Flex | Pressurized
10000173 | 1 |  |  | no |  | no | Permanently Out Of Use | Not Marked/Tank Removed | 550 | Bare Steel | 2002-10-23 | Galvanized Steel | Safe Suction (Euro)
10000173 | 2 |  |  | no |  | no | Permanently Out Of Use | Empty | 1000 | Bare Steel | 2002-10-23
10000174 | 1 | Overfill Alarm | 2002-07-04 | no | 2002-07-04 | no | Currently in Use | Regular | 12000 | Composite | 2002-06-30 | Double-Walled Fiberglass | Pressurized
10000174 | 2A | Overfill Alarm | 2002-07-04 | no | 2002-07-04 | no | Currently in Use | Premium | 6000 | Composite | 2002-06-30 | Double-Walled Fiberglass | Pressurized
10000174 | 2B | Overfill Alarm | 2002-07-04 | no | 2002-07-04 | no | Currently in Use | Diesel | 4000 | Composite | 2002-06-30 | Double-Walled Fiberglass | Pressurized
10000174 | 2C | Overfill Alarm | 2002-07-04 | no | 2002-07-04 | no | Currently in Use | Diesel Off Road | 2000 | Composite | 2002-06-30 | Double-Walled Fiberglass | Pressurized
10000175 | 1A | Ball Float | 2002-06-06 | no | 2002-06-06 | no | Currently in Use | Premium | 6000 | Composite | 2002-06-05 |  | Pressurized
10000175 | 1B | Ball Float | 2002-06-06 | no | 2002-06-06 | no | Currently in Use | Diesel | 6000 | Composite | 2002-06-05 |  | Pressurized
10000175 | 2 | Ball Float | 2002-06-06 | no | 2002-06-06 | no | Currently in Use | Regular | 12000 | Composite | 2002-06-05 |  | Pressurized
10000176 | 1 |  | 2002-08-20 | no | 2002-08-20 | no | Currently in Use | Gas (Historical Use) | 20000 | Fiberglass Double Walled | 2002-07-11 | Double-Walled Fiberglass | Pressurized
10000176 | 2A |  | 2002-08-20 | no | 2002-08-20 | no | Currently in Use | Gas (Historical Use) | 8000 | Fiberglass Double Walled | 2002-07-11 | Double-Walled Fiberglass | Pressurized
10000176 | 2B |  | 2002-08-20 | no | 2002-08-20 | no | Currently in Use | Diesel | 8000 | Fiberglass Double Walled | 2002-07-11 | Double-Walled Fiberglass | Pressurized
10000178 | 1 |  |  | no |  | no | Removed from Ground | Gas (Historical Use) | 2500 | Bare Steel | 2002-08-23 | Bare Steel
10000178 | 2 |  |  | no |  | no | Removed from Ground | Gas (Historical Use) | 2500 | Bare Steel | 2002-08-23 | Bare Steel
10000178 | 3 |  |  | no |  | no | Removed from Ground | Gas (Historical Use) | 4000 | Not Marked/Unknown | 2002-10-07 | Bare Steel
10000178 | 4 |  |  | no |  | no | Removed from Ground | Gas (Historical Use) | 4000 | Bare Steel | 2002-10-07 | Bare Steel
10000182 | 1 |  |  | no |  | no | Removed from Ground | Gas (Historical Use) | 1000 | Bare Steel | 2002-10-22 | Bare Steel | Suction (American)
10000183 | 1A |  | 2002-04-20 | no | 2002-04-20 | no | Currently in Use | E-10 | 20000 | Fiberglass | 2002-04-22 | Fiberglass Reinforced Plastic | Pressurized
10000183 | 1B |  | 2002-04-20 | no | 2002-04-20 | no | Currently in Use | E-10 | 12000 | Fiberglass | 2002-04-22 | Fiberglass Reinforced Plastic | Pressurized
10000186 | 1 | Ball Float | 2002-04-19 | no | 2002-04-19 | no | Currently in Use | Gas (Historical Use) | 12000 | Fiberglass | 2002-03-08 | Double-Walled Fiberglass | Pressurized
10000186 | 2 | Ball Float | 2002-04-19 | no | 2002-04-19 | no | Currently in Use | Gas (Historical Use) | 10000 | Fiberglass | 2002-03-08 | Double-Walled Fiberglass | Pressurized
10000186 | 3 | Ball Float | 2002-04-19 | no | 2002-04-19 | no | Currently in Use | Diesel | 8000 | Fiberglass | 2002-03-08 | Double-Walled Fiberglass | Pressurized
10000190 | 1 |  |  | no |  | no | Removed from Ground | Gas (Historical Use) | 0 | Bare Steel | 1993-01-01
10000190 | 2 |  |  | no |  | no | Removed from Ground | Gas (Historical Use) | 0 | Bare Steel | 1993-01-01
10000190 | 3 |  |  | no |  | no | Removed from Ground | Gas (Historical Use) | 0 | Bare Steel | 1993-01-01
10000191 | 1A | Overfill Alarm | 2000-05-01 | no | 2000-05-01 | no | Currently in Use | E-10 | 8000 | Composite | 2000-05-01 | Fiberglass Reinforced Plastic | Pressurized
10000191 | 1B | Overfill Alarm | 2000-05-01 | no | 2000-05-01 | no | Currently in Use | Premium | 4000 | Composite | 2000-05-01 | Fiberglass Reinforced Plastic | Pressurized
10000192 | 1 | Ball Float | 2002-10-01 | no | 2002-10-01 | no | Currently in Use | Gas (Historical Use) | 12000 | Composite | 2002-10-01 | Fiberglass Reinforced Plastic | Pressurized
10000192 | 2 | Ball Float | 2002-10-01 | no | 2002-10-01 | no | Currently in Use | Gas (Historical Use) | 10000 | Composite | 2002-10-01 | Fiberglass Reinforced Plastic | Pressurized
10000192 | 3 | Ball Float | 2002-10-01 | no | 2002-10-01 | no | Currently in Use | Gas (Historical Use) | 6000 | Fiberglass | 2002-10-01 | Fiberglass Reinforced Plastic | Pressurized
10000192 | 4 | Ball Float | 2002-10-01 | no | 2002-10-01 | no | Currently in Use | Diesel | 6000 | Composite | 2002-10-01 | Fiberglass Reinforced Plastic | Pressurized
10000195 | 1 | Flapper Valve | 2002-08-01 | no | 2002-08-01 | no | Currently in Use | Gas (Historical Use) | 2500 | Fiberglass Double Walled | 2002-08-01 | Fiberglass Reinforced Plastic | Safe Suction (Euro)
10000195 | 2 | Flapper Valve | 2002-08-01 | no | 2002-08-01 | no | Currently in Use | Diesel | 2500 | Fiberglass Double Walled | 2002-08-01 | Fiberglass Reinforced Plastic | Safe Suction (Euro)
10000198 | 1 |  |  | no |  | no | Removed from Ground | Gas (Historical Use) | 1000 | Bare Steel | 1967-01-01
10000199 | 1 |  |  | no |  | no | Removed from Ground | Gas (Historical Use) | 1000 | Bare Steel | 2002-09-17 | Bare Steel
10000199 | 2 |  |  | no |  | no | Removed from Ground | Gas (Historical Use) | 1000 | Bare Steel | 2002-09-17 | Bare Steel
10000200 | 1 |  |  | no |  | no | Removed from Ground | Gas (Historical Use) | 0 | Unknown |  | Unknown
10000201 | 1 | Ball Float | 1998-07-14 | no | 1998-07-14 | no | Currently in Use | Gas (Historical Use) | 6000 | Galvanic (STIP-3) | 1998-07-01 | Double-Walled Flex | Pressurized
10000201 | 2 | Ball Float | 1998-07-14 | no | 1998-07-14 | no | Currently in Use | E-10 | 6000 | Galvanic (STIP-3) | 1998-07-01 | Double-Walled Flex | Pressurized
10000201 | 3 | Ball Float | 2004-03-26 | no | 2004-03-26 | no | Currently in Use | Diesel | 6000 | Galvanic (STIP-3) | 2004-03-26 | Double-Walled Flex | Pressurized
10000203 | 1 | Ball Float | 2002-06-06 | no | 2002-06-06 | no | Currently in Use | Regular | 12000 | Fiberglass | 2002-06-06 | Double-Walled Fiberglass | Pressurized
10000203 | 2 | Ball Float | 2002-06-06 | no | 2002-06-06 | no | Currently in Use | Premium | 12000 | Fiberglass | 2002-06-06 | Double-Walled Fiberglass | Pressurized
10000203 | 3 | Ball Float | 2002-06-06 | no | 2002-06-06 | no | Currently in Use | Diesel | 12000 | Fiberglass | 2002-06-06 | Double-Walled Fiberglass | Pressurized
10000204 | 1 | Ball Float | 2002-05-23 | no | 2002-05-23 | no | Currently in Use | Regular | 12000 | Fiberglass | 2002-04-11 | Double-Walled Fiberglass | Pressurized
10000204 | 2 | Ball Float | 2002-05-23 | no | 2002-05-23 | no | Currently in Use | Diesel | 12000 | Fiberglass | 2002-04-11 | Double-Walled Fiberglass | Pressurized
10000204 | 3 | Ball Float | 2002-05-23 | no | 2002-05-23 | no | Currently in Use | Premium | 12000 | Fiberglass | 2002-04-11 | Double-Walled Fiberglass | Pressurized
10000208 | 1 |  | 2002-11-01 | no | 2002-11-01 | no | Currently in Use | Gas (Historical Use) | 12000 | Composite | 2002-11-01 | Fiberglass Reinforced Plastic | Pressurized
10000208 | 2 |  | 2002-11-01 | no | 2002-11-01 | no | Currently in Use | Gas (Historical Use) | 10000 | Composite | 2002-11-01 | Fiberglass Reinforced Plastic | Pressurized
10000208 | 3 |  | 2002-11-01 | no | 2002-11-01 | no | Currently in Use | Diesel | 8000 | Composite | 2002-11-01 | Double-Walled Fiberglass | Pressurized
10000211 | 1 | Ball Float | 2002-08-14 | no | 2002-08-14 | no | Currently in Use | Premium | 10000 | Fiberglass | 2002-07-17 |  | Pressurized
10000211 | 2 | Ball Float | 2002-08-14 | no | 2002-08-14 | no | Currently in Use | Regular | 12000 | Fiberglass | 2002-07-17 |  | Pressurized
10000215 | 1 | Flapper Valve | 2002-12-19 | no | 2002-12-19 | no | Currently in Use | Regular | 20000 | Fiberglass Double Walled | 2002-12-19 | Double-Walled Fiberglass | Pressurized
10000215 | 2 | Flapper Valve | 2002-12-19 | no | 2002-12-19 | no | Currently in Use | Premium | 12000 | Fiberglass Double Walled | 2002-12-19 | Double-Walled Fiberglass | Pressurized
10000215 | 3 | Flapper Valve | 2002-12-19 | no | 2002-12-19 | no | Currently in Use | Diesel | 10000 | Fiberglass Double Walled | 2002-12-19 | Double-Walled Fiberglass | Pressurized
10000216 | 1 | Ball Float | 2002-07-01 | no | 2002-09-01 | no | Removed from Ground | Gas (Historical Use) | 20000 | Fiberglass Double Walled | 2002-07-01 | Double-Walled Fiberglass | Pressurized
10000216 | 2 | Ball Float | 2002-07-01 | no | 2002-09-01 | no | Removed from Ground | Gas (Historical Use) | 20000 | Fiberglass Double Walled | 2002-07-01 | Double-Walled Fiberglass | Pressurized
10000216 | 3 | Ball Float | 2002-07-01 | no | 2002-09-01 | no | Removed from Ground | Gas (Historical Use) | 12000 | Fiberglass Double Walled | 2002-07-01 | Double-Walled Fiberglass | Pressurized
10000219 | 1 | Ball Float | 2001-09-04 | no | 2001-09-04 | no | Temporarily out of use | Gas (Historical Use) | 15000 | Fiberglass Double Walled | 2001-09-04 | Double-Walled Flex | Pressurized
10000219 | 2A | Ball Float | 2001-09-04 | no | 2001-09-04 | no | Temporarily out of use | Gas (Historical Use) | 10000 | Fiberglass Double Walled | 2001-09-04 | Double-Walled Flex | Pressurized
10000219 | 2B | Ball Float | 2001-09-04 | no | 2001-09-04 | no | Temporarily out of use | Diesel | 5000 | Fiberglass Double Walled | 2001-09-04 | Double-Walled Flex | Pressurized
10000226 | 1 |  |  | no |  | no | Removed from Ground | Not Marked/Tank Removed | 4000 | Unknown | 2002-10-08
10000227 | 1 |  | 2002-11-01 | no | 2002-11-01 | no | Temporarily out of use | Gas (Historical Use) | 2500 | Fiberglass Double Walled | 2002-11-01 | Fiberglass Reinforced Plastic | Safe Suction (Euro)
10000228 | 1 |  |  | no |  | no | Removed from Ground | Gas (Historical Use) | 0 | Bare Steel |  | Unknown
10000230 | 1 | Ball Float | 2002-10-15 | no | 2002-10-15 | no | Currently in Use | E-10 | 6000 | Galvanic (STIP-3) | 2002-10-15 | Fiberglass Reinforced Plastic | Pressurized
10000230 | 2 | Ball Float | 2002-10-15 | no | 2002-10-15 | no | Currently in Use | E-10 | 3000 | Galvanic (STIP-3) | 2002-10-15 | Fiberglass Reinforced Plastic | Pressurized
10000230 | 3 | Ball Float | 2002-10-15 | no | 2002-10-15 | no | Currently in Use | Diesel | 3000 | Galvanic (STIP-3) | 2002-10-15 | Fiberglass Reinforced Plastic | Pressurized
10000231 | 1A |  | 2002-12-01 | no | 2002-12-01 | no | Currently in Use | Gas (Historical Use) | 12000 | Composite | 2002-11-01 | Fiberglass Reinforced Plastic | Pressurized
10000231 | 1B |  | 2002-12-01 | no | 2002-12-01 | no | Currently in Use | Gas (Historical Use) | 8000 | Composite | 2002-11-01 | Fiberglass Reinforced Plastic | Pressurized
10000231 | 2A |  | 2002-12-01 | no | 2002-12-01 | no | Currently in Use | Diesel | 12000 | Composite | 2002-11-01 | Fiberglass Reinforced Plastic | Pressurized
10000231 | 2B |  | 2002-12-01 | no | 2002-12-01 | no | Currently in Use | Diesel | 8000 | Composite | 2002-11-01 | Fiberglass Reinforced Plastic | Pressurized
10000231 | 3 |  | 2002-12-01 | no | 2002-12-01 | no | Currently in Use | Kerosene | 1000 | Composite | 2002-11-01 | Fiberglass Reinforced Plastic | Safe Suction (Euro)
10000232 | 1 | Ball Float | 2002-12-04 | no | 2002-12-04 | no | Currently in Use | Regular | 10000 | Fiberglass | 2002-12-04 | Fiberglass Reinforced Plastic | Pressurized
10000232 | 2A | Ball Float | 2002-12-04 | no | 2002-12-04 | no | Currently in Use | Premium | 3000 | Fiberglass | 2002-12-04 | Fiberglass Reinforced Plastic | Pressurized
10000232 | 2B | Ball Float | 2002-12-04 | no | 2002-12-04 | no | Currently in Use | Diesel | 3000 | Fiberglass | 2002-12-04 | Fiberglass Reinforced Plastic | Pressurized
10000235 | 1A | Ball Float | 2002-10-08 | no | 2002-10-07 | no | Currently in Use | Gas (Historical Use) | 20000 | Fiberglass Double Walled | 2002-10-02 | Double-Walled Fiberglass | Pressurized
10000235 | 1B | Ball Float | 2002-10-08 | no | 2002-10-08 | no | Currently in Use | Gas (Historical Use) | 8000 | Fiberglass Double Walled | 2002-10-08 | Double-Walled Fiberglass | Pressurized
10000236 | 1A |  | 2002-09-26 | no | 2002-09-26 | no | Currently in Use | Gas (Historical Use) | 20000 | Fiberglass Double Walled | 2002-09-26 | Fiberglass Reinforced Plastic | Pressurized
10000236 | 1B |  | 2002-09-26 | no | 2002-09-26 | no | Currently in Use | Gas (Historical Use) | 8000 | Fiberglass Double Walled | 2002-09-26 | Double-Walled Fiberglass | Pressurized
10000240 | 1 | Overfill Alarm | 1999-11-24 | no | 1999-11-24 | no | Currently in Use | Diesel | 10000 | Epoxy | 1999-11-24 | Double-Walled Fiberglass | Pressurized
10000240 | 2 | Overfill Alarm | 1999-11-24 | no | 1999-11-24 | no | Currently in Use | Gas (Historical Use) | 4000 | Epoxy | 1999-11-24 | Double-Walled Fiberglass | Pressurized
10000241 | 1 | Flapper Valve | 1997-10-17 | no | 1997-10-17 | no | Currently in Use | Diesel | 10000 | Epoxy | 1997-10-17 | Double-Walled Flex | Pressurized
10000241 | 2 | Flapper Valve | 1997-10-17 | no | 1997-10-17 | no | Currently in Use | Regular | 4000 | Epoxy | 1997-10-17 | Double-Walled Flex | Pressurized
10000244 | 1 | Overfill Alarm | 2002-10-15 | no | 2002-10-15 | no | Currently in Use | Gas (Historical Use) | 3000 | Fiberglass Double Walled | 2002-10-15 | Double-Walled Fiberglass | Pressurized
10000248 | 1 | Ball Float | 2002-06-14 | no | 2002-06-14 | no | Currently in Use | Regular | 12000 | Fiberglass | 2002-06-14 | Double-Walled Fiberglass | Pressurized
10000248 | 2 | Ball Float | 2002-06-14 | no | 2002-06-14 | no | Currently in Use | Premium | 12000 | Fiberglass | 2002-06-14 | Double-Walled Fiberglass | Pressurized
10000248 | 3 | Ball Float | 2002-06-14 | no | 2002-06-14 | no | Currently in Use | Diesel | 12000 | Fiberglass | 2002-06-14 | Double-Walled Fiberglass | Pressurized
10000249 | 1 | Ball Float | 2002-08-16 | no | 2002-08-16 | no | Currently in Use | Regular | 12000 | Fiberglass | 2002-08-05 | Double-Walled Fiberglass | Pressurized
10000249 | 2 | Ball Float | 2002-08-16 | no | 2002-08-16 | no | Currently in Use | Premium | 12000 | Fiberglass | 2002-08-05 | Double-Walled Fiberglass | Pressurized
10000249 | 3 | Ball Float | 2002-08-16 | no | 2002-08-16 | no | Currently in Use | Diesel | 15000 | Fiberglass | 2002-08-05 | Double-Walled Fiberglass | Pressurized
10000250 | 1 |  | 1999-09-01 | no | 1999-09-01 | no | Currently in Use | Gas (Historical Use) | 8000 | Fiberglass | 1999-09-01 | Double-Walled Fiberglass | Pressurized
10000250 | 2 |  | 1999-09-01 | no | 1999-09-01 | no | Currently in Use | Gas (Historical Use) | 8000 | Fiberglass | 1999-09-01 | Double-Walled Fiberglass | Pressurized
10000250 | 3 |  | 1999-09-01 | no | 1999-09-01 | no | Currently in Use | Diesel | 6000 | Fiberglass | 1999-09-01 | Double-Walled Fiberglass | Pressurized
10000251 | 1 | Flapper Valve | 2002-12-31 | no | 2002-12-31 | no | Currently in Use | Gas (Historical Use) | 12000 | Fiberglass Double Walled | 2002-12-31 | Double-Walled Fiberglass | Pressurized
10000256 | 1 |  |  | no |  | no | Removed from Ground | Gas (Historical Use) | 0 | Bare Steel
10000256 | 2 |  |  | no |  | no | Removed from Ground | Gas (Historical Use) | 0 | Bare Steel
10000257 | 1 |  |  | no |  | no | Removed from Ground | Gas (Historical Use) | 0 | Bare Steel | 1994-01-01
10000257 | 2 |  |  | no |  | no | Removed from Ground | Gas (Historical Use) | 0 | Bare Steel | 1994-01-01
10000259 | 1 |  | 2002-04-12 | no | 2002-04-12 | no | Currently in Use | Gas (Historical Use) | 8000 | Galvanic (STIP-3) | 2002-04-12 | Flex | Pressurized
10000261 | 1 |  | 2002-10-01 | no | 2002-10-01 | no | Currently in Use | Gas (Historical Use) | 12000 | Composite | 2002-10-01 | Double-Walled Flex | Pressurized
10000261 | 2 |  | 2002-10-01 | no | 2002-10-01 | no | Currently in Use | Gas (Historical Use) | 6000 | Composite | 2002-10-01 | Double-Walled Flex | Pressurized
10000264 | 1A |  | 2002-08-29 | no | 2002-08-29 | no | Currently in Use | Gas (Historical Use) | 20000 | Fiberglass Double Walled | 2002-08-22 | Double-Walled Fiberglass | Pressurized
10000264 | 1B |  | 2002-08-29 | no | 2002-08-29 | no | Currently in Use | Gas (Historical Use) | 8000 | Fiberglass Double Walled | 2002-08-22 | Double-Walled Fiberglass | Pressurized
10000265 | 1 | Ball Float | 2002-09-25 | no | 2002-09-25 | no | Currently in Use | Gas (Historical Use) | 20000 | Fiberglass Double Walled | 2002-09-12 | Double-Walled Fiberglass | Pressurized
10000265 | 2A | Ball Float | 2002-09-25 | no | 2002-09-25 | no | Currently in Use | Gas (Historical Use) | 8000 | Fiberglass Double Walled | 2002-09-12 | Double-Walled Fiberglass | Pressurized
10000265 | 2B | Ball Float | 2002-09-25 | no | 2002-09-25 | no | Currently in Use | Diesel | 8000 | Fiberglass Double Walled | 2002-09-12 | Double-Walled Fiberglass | Pressurized
10000269 | 1 |  | 2002-03-08 | no | 2002-03-08 | no | Currently in Use | Diesel | 12000 | Fiberglass | 2002-03-08 | Fiberglass Reinforced Plastic | Pressurized
10000273 | 1A | Ball Float | 2002-12-01 | no | 2002-12-01 | no | Currently in Use | Gas (Historical Use) | 11000 | Composite | 2002-11-01 | Fiberglass Reinforced Plastic | Pressurized
10000273 | 2 | Ball Float | 2002-12-01 | no | 2002-12-01 | no | Currently in Use | Gas (Historical Use) | 4000 | Composite | 2002-11-01 | Fiberglass Reinforced Plastic | Pressurized
10000274 | 1 |  |  | no |  | no | Removed from Ground | Empty | 5000 | Bare Steel | 2002-08-01 | Bare Steel | Gravity Fed
10000274 | 2 |  |  | no |  | no | Removed from Ground | Empty | 5000 | Bare Steel | 2002-08-01 | Bare Steel | Gravity Fed
10000274 | 3 |  |  | no |  | no | Removed from Ground | Empty | 500 | Bare Steel | 2002-08-01 | Bare Steel | Gravity Fed
10000274 | 4 |  |  | no |  | no | Removed from Ground | Empty | 500 | Galvanic (STIP-3) | 2002-08-01 | Bare Steel | Gravity Fed
10000274 | 5 |  |  | no |  | no | Removed from Ground | Empty | 500 | Bare Steel | 2002-08-01 | Bare Steel | Gravity Fed
10000275 | 1 |  |  | no |  | no | Closed in Ground | Gas (Historical Use) | 2000 | Unknown | 2002-10-09 | Unknown
10000276 | T1 |  |  | no |  | no | Removed from Ground | Gas (Historical Use) | 6000 | Unknown | 2002-10-23 | Unknown
10000276 | T2 |  |  | no |  | no | Removed from Ground | Gas (Historical Use) | 6000 | Unknown | 2002-10-23
10000276 | T3 |  |  | no |  | no | Removed from Ground | Gas (Historical Use) | 6000 | Unknown | 2002-10-23
10000276 | T4 |  |  | no |  | no | Removed from Ground | Gas (Historical Use) | 6000 | Unknown | 2002-10-23
10000276 | T5 |  |  | no |  | no | Removed from Ground | Used Oil | 300 | Unknown | 2002-10-23
10000277 | 1 |  |  | no |  | no | Removed from Ground | Diesel | 1000 | Bare Steel | 2003-02-07
10000279 | 1 |  |  | no |  | no | Removed from Ground | Diesel | 1000 | Fiberglass | 2003-02-07 | Unknown
10000280 | 1 |  |  | no |  | no | Removed from Ground | Gas (Historical Use) | 3000 | Unknown | 2003-02-07
10000280 | 2 |  |  | no |  | no | Removed from Ground | Gas (Historical Use) | 3000 | Unknown | 2003-02-07
10000281 | 1 |  |  | no |  | no | Closed in Ground | Diesel | 250 | Unknown | 2002-12-19
10000282 | 0 |  |  | no |  | no | Removed from Ground | Not Marked/Tank Removed | 0 | Not Marked/Unknown
10000282 | 1 |  |  | no |  | no | Removed from Ground | Not Marked/Tank Removed | 1000 | Unknown | 2014-05-20 | Unknown
10000282 | 2 |  |  | no |  | no | Removed from Ground | Not Marked/Tank Removed | 1000 | Unknown | 2014-05-21 | Unknown
10000283 | 1 |  |  | no |  | no | Removed from Ground | Not Marked/Tank Removed | 20000 | Bare Steel | 2002-07-24
10000286 | 1 |  |  | no |  | no | Removed from Ground | Not Marked/Tank Removed | 1500 | Unknown | 2003-01-24
10000287 | 1 | Ball Float | 2004-06-13 | no | 2004-06-13 | no | Currently in Use | Gas (Historical Use) | 12000 | Fiberglass | 2004-06-02 | Fiberglass Reinforced Plastic | Pressurized
10000287 | 2 | Ball Float | 2004-06-13 | no | 2004-06-13 | no | Currently in Use | Gas (Historical Use) | 10000 | Fiberglass | 2004-06-02 | Fiberglass Reinforced Plastic | Pressurized
10000292 | 1 |  |  | no |  | no | Removed from Ground | Gas (Historical Use) | 1762 | Bare Steel | 2002-06-13 | Bare Steel | Suction (American)
10000293 | 1 |  |  | no |  | no | Removed from Ground | Used Oil | 500 | Bare Steel | 2002-10-02
10000293 | 2 |  |  | no |  | no | Removed from Ground | Gas (Historical Use) | 500 | Bare Steel | 2002-10-02
10000293 | 3 |  |  | no |  | no | Removed from Ground | Gas (Historical Use) | 500 | Bare Steel | 2002-10-02
10000294 | 1 |  |  | no |  | no | Removed from Ground | Diesel | 3000 | Cathodically Protected Steel | 2002-10-01
10000297 | 1A | Overfill Alarm | 2003-01-23 | no | 2003-01-23 | no | Currently in Use | Gas (Historical Use) | 20000 | Fiberglass Double Walled | 2002-12-19 | Double-Walled Fiberglass | Pressurized
10000297 | 1B | Overfill Alarm | 2003-01-23 | no | 2003-01-23 | no | Currently in Use | Gas (Historical Use) | 8000 | Fiberglass Double Walled | 2002-12-12 | Double-Walled Fiberglass | Pressurized
10000298 | 1 |  | 2002-07-15 | no | 2002-07-15 | no | Currently in Use | Gas (Historical Use) | 12000 | Fiberglass | 2002-07-11 | Double-Walled Flex | Pressurized
10000298 | 2 |  | 2002-07-15 | no | 2002-07-15 | no | Currently in Use | Gas (Historical Use) | 10000 | Fiberglass | 2002-07-11 | Double-Walled Flex | Pressurized
10000298 | 3 |  | 2002-07-15 | no | 2002-07-15 | no | Currently in Use | Diesel | 4000 | Fiberglass | 2002-07-11 | Double-Walled Flex | Pressurized
10000300 | 1A | Flapper Valve | 2000-09-14 | no | 2000-09-14 | no | Currently in Use | E-10 | 8000 | Composite | 2000-09-14 | Fiberglass Reinforced Plastic | Pressurized
10000300 | 1B | Flapper Valve | 2000-09-14 | no | 2000-09-14 | no | Currently in Use | Diesel | 4000 | Composite | 2000-09-14 | Fiberglass Reinforced Plastic | Pressurized
10000303 | 1A | Ball Float | 2002-02-15 | no | 2002-02-15 | no | Currently in Use | Gas (Historical Use) | 20000 | Fiberglass Double Walled | 2002-02-15 | Double-Walled Fiberglass | Pressurized
10000303 | 1B | Ball Float | 2002-02-15 | no | 2002-02-15 | no | Currently in Use | Gas (Historical Use) | 8000 | Fiberglass Double Walled | 2002-02-15 | Double-Walled Fiberglass | Pressurized
10000307 | 1 | Ball Float | 2002-04-01 | no | 2002-04-01 | no | Currently in Use |  | 10800 | Composite | 2002-04-01 | Double-Walled Fiberglass | Pressurized
10000308 | 1 |  | 2002-08-01 | no | 2002-08-01 | no | Currently in Use | Gas (Historical Use) | 20000 | Fiberglass Double Walled | 2002-04-21 | Secondary Containment | Pressurized
10000308 | 2 |  | 2002-08-01 | no | 2002-08-01 | no | Currently in Use | Gas (Historical Use) | 20000 | Fiberglass Double Walled | 2002-07-21 | Secondary Containment | Pressurized
10000308 | 3 |  | 2002-08-01 | no | 2002-08-01 | no | Currently in Use | Gas (Historical Use) | 12000 | Fiberglass Double Walled | 2002-07-21 | Secondary Containment | Pressurized
10000308 | 4A | Flapper Valve | 2016-07-15 | no |  | no | Currently in Use | Gas (Historical Use) | 10000 | Fiberglass Double Walled | 2016-07-15 | Double-Walled Flex | Pressurized
10000308 | 4B | Flapper Valve | 2016-07-15 | no |  | no | Currently in Use | Diesel | 120000 | Fiberglass Double Walled | 2016-07-15 | Double-Walled Flex | Pressurized
10000309 | 1 | Ball Float | 1999-12-01 | no | 1999-12-01 | no | Currently in Use | Gas (Historical Use) | 10000 | Fiberglass Double Walled | 1999-12-01 | Double-Walled Fiberglass | Pressurized
10000309 | 2 | Ball Float | 1999-12-01 | no | 1999-12-01 | no | Currently in Use | Gas (Historical Use) | 10000 | Fiberglass Double Walled | 1999-12-01 | Double-Walled Fiberglass | Pressurized
10000311 | 1 | Ball Float | 2003-02-28 | no | 2003-02-28 | no | Currently in Use | Gas (Historical Use) | 15000 | Epoxy | 2003-02-28 | Fiberglass Reinforced Plastic | Pressurized
10000311 | 2 | Ball Float | 2003-02-28 | no | 2003-02-28 | no | Currently in Use | Gas (Historical Use) | 12000 | Epoxy | 2003-02-28 | Fiberglass Reinforced Plastic | Pressurized
10000311 | 3 | Ball Float | 2003-02-28 | no | 2003-02-28 | no | Currently in Use | Diesel | 8000 | Epoxy | 2003-02-28 | Fiberglass Reinforced Plastic | Pressurized
10000311 | 4A | Ball Float | 2003-02-28 | no | 2003-02-28 | no | Currently in Use | Diesel | 6000 | Epoxy | 2003-02-28 | Fiberglass Reinforced Plastic | Pressurized
10000311 | 4B | Ball Float | 2003-02-28 | no | 2003-02-28 | no | Currently in Use | Kerosene | 4000 | Epoxy | 2003-02-28 | Fiberglass Reinforced Plastic | Pressurized
10000314 | 1 | Ball Float | 2003-03-19 | no | 2002-12-22 | no | Currently in Use | Gas (Historical Use) | 12000 | Fiberglass | 2002-12-15 | Fiberglass Reinforced Plastic | Pressurized
10000314 | 2 | Ball Float | 2003-03-19 | no | 2002-12-22 | no | Currently in Use | Gas (Historical Use) | 8000 | Fiberglass | 2002-12-15 | Fiberglass Reinforced Plastic | Pressurized
10000314 | 3 | Ball Float | 2003-03-19 | no | 2002-12-22 | no | Currently in Use | Diesel | 8000 | Fiberglass | 2002-12-15 | Fiberglass Reinforced Plastic | Pressurized
10000314 | 4 | Ball Float | 2003-03-19 | no | 2002-12-22 | no | Currently in Use | Kerosene | 1000 | Fiberglass | 2002-12-15 | Fiberglass Reinforced Plastic | Pressurized
10000317 | 1 | Ball Float | 2002-10-25 | no | 2002-10-25 | no | Currently in Use | Regular | 12000 | Fiberglass | 2002-08-16 | Double-Walled Fiberglass | Pressurized
10000317 | 2 | Ball Float | 2002-10-25 | no | 2002-10-25 | no | Currently in Use | Premium | 12000 | Fiberglass Double Walled | 2002-10-25 | Double-Walled Fiberglass | Pressurized
10000317 | 3 | Ball Float | 2002-10-25 | no | 2002-10-25 | no | Currently in Use | Diesel | 12000 | Fiberglass | 2002-08-16 | Double-Walled Fiberglass | Pressurized
10000318 | 1 | Ball Float | 2003-03-01 | no | 2003-03-01 | no | Currently in Use | Regular | 10000 | Fiberglass | 2001-12-01 | Double-Walled Fiberglass | Pressurized
10000318 | 2 | Ball Float | 2003-03-01 | no | 2003-03-01 | no | Currently in Use | Premium | 10000 | Fiberglass | 2001-12-01 | Double-Walled Fiberglass | Pressurized
10000320 | 1A |  | 2003-03-25 | no | 2003-03-25 | no | Currently in Use | Gas (Historical Use) | 10000 | Epoxy | 2003-03-25 | Fiberglass Reinforced Plastic | Pressurized
10000320 | 1B |  | 2003-03-25 | no | 2003-03-25 | no | Currently in Use | Gas (Historical Use) | 5000 | Epoxy | 2003-03-25 | Fiberglass Reinforced Plastic | Pressurized
10000321 | 1 | Ball Float | 2002-07-16 | no | 2002-07-16 | no | Currently in Use | Gas (Historical Use) | 12000 | Composite | 2002-07-16 | Double-Walled Flex | Pressurized
10000321 | 2A | Ball Float | 2002-07-16 | no | 2002-07-16 | no | Currently in Use | Gas (Historical Use) | 8000 | Composite | 2002-07-16 | Double-Walled Flex | Pressurized
10000321 | 2B | Ball Float | 2002-07-16 | no | 2002-07-16 | no | Currently in Use | Diesel | 4000 | Composite | 2002-07-16 | Double-Walled Flex | Pressurized
10000324 | 1A |  | 2002-05-01 | no | 2002-05-01 | no | Removed from Ground | Gas (Historical Use) | 4000 | Cathodically Protected Steel | 2002-05-01 | Fiberglass Reinforced Plastic | Pressurized
10000324 | 1B |  | 2002-05-01 | no | 2002-05-01 | no | Removed from Ground | Gas (Historical Use) | 2000 | Cathodically Protected Steel | 2002-05-01 | Fiberglass Reinforced Plastic | Pressurized
10000324 | 1C |  | 2002-05-01 | no | 2002-05-01 | no | Removed from Ground | Gas (Historical Use) | 2000 | Cathodically Protected Steel | 2002-05-01 | Fiberglass Reinforced Plastic | Pressurized
10000325 | 1 | Ball Float | 2002-10-16 | no | 2002-10-16 | no | Currently in Use | Diesel | 12000 | Fiberglass | 2002-10-04 | Double-Walled Fiberglass | Pressurized
10000325 | 2 | Ball Float | 2002-10-16 | no | 2002-10-16 | no | Currently in Use | Gas (Historical Use) | 12000 | Fiberglass | 2002-10-04 | Double-Walled Fiberglass | Pressurized
10000325 | 3 | Ball Float | 2002-10-16 | no | 2002-10-16 | no | Currently in Use | Gas (Historical Use) | 12000 | Fiberglass | 2002-10-04 | Double-Walled Fiberglass | Pressurized
10000331 | 1 | Flapper Valve | 2003-02-01 | no | 2003-02-01 | no | Currently in Use | Premium | 6000 | Composite | 2003-02-01 |  | Pressurized
10000331 | 2 | Flapper Valve | 2003-02-01 | no | 2003-02-01 | no | Currently in Use | E-10 | 15000 | Composite | 2003-02-01 | Double Walled/Sec. Containment | Pressurized
10000331 | 3 | Flapper Valve | 2003-02-01 | no | 2003-02-01 | no | Currently in Use | Diesel | 10000 | Composite | 2003-02-01 |  | Pressurized
10000334 | 1 |  | 2001-11-01 | no | 2001-11-01 | no | Currently in Use | Diesel | 12000 | Fiberglass Double Walled | 2001-11-01 | Double-Walled Fiberglass | Safe Suction (Euro)
10000335 | 1 |  |  | no |  | no | Removed from Ground | Not Marked/Tank Removed | 4000 | Bare Steel | 2002-12-18
10000335 | 2 |  |  | no |  | no | Removed from Ground | Not Marked/Tank Removed | 5200 | Bare Steel | 2002-12-18
10000335 | 3 |  |  | no |  | no | Removed from Ground | Not Marked/Tank Removed | 5200 | Bare Steel | 2002-12-18
10000336 | 1 | Flapper Valve | 2003-03-07 | no | 2003-03-07 | no | Currently in Use | Regular | 20000 | Fiberglass Double Walled | 2003-03-05 |  | Pressurized
10000336 | 2A | Flapper Valve | 2003-03-07 | no | 2003-03-07 | no | Currently in Use | Regular | 8000 | Fiberglass Double Walled | 2003-03-05 |  | Pressurized
10000336 | 2B | Flapper Valve | 2003-03-07 | no | 2003-03-07 | no | Currently in Use | Premium | 12000 | Fiberglass Double Walled | 2003-03-05 |  | Pressurized
10000337 | 1 |  | 2003-04-09 | no | 2003-04-09 | no | Currently in Use | Regular | 20000 | Fiberglass Double Walled | 2003-03-03 | Double-Walled Fiberglass | Pressurized
10000337 | 2 |  | 2003-04-09 | no | 2003-04-09 | no | Currently in Use | Premium | 20000 | Fiberglass Double Walled | 2003-03-03 | Double-Walled Fiberglass | Pressurized
10000338 | 1 | Overfill Alarm | 2003-04-01 | no | 2003-04-01 | no | Currently in Use | Diesel | 100 | Galvanic (STIP-3) | 1988-01-01 | Galvanized Steel | Safe Suction (Euro)
10000339 | 1 | Flapper Valve |  | no |  | no | Removed from Ground | Diesel | 4000 | Galvanic (STIP-3) | 1990-01-01 | Galvanized Steel | Safe Suction (Euro)
10000341 | 1 |  |  | no |  | no | Removed from Ground | Diesel | 100 | Cathodically Protected Steel | 1987-01-01 | Copper
10000345 | 1 |  |  | no |  | no | Removed from Ground | Diesel | 3000 | Bare Steel | 1980-01-01
10000346 | 1 |  | 2003-01-09 | no | 2003-01-09 | no | Currently in Use | Gas (Historical Use) | 12000 | Fiberglass | 2003-01-09 | Double-Walled Fiberglass | Pressurized
10000346 | 2 |  | 2003-01-09 | no | 2003-01-09 | no | Currently in Use | Gas (Historical Use) | 12000 | Fiberglass | 2003-01-09 | Double-Walled Fiberglass | Pressurized
10000346 | 3 |  | 2003-01-09 | no | 2003-01-09 | no | Currently in Use | Diesel | 15000 | Fiberglass | 2003-01-09 | Double-Walled Fiberglass | Pressurized
10000347 | 1 | Ball Float | 2002-12-16 | no | 2002-12-16 | no | Currently in Use | Gas (Historical Use) | 12000 | Fiberglass | 2002-12-16 | Double-Walled Fiberglass | Pressurized
10000347 | 2 | Ball Float | 2002-12-16 | no | 2002-12-16 | no | Currently in Use | Gas (Historical Use) | 12000 | Fiberglass | 2002-12-16 | Double-Walled Fiberglass | Pressurized
10000347 | 3 | Ball Float | 2002-12-16 | no | 2002-12-16 | no | Currently in Use | Diesel | 12000 | Fiberglass | 2002-12-16 | Double-Walled Fiberglass | Pressurized
10000349 | 1 |  |  | no |  | no | Removed from Ground | Gas (Historical Use) | 0 | Unknown
10000352 | 1 |  | 2003-04-01 | no | 2003-04-01 | no | Currently in Use | Gas (Historical Use) | 20000 | Fiberglass Double Walled | 2003-02-27 | Double-Walled Fiberglass | Pressurized
10000352 | 2A |  | 2003-04-01 | no | 2003-04-01 | no | Currently in Use | Gas (Historical Use) | 8000 | Fiberglass Double Walled | 2003-02-27 | Double-Walled Fiberglass | Pressurized
10000352 | 2B |  | 2003-04-01 | no | 2003-04-01 | no | Currently in Use | Diesel | 8000 | Fiberglass Double Walled | 2003-02-27 | Double-Walled Fiberglass | Pressurized
10000353 | 1 |  | 2003-05-16 | no | 2003-05-16 | no | Currently in Use | Diesel | 5000 | Composite | 1991-01-01 | Double Walled | Pressurized
10000353 | 2 |  | 2003-05-16 | no | 2003-05-16 | no | Currently in Use | Diesel | 5000 | Composite | 1991-01-01 | Double Walled | Pressurized
10000355 | 1 |  | 2002-10-01 | no | 2002-10-01 | no | Currently in Use | Gas (Historical Use) | 20000 | Fiberglass Double Walled | 2002-09-01 | Double-Walled Flex | Pressurized
10000355 | 2 |  | 2002-10-01 | no | 2002-10-01 | no | Currently in Use | Gas (Historical Use) | 20000 | Fiberglass Double Walled | 2002-09-01 | Double-Walled Flex | Pressurized
10000355 | 3 |  | 2002-10-01 | no | 2002-10-01 | no | Currently in Use | Gas (Historical Use) | 12000 | Fiberglass Double Walled | 2002-09-01 | Double-Walled Flex | Pressurized
10000355 | 4A |  | 2016-08-24 | no | 2016-08-24 | no | Currently in Use | Diesel | 12000 | Fiberglass Double Walled | 2016-08-19 | Double-Walled Flex | Pressurized
10000355 | 4B |  | 2016-08-24 | no | 2016-08-24 | no | Currently in Use | E-10 | 10000 | Fiberglass Double Walled | 2016-08-19 | Double-Walled Flex | Pressurized
10000359 | 1 |  |  | no |  | no | Removed from Ground | Gas (Historical Use) | 2000 | Bare Steel | 2003-04-29 | Bare Steel | Safe Suction (Euro)
10000359 | 2 |  |  | no |  | no | Removed from Ground | Gas (Historical Use) | 2000 | Bare Steel | 2003-04-29 | Bare Steel | Safe Suction (Euro)
10000359 | 3 |  |  | no |  | no | Removed from Ground | Gas (Historical Use) | 2000 | Bare Steel | 2003-04-29 | Bare Steel | Safe Suction (Euro)
10000360 | 1 |  |  | no |  | no | Removed from Ground | Diesel | 8000 | Bare Steel | 2003-04-18 | Bare Steel
10000360 | 2 |  |  | no |  | no | Removed from Ground | Diesel | 6000 | Bare Steel | 2003-04-18 | Bare Steel
10000360 | 3 |  |  | no |  | no | Removed from Ground | Diesel | 1000 | Bare Steel | 2003-04-18 | Bare Steel
10000360 | 4 |  |  | no |  | no | Permanently Out Of Use | Used Oil | 0 | Bare Steel | 2003-03-18
10000362 | 1 |  |  | no |  | no | Removed from Ground | Used Oil | 500 | Bare Steel | 2003-03-19
10000364 | T-1 |  |  | no |  | no | Removed from Ground | Gas (Historical Use) | 6000 | Bare Steel | 2003-03-26 | Galvanized Steel
10000364 | T-2 |  |  | no |  | no | Removed from Ground | Gas (Historical Use) | 6000 | Bare Steel | 2003-03-26 | Galvanized Steel
10000367 | 1 |  |  | no |  | no | Removed from Ground | Diesel | 100 | Cathodically Protected Steel | 1987-01-01 | Copper | Safe Suction (Euro)
10000368 | 1 |  |  | no |  | no | Removed from Ground | Not Marked/Tank Removed | 0 | Unknown
10000369 | 1 |  |  | no |  | no | Removed from Ground | Diesel | 1000 | Unknown | 1988-01-01
10000373 | 1 | Ball Float | 2002-10-11 | no | 2002-10-11 | no | Currently in Use | Gas (Historical Use) | 12000 | Fiberglass | 2002-10-10 | Double-Walled Fiberglass | Pressurized
10000373 | 2A | Ball Float | 2002-10-11 | no | 2002-10-11 | no | Currently in Use | Gas (Historical Use) | 6000 | Fiberglass | 2002-10-10 | Double-Walled Fiberglass | Pressurized
10000373 | 2B | Ball Float | 2002-10-11 | no | 2002-10-11 | no | Currently in Use | Diesel | 6000 | Fiberglass | 2002-10-10 | Double-Walled Fiberglass | Pressurized
10000374 | 1 | Ball Float | 2003-01-14 | no | 2003-01-14 | no | Currently in Use | Gas (Historical Use) | 12000 | Fiberglass | 2003-01-14 | Double-Walled Fiberglass | Pressurized
10000374 | 2 | Ball Float | 2003-01-14 | no | 2003-01-14 | no | Currently in Use | Gas (Historical Use) | 12000 | Fiberglass | 2003-01-14 | Double-Walled Fiberglass | Pressurized
10000374 | 3 | Ball Float | 2003-01-14 | no | 2003-01-14 | no | Currently in Use | Diesel | 12000 | Fiberglass | 2003-01-14 | Double-Walled Fiberglass | Pressurized
10000375 | 1 | Ball Float | 2003-02-14 | no | 2003-02-14 | no | Currently in Use | Gas (Historical Use) | 12000 | Fiberglass | 2003-02-14 | Double-Walled Fiberglass | Pressurized
10000375 | 2 | Ball Float | 2003-02-14 | no | 2003-02-14 | no | Currently in Use | Gas (Historical Use) | 12000 | Fiberglass | 2003-02-14 | Double-Walled Fiberglass | Pressurized
10000375 | 3 | Ball Float | 2003-02-14 | no | 2003-02-14 | no | Currently in Use | Diesel | 12000 | Fiberglass | 2003-02-14 | Double-Walled Fiberglass | Pressurized
10000376 | 1 |  |  | no |  | no | Removed from Ground | Gas (Historical Use) | 5000 | Unknown | 2003-06-26 | Double-Walled Fiberglass | Safe Suction (Euro)
10000377 | 1 |  | 2003-06-10 | no | 2003-06-10 | no | Currently in Use | Diesel | 30000 | Epoxy | 2003-06-10 | Double-Walled Fiberglass | Pressurized
10000378 | 1 |  | 2003-01-01 | no | 2003-01-01 | no | Currently in Use | Gas (Historical Use) | 20000 | Fiberglass Double Walled | 2002-12-02 | Double-Walled Flex | Pressurized
10000378 | 2 |  | 2003-01-01 | no | 2003-01-01 | no | Currently in Use | Gas (Historical Use) | 20000 | Fiberglass Double Walled | 2002-12-01 | Double-Walled Flex | Pressurized
10000378 | 3 |  | 2003-01-01 | no | 2003-01-01 | no | Currently in Use | Gas (Historical Use) | 12000 | Fiberglass Double Walled | 2002-12-01 | Double-Walled Flex | Pressurized
10000378 | 4A |  | 2015-01-30 | no | 2015-01-30 | no | Temporarily out of use |  | 10000 | Fiberglass Double Walled | 2015-01-22 | Double-Walled Flex
10000378 | 4B |  | 2015-01-30 | no | 2015-01-30 | no | Currently in Use | Diesel | 9500 | Fiberglass Double Walled | 2015-01-22 | Double-Walled Flex | Pressurized
10000379 | 1 | Ball Float | 2003-02-10 | no | 2003-02-10 | no | Currently in Use | Regular | 12000 | Fiberglass | 2003-02-07 | Double-Walled Fiberglass | Pressurized
10000379 | 2 | Ball Float | 2003-02-10 | no | 2003-02-10 | no | Currently in Use | Premium | 12000 | Fiberglass | 2003-02-07 | Double-Walled Fiberglass | Pressurized
10000379 | 3 | Ball Float | 2003-02-10 | no | 2003-02-10 | no | Currently in Use | Diesel | 12000 | Fiberglass | 2003-02-07 | Double-Walled Fiberglass | Pressurized
10000380 | 1 | Ball Float | 2003-01-23 | no | 2003-01-23 | no | Currently in Use | Diesel | 3000 | Fiberglass Double Walled | 2002-01-21 | Double-Walled Fiberglass | Suction (American)
10000381 | 1 |  |  | no |  | no | Removed from Ground | Not Marked/Tank Removed | 0 | Unknown
10000382 | 1 |  | 1997-03-06 | no | 1997-03-06 | no | Currently in Use | Gas (Historical Use) | 8000 | Epoxy | 1997-03-06 | Fiberglass Reinforced Plastic | Suction (American)
10000382 | 2 |  | 1997-03-06 | no | 1997-03-06 | no | Currently in Use | Gas (Historical Use) | 4000 | Epoxy | 1997-03-06 | Fiberglass Reinforced Plastic | Suction (American)
10000383 | 1A |  | 1999-07-26 | no | 1999-07-26 | no | Currently in Use | Gas (Historical Use) | 8000 | Epoxy Double-Walled | 1999-07-26 | Fiberglass Reinforced Plastic | Suction (American)
10000383 | 1B |  | 1999-07-26 | no | 1999-07-26 | no | Currently in Use | Diesel | 6000 | Epoxy Double-Walled | 1999-07-26 | Fiberglass Reinforced Plastic | Suction (American)
10000383 | 2 |  | 1999-07-26 | no | 1999-07-26 | no | Currently in Use | Diesel | 30000 | Epoxy Double-Walled | 1999-07-26 | Fiberglass Reinforced Plastic | Suction (American)
10000383 | 3 |  | 1999-07-26 | no | 1999-07-26 | no | Currently in Use | Gas (Historical Use) | 4000 | Epoxy Double-Walled | 1999-07-26 | Fiberglass Reinforced Plastic | Suction (American)
10000386 | 1 |  | 2003-05-30 | no | 2003-05-30 | no | Removed from Ground | Gas (Historical Use) | 20000 | Tank Jacket Double Walled | 2003-04-28 | Double-Walled Flex | Pressurized
10000386 | 2 |  | 2003-05-30 | no | 2003-05-30 | no | Removed from Ground | Gas (Historical Use) | 20000 | Tank Jacket Double Walled | 2003-04-28 | Double-Walled Flex | Pressurized
10000387 | 1 |  |  | no |  | no | Removed from Ground | Gas (Historical Use) | 0 | Unknown | 1969-01-01
10000388 | 1 |  |  | no |  | no | Removed from Ground | Gas (Historical Use) | 6000 | Bare Steel | 2003-05-27 | Bare Steel
10000388 | 2 |  |  | no |  | no | Removed from Ground | Gas (Historical Use) | 6000 | Bare Steel | 2003-05-27 | Bare Steel
10000388 | 3 |  |  | no |  | no | Removed from Ground | Gas (Historical Use) | 6000 | Bare Steel | 2003-05-27 | Bare Steel
10000388 | 4 |  |  | no |  | no | Removed from Ground | Diesel | 8000 | Bare Steel | 2003-05-27 | Bare Steel
10000390 | 1 |  |  | no |  | no | Removed from Ground | Diesel | 300 | Unknown | 2004-04-27 | Unknown
10000391 | 1 |  |  | no |  | no | Closed in Ground | Diesel | 300 | Unknown | 2003-07-23 | Unknown
10000392 | 1 |  |  | no |  | no | Removed from Ground | Diesel | 300 | Unknown | 2004-04-27 | Unknown
10000393 | 1 |  |  | no |  | no | Removed from Ground | Diesel | 300 | Unknown | 2004-01-15 | Unknown
10000394 | 1 | Overfill Alarm | 2003-06-01 | no | 2003-06-01 | no | Currently in Use | Diesel | 12000 | Fiberglass Double Walled | 2003-05-01 | Double-Walled Fiberglass | Pressurized
10000396 | 1 |  |  | no |  | no | Removed from Ground | Gas (Historical Use) | 1000 | Bare Steel | 1966-01-01 | Bare Steel
10000396 | 2 |  |  | no |  | no | Removed from Ground | Gas (Historical Use) | 1000 | Bare Steel | 1966-01-01 | Bare Steel
10000397 | 1 | Flapper Valve | 2002-11-11 | no | 2002-11-11 | no | Currently in Use | Regular | 12000 | Composite | 2002-11-08 | Fiberglass Reinforced Plastic | Pressurized
10000397 | 2 | Flapper Valve | 2002-11-11 | no | 2002-11-11 | no | Currently in Use | Premium | 4000 | Composite | 2002-11-08 | Fiberglass Reinforced Plastic | Pressurized
10000397 | 3 | Flapper Valve | 2002-11-11 | no | 2002-11-11 | no | Currently in Use | Diesel | 4000 | Composite | 2002-11-11 | Fiberglass Reinforced Plastic | Pressurized
10000398 | 1 |  | 2003-01-01 | no | 2003-01-01 | no | Currently in Use | Gas (Historical Use) | 12000 | Epoxy | 2003-01-01 | Fiberglass Reinforced Plastic | Pressurized
10000398 | 2 |  | 2003-01-01 | no | 2003-01-01 | no | Currently in Use | Gas (Historical Use) | 10000 | Epoxy | 2003-01-01 | Fiberglass Reinforced Plastic | Pressurized
10000398 | 3 |  | 2003-01-01 | no | 2003-01-01 | no | Currently in Use | Diesel | 6000 | Epoxy | 2003-01-01 | Fiberglass Reinforced Plastic | Pressurized
10000399 | 1 |  | 1997-01-01 | no | 1997-01-01 | yes | Temporarily out of use | Gas (Historical Use) | 6000 | Cathodically Protected Steel | 1991-05-01 | Fiberglass Reinforced Plastic | Safe Suction (Euro)
10000399 | 2 |  | 1997-01-01 | no | 1997-01-01 | yes | Temporarily out of use | Diesel | 6000 | Cathodically Protected Steel | 1991-05-10 | Fiberglass Reinforced Plastic | Safe Suction (Euro)
10000399 | 3 |  | 1997-01-01 | no | 1997-01-01 | yes | Temporarily out of use | Gas (Historical Use) | 3000 | Cathodically Protected Steel | 1991-05-10 | Fiberglass Reinforced Plastic | Safe Suction (Euro)
10000401 | 1 |  | 1998-07-01 | no | 1998-07-01 | no | Currently in Use | Diesel | 12000 | Fiberglass | 1998-07-01 | Fiberglass Reinforced Plastic | Pressurized
10000403 | 1 |  |  | no |  | no | Removed from Ground | Gas (Historical Use) | 4000 | Unknown | 1994-01-01 | Unknown
10000407 | 1A |  | 2003-05-01 | no | 2003-05-01 | no | Currently in Use | Gas (Historical Use) | 15000 | Composite | 2003-05-01 | Fiberglass Reinforced Plastic | Pressurized
10000407 | 1B |  | 2003-05-01 | no | 2003-05-01 | no | Currently in Use | Diesel | 5000 | Composite | 2003-05-01 | Fiberglass Reinforced Plastic | Pressurized
10000407 | 2 |  | 2003-05-01 | no | 2003-05-01 | no | Currently in Use | Gas (Historical Use) | 10000 | Composite | 2003-05-01 | Fiberglass Reinforced Plastic | Pressurized
10000409 | 1 |  | 2002-01-01 | no | 2002-01-01 | no | Currently in Use | Regular | 10000 | Fiberglass Double Walled | 2002-01-01 | Double-Walled Fiberglass | Safe Suction (Euro)
10000411 | 1 | Flapper Valve | 2003-07-31 | no | 2003-07-31 | no | Currently in Use | Gas (Historical Use) | 20000 | Fiberglass Double Walled | 2003-07-09 | Double-Walled Flex | Pressurized
10000411 | 2 | Flapper Valve | 2003-07-31 | no | 2003-07-31 | no | Currently in Use | Diesel | 12000 | Fiberglass Double Walled | 2003-07-09 | Double-Walled Flex | Pressurized
10000411 | 3 | Flapper Valve | 2003-07-31 | no | 2003-07-31 | no | Currently in Use | Gas (Historical Use) | 8000 | Fiberglass Double Walled | 2003-07-09 | Double-Walled Flex | Pressurized
10000417 | 1 | Ball Float | 2003-01-10 | no | 2003-01-10 | no | Currently in Use | Regular | 10000 | Fiberglass | 2003-01-10 | Double-Walled Fiberglass | Pressurized
10000417 | 2A | Ball Float | 2003-01-10 | no | 2003-01-10 | no | Currently in Use | Premium | 7000 | Fiberglass | 2003-01-10 | Double-Walled Fiberglass | Pressurized
10000417 | 2B | Ball Float | 2003-01-10 | no | 2003-01-10 | no | Currently in Use | Diesel | 3000 | Fiberglass | 2003-01-10 | Double-Walled Fiberglass | Pressurized
10000418 | 1A |  | 2003-06-25 | no | 2010-09-07 | no | Currently in Use | Gas (Historical Use) | 20000 | Fiberglass Double Walled | 2003-06-20 | Double Walled/Sec. Containment | Pressurized
10000418 | 1B |  | 2003-06-25 | no | 2010-09-07 | no | Currently in Use | Gas (Historical Use) | 8000 | Fiberglass Double Walled | 2003-06-20 | Double-Walled Fiberglass | Pressurized
10000418 | 2 |  | 2010-08-19 | no | 2010-09-07 | no | Currently in Use | Diesel | 10000 | Fiberglass Double Walled | 2010-08-05 | Double-Walled Flex | Pressurized
10000419 | 1 |  | 2001-06-01 | no | 2001-06-01 | no | Currently in Use | Gas (Historical Use) | 20000 | Cathodically Protected Steel | 2001-06-01 | Double Walled/Cath. Prot.
10000419 | 2 |  | 2001-06-01 | no | 2001-06-01 | no | Currently in Use | Gas (Historical Use) | 20000 | Cathodically Protected Steel | 2001-06-01 | Double Walled/Cath. Prot.
10000419 | 3 |  | 2001-06-01 | no | 2001-06-01 | no | Currently in Use | Diesel | 20000 | Cathodically Protected Steel | 2001-06-01 | Double Walled/Cath. Prot.
10000420 | 1 |  |  | no |  | no | Removed from Ground | Gas (Historical Use) | 2000 | Bare Steel | 1968-01-01 | Bare Steel | Gravity Fed
10000420 | 2 |  |  | no |  | no | Removed from Ground | Gas (Historical Use) | 1000 | Bare Steel | 1968-01-01 | Bare Steel | Gravity Fed
10000420 | 3 |  |  | no |  | no | Removed from Ground | Gas (Historical Use) | 1000 | Bare Steel | 1968-01-01 | Bare Steel | Gravity Fed
10000426 | 1A | Ball Float | 2003-04-01 | no | 2003-04-01 | no | Currently in Use | Regular | 10000 | Fiberglass | 2003-04-01 | Fiberglass Reinforced Plastic | Pressurized
10000426 | 1B | Ball Float | 2003-04-01 | no | 2003-04-01 | no | Currently in Use | Premium | 5000 | Fiberglass | 2003-04-01 | Fiberglass Reinforced Plastic | Pressurized
10000426 | 1C | Flapper Valve | 2003-04-01 | no | 2003-04-01 | no | Currently in Use | Diesel | 1000 | Fiberglass | 2003-04-01 | Fiberglass Reinforced Plastic | Pressurized
10000430 | 1 |  | 2003-08-29 | no | 2003-08-29 | no | Removed from Ground | Gas (Historical Use) | 2000 | Galvanic (STIP-3) | 2003-08-29 | Fiberglass Reinforced Plastic | Suction (American)
10000430 | 2 |  | 2003-08-29 | no | 2003-08-29 | no | Removed from Ground | Diesel | 2000 | Galvanic (STIP-3) | 2003-08-29 | Fiberglass Reinforced Plastic | Suction (American)
10000432 | 1 | Flapper Valve | 2003-03-01 | no | 2003-03-01 | no | Currently in Use | Diesel | 1000 | Fiberglass Double Walled | 2003-03-01 | Double-Walled Fiberglass | Suction (American)
10000433 | 1 | Ball Float | 2003-09-01 | no | 2003-09-01 | no | Currently in Use | Gas (Historical Use) | 15000 | Composite | 2003-09-01 | Double-Walled Fiberglass | Pressurized
10000433 | 2 | Ball Float | 2003-09-01 | no | 2003-09-01 | no | Currently in Use | Gas (Historical Use) | 12000 | Fiberglass | 2003-09-01 | Double-Walled Fiberglass | Pressurized
10000433 | 3 | Ball Float | 2003-09-01 | no | 2003-09-01 | no | Currently in Use | Diesel | 8000 | Composite | 2003-09-01 | Double-Walled Fiberglass | Pressurized
10000433 | 4 | Ball Float | 2003-09-01 | no | 2003-09-01 | no | Currently in Use | Diesel | 4000 | Fiberglass | 2003-09-01 | Double-Walled Fiberglass | Pressurized
10000434 | 1 |  |  | no |  | no | Removed from Ground | Not Marked/Tank Removed | 0 | Bare Steel | 1998-01-01
10000435 | 1 | Flapper Valve | 2002-05-01 | no | 2002-05-01 | no | Temporarily out of use | Diesel | 5000 | Fiberglass Double Walled | 2002-05-01 | Double-Walled Fiberglass | Suction (American)
10000436 | 1 |  |  | no |  | no | Removed from Ground | Gas (Historical Use) | 4000 | Bare Steel | 2003-06-13 | Bare Steel
10000436 | 2 |  |  | no |  | no | Removed from Ground | Gas (Historical Use) | 4000 | Bare Steel | 2003-06-13 | Bare Steel
10000436 | 3 |  |  | no |  | no | Removed from Ground | Gas (Historical Use) | 4000 | Bare Steel | 2003-06-13 | Bare Steel
10000436 | 4 |  |  | no |  | no | Removed from Ground | Gas (Historical Use) | 4000 | Bare Steel | 2003-06-13 | Bare Steel
10000438 | 1 |  |  | no |  | no | Removed from Ground | Gas (Historical Use) | 1000 | Bare Steel | 1990-06-01 | Bare Steel
10000438 | 2 |  |  | no |  | no | Removed from Ground | Gas (Historical Use) | 1000 | Bare Steel | 1990-06-01 | Bare Steel
10000439 | 1 |  | 2003-05-28 | no | 2003-05-28 | no | Currently in Use | Gas (Historical Use) | 12000 | Composite | 2003-05-28 | Double Walled | Pressurized
10000439 | 2 |  | 2003-05-28 | no | 2003-05-28 | no | Currently in Use | Gas (Historical Use) | 7000 | Composite | 2003-05-28 | Double Walled | Pressurized
10000439 | 3 |  | 2003-05-28 | no | 2003-05-28 | no | Currently in Use | Diesel | 5000 | Composite | 2003-05-28 | Double Walled | Pressurized
10000440 | 1 |  |  | no |  | no | Removed from Ground | Gas (Historical Use) | 1000 | Bare Steel | 1954-01-01 | Bare Steel
10000440 | 2 |  |  | no |  | no | Removed from Ground | Gas (Historical Use) | 1000 | Bare Steel | 1954-01-01 | Bare Steel
10000441 | 1 |  |  | no |  | no | Removed from Ground | Gas (Historical Use) | 0 | Unknown | 1993-01-01 | Unknown
10000441 | 2 |  |  | no |  | no | Removed from Ground | Kerosene | 0 | Unknown | 1993-01-01 | Unknown
10000441 | 3 |  |  | no |  | no | Removed from Ground | Other | 0 | Unknown | 1993-01-01 | Unknown
10000441 | 4 |  |  | no |  | no | Removed from Ground | Other | 0 | Unknown | 1993-01-01 | Unknown
10000442 | 1 |  | 1999-11-01 | no | 1999-11-01 | no | Currently in Use | Diesel | 8000 | Composite | 1999-11-01 | Double-Walled Fiberglass | Pressurized
10000442 | 2 |  | 1999-11-01 | no | 1999-11-01 | no | Currently in Use | Gas (Historical Use) | 8000 | Composite | 1999-11-01 | Double-Walled Fiberglass | Pressurized
10000442 | 3 |  | 1999-11-01 | no | 1999-11-01 | no | Currently in Use | Gas (Historical Use) | 12000 | Composite | 1999-11-01 | Double-Walled Fiberglass | Pressurized
10000446 | 1 |  |  | no |  | no | Removed from Ground | Used Oil | 2000 | Unknown | 2000-10-31 | Unknown | Gravity Fed
10000447 | 1 |  |  | no |  | no | Closed in Ground | Gas (Historical Use) | 0 | Bare Steel | 2003-09-18 | Bare Steel
10000447 | 2 |  |  | no |  | no | Closed in Ground | Gas (Historical Use) | 0 | Bare Steel | 2004-01-02 | Bare Steel
10000447 | 3 |  |  | no |  | no | Removed from Ground | Not Marked/Tank Removed | 600 | Unknown | 2004-04-15
10000448 | 1 | Ball Float | 2003-01-28 | no | 2003-01-28 | no | Currently in Use | Gas (Historical Use) | 16000 | Composite | 2002-12-17 | Double-Walled Flex | Pressurized
10000448 | 2 | Ball Float | 2002-12-17 | no | 2002-12-17 | no | Currently in Use | Gas (Historical Use) | 8000 | Composite | 2002-12-17 | Double-Walled Flex | Pressurized
10000451 | 1 | Ball Float | 2003-08-01 | no | 2003-08-01 | no | Currently in Use | Gas (Historical Use) | 20000 | Composite Double Walled | 2003-08-07 | Double-Walled Fiberglass | Pressurized
10000451 | 2 | Ball Float | 2003-08-01 | no | 2003-08-01 | no | Currently in Use | Gas (Historical Use) | 12000 | Composite Double Walled | 2003-08-07 | Double-Walled Fiberglass | Pressurized
10000451 | 3 | Ball Float | 2003-08-01 | no | 2003-08-01 | no | Currently in Use | Diesel | 12000 | Composite Double Walled | 2003-08-07 | Double-Walled Fiberglass | Pressurized
10000453 | 1 | Ball Float | 2003-06-01 | no | 2003-06-01 | no | Currently in Use | E-10 | 15000 | Fiberglass | 2003-06-01 | Fiberglass Reinforced Plastic | Pressurized
10000453 | 2A | Ball Float | 2003-06-01 | no | 2003-06-01 | no | Currently in Use | Premium | 10000 | Fiberglass | 2003-06-01 | Fiberglass Reinforced Plastic | Pressurized
10000453 | 2B | Ball Float | 2003-06-01 | no | 2003-06-01 | no | Currently in Use | Diesel | 5000 | Fiberglass | 2003-06-01 | Fiberglass Reinforced Plastic | Pressurized
10000454 | 1 |  | 2003-05-01 | no | 2003-05-01 | no | Removed from Ground | Diesel | 2000 | Cathodically Protected Steel | 2003-05-01 | Double-Walled Flex | Safe Suction (Euro)
10000455 | 1 |  | 1998-10-01 | no | 1998-10-01 | no | Currently in Use | Diesel | 15000 | Composite | 1998-10-01 | Double-Walled Fiberglass | Pressurized
10000457 | 1 |  |  | no |  | no | Removed from Ground | Not Marked | 0 | Unknown
10000458 | 1 |  |  | no |  | no | Removed from Ground | Used Oil | 560 | Bare Steel | 2003-10-07
10000459 | 1 | Ball Float | 2003-06-01 | no | 2003-06-01 | no | Currently in Use | Gas (Historical Use) | 10000 | Fiberglass | 2003-06-01 | Fiberglass Reinforced Plastic | Pressurized
10000459 | 2A | Ball Float | 2003-06-01 | no | 2003-06-01 | no | Currently in Use | Gas (Historical Use) | 4000 | Fiberglass | 2003-06-01 | Fiberglass Reinforced Plastic | Pressurized
10000459 | 2B | Ball Float | 2003-06-01 | no | 2003-06-01 | no | Currently in Use | Diesel | 6000 | Fiberglass | 2003-06-01 | Fiberglass Reinforced Plastic | Pressurized
10000460 | 1 | Ball Float | 2003-07-23 | no | 2003-07-23 | no | Currently in Use | Gas (Historical Use) | 12000 | Epoxy | 2003-05-20 | Double-Walled Fiberglass | Pressurized
10000460 | 2 | Ball Float | 2003-07-23 | no | 2003-07-23 | no | Currently in Use | Gas (Historical Use) | 12000 | Epoxy | 2003-05-20 | Double-Walled Fiberglass | Pressurized
10000460 | 3 | Ball Float | 2003-07-23 | no | 2003-07-23 | no | Currently in Use | Diesel | 12000 | Epoxy | 2003-05-20 | Double-Walled Fiberglass | Pressurized
10000461 | 1 | Flapper Valve | 2003-04-01 | no | 2003-04-01 | no | Currently in Use | Regular | 20000 | Fiberglass Double Walled | 2003-03-01 | Flex | Pressurized
10000461 | 2 | Flapper Valve | 2003-04-01 | no | 2003-04-01 | no | Currently in Use | Regular | 20000 | Fiberglass Double Walled | 2003-03-01 | Flex | Pressurized
10000461 | 3 | Flapper Valve | 2003-04-01 | no | 2003-04-01 | no | Currently in Use | Premium | 12000 | Fiberglass Double Walled | 2003-03-01 | Flex | Pressurized
10000461 | 4 | Flapper Valve | 2003-04-01 | no | 2003-04-01 | no | Currently in Use | Diesel | 12000 | Fiberglass Double Walled | 2003-03-01 | Double-Walled Fiberglass | Pressurized
10000461 | 5 | Flapper Valve | 2003-04-01 | no | 2003-04-01 | no | Currently in Use | Diesel | 20000 | Fiberglass Double Walled | 2003-03-01 | Double-Walled Fiberglass | Pressurized
10000461 | 6 | Flapper Valve | 2003-04-01 | no | 2003-04-01 | no | Currently in Use | Diesel | 20000 | Fiberglass Double Walled | 2003-03-01 | Double-Walled Fiberglass | Pressurized
10000461 | 7 | Flapper Valve | 2003-04-01 | no | 2003-04-01 | no | Currently in Use | Diesel | 20000 | Fiberglass Double Walled | 2003-03-01 | Double-Walled Fiberglass | Pressurized
10000463 | 1 | Overfill Alarm | 2003-07-18 | no | 2003-07-18 | no | Currently in Use | Regular | 20000 | Fiberglass Double Walled | 2003-07-01 | Double-Walled Fiberglass | Pressurized
10000463 | 2 | Overfill Alarm | 2003-07-01 | no | 2003-07-01 | no | Currently in Use | Premium | 12000 | Fiberglass Double Walled | 2003-07-01 | Double-Walled Fiberglass | Pressurized
10000463 | 3 | Overfill Alarm | 2003-07-01 | no | 2003-07-01 | no | Currently in Use | Diesel | 10000 | Fiberglass Double Walled | 2003-07-01 | Double-Walled Fiberglass | Pressurized
10000464 | 1 |  |  | no |  | no | Removed from Ground | Gas (Historical Use) | 550 | Bare Steel | 2003-09-07
10000464 | 2 |  |  | no |  | no | Removed from Ground | Gas (Historical Use) | 550 | Bare Steel | 2003-09-07
10000465 | 1 | Ball Float | 2003-01-01 | no | 2003-01-01 | no | Currently in Use | Gas (Historical Use) | 15000 | Epoxy | 2003-01-01 | Fiberglass Reinforced Plastic | Pressurized
10000465 | 2A | Ball Float | 2003-01-01 | no | 2003-01-01 | no | Currently in Use | Gas (Historical Use) | 10000 | Epoxy | 2003-01-01 | Fiberglass Reinforced Plastic | Pressurized
10000465 | 2B | Ball Float | 2003-01-01 | no | 2003-01-01 | no | Currently in Use | Diesel | 5000 | Epoxy | 2003-01-01 | Fiberglass Reinforced Plastic | Pressurized
10000467 | 1 | Ball Float | 2003-06-03 | no | 2003-06-03 | no | Currently in Use | Regular | 12000 | Fiberglass | 2003-06-03 | Double-Walled Flex | Pressurized
10000467 | 2 | Ball Float | 2003-06-03 | no | 2003-06-03 | no | Currently in Use | Premium | 12000 | Fiberglass | 2003-06-03 | Double-Walled Flex | Pressurized
10000467 | 3 | Ball Float | 2003-06-03 | no | 2003-06-03 | no | Currently in Use | Diesel On Road | 15000 | Fiberglass | 2003-06-03 | Double-Walled Flex | Pressurized
10000471 | 1 |  | 2003-07-10 | no | 2003-07-10 | no | Currently in Use | Gas (Historical Use) | 20000 | Composite Double Walled | 2003-07-10 | Double-Walled Fiberglass | Pressurized
10000471 | 2 |  | 2003-07-10 | no | 2003-07-10 | no | Currently in Use | Diesel | 12000 | Composite Double Walled | 2003-07-10 | Double-Walled Fiberglass | Pressurized
10000471 | 3 |  | 2003-07-10 | no | 2003-07-10 | no | Currently in Use | Gas (Historical Use) | 12000 | Composite Double Walled | 2003-07-10 | Double-Walled Fiberglass | Pressurized
10000472 | 1 |  | 2003-08-01 | no | 2003-08-01 | no | Currently in Use | Gas (Historical Use) | 12000 | Composite | 2003-08-01 | Double-Walled Fiberglass | Pressurized
10000472 | 2 |  | 2003-08-01 | no | 2003-08-01 | no | Currently in Use | Gas (Historical Use) | 10000 | Composite | 2003-08-01 | Double-Walled Fiberglass | Pressurized
10000474 | 1 | Overfill Alarm | 2003-07-10 | no | 2003-07-10 | no | Currently in Use | Regular | 20000 | Composite Double Walled | 2003-07-10 | Double-Walled Fiberglass | Pressurized
10000474 | 2 | Overfill Alarm | 2003-07-10 | no | 2003-07-10 | no | Currently in Use | Premium | 12000 | Composite Double Walled | 2003-07-10 | Double-Walled Fiberglass | Pressurized
10000474 | 3 | Overfill Alarm | 2003-07-10 | no | 2003-07-10 | no | Currently in Use | Diesel | 12000 | Composite Double Walled | 2003-07-10 | Double-Walled Fiberglass | Pressurized
10000476 | 1 | Ball Float | 2003-07-15 | no | 2003-07-15 | no | Currently in Use | Regular | 20000 | Composite Double Walled | 2003-07-15 | Double-Walled Fiberglass | Pressurized
10000476 | 2 | Ball Float | 2003-07-15 | no | 2003-07-15 | no | Currently in Use | Premium | 12000 | Composite Double Walled | 2003-07-15 | Double-Walled Fiberglass | Pressurized
10000476 | 3 | Ball Float | 2003-07-15 | no | 2003-07-15 | no | Currently in Use | Diesel | 12000 | Composite Double Walled | 2003-07-15 | Double-Walled Fiberglass | Pressurized
10000478 | 1 | Ball Float | 2003-10-01 | no | 2003-10-01 | no | Currently in Use | E-10 | 12000 | Composite | 2003-09-01 | Fiberglass Reinforced Plastic | Pressurized
10000478 | 2 | Ball Float | 2003-10-01 | no | 2003-10-01 | no | Currently in Use | Premium | 4000 | Composite | 2003-09-01 | Fiberglass Reinforced Plastic | Pressurized
10000478 | 3 | Ball Float | 2004-12-01 | no | 2004-12-01 | no | Currently in Use | Diesel | 3000 | Composite | 2004-12-01 | Fiberglass Reinforced Plastic | Pressurized
10000479 | 1 |  |  | no |  | no | Removed from Ground | Gas (Historical Use) | 8000 | Bare Steel | 1994-01-01 | Bare Steel
10000479 | 2 |  |  | no |  | no | Removed from Ground | Gas (Historical Use) | 8000 | Bare Steel | 1994-01-01 | Bare Steel
10000479 | 3A |  | 2000-01-01 | no | 2000-01-01 | no | Currently in Use | Gas (Historical Use) | 4000 | Composite | 2000-01-01 | Fiberglass Reinforced Plastic | Pressurized
10000479 | 3B |  | 2000-01-01 | no | 2000-01-01 | no | Currently in Use | Gas (Historical Use) | 8000 | Composite | 2000-01-01 | Fiberglass Reinforced Plastic | Pressurized
10000484 | 1 |  |  | no |  | no | Removed from Ground | Used Oil | 300 | Unknown | 2003-09-16
10000487 | 1 |  |  | no |  | no | Removed from Ground | Empty | 5000 | Bare Steel | 2001-08-27
10000487 | 2 |  |  | no |  | no | Removed from Ground | Empty | 1000 | Bare Steel | 2001-08-27
10000487 | 3 |  |  | no |  | no | Removed from Ground | Empty | 1000 | Bare Steel | 2001-08-27
10000488 | 1 |  |  | no |  | no | Removed from Ground | Gas (Historical Use) | 0 | Unknown | 2003-11-19
10000488 | 2 |  |  | no |  | no | Removed from Ground | Gas (Historical Use) | 0 | Unknown | 2003-11-19
10000489 | 1 |  | 2003-03-01 | no | 2003-03-01 | no | Currently in Use | Gas (Historical Use) | 12000 | Composite | 2003-03-01 | Double Walled | Pressurized
10000489 | 2 |  | 2003-03-01 | no | 2003-03-01 | no | Currently in Use | Gas (Historical Use) | 12000 | Composite | 2003-03-01 | Double Walled | Pressurized
10000489 | 3 |  | 2003-03-01 | no | 2003-03-01 | no | Currently in Use | Diesel | 12000 | Composite | 2003-03-01 | Double Walled | Pressurized
10000494 | 1 | Ball Float | 2003-02-01 | no | 2003-02-01 | no | Currently in Use | Regular | 12000 | Epoxy Double-Walled | 2003-02-02 | Double-Walled Fiberglass | Pressurized
10000494 | 2A | Ball Float | 2003-02-01 | no | 2003-02-01 | no | Currently in Use | Premium | 8000 | Epoxy | 2003-02-02 |  | Pressurized
10000494 | 2B | Ball Float | 2003-02-01 | no | 2003-02-01 | no | Currently in Use | Diesel | 4000 | Epoxy | 2003-02-02 |  | Pressurized
10000495 | 1A |  | 2003-09-05 | no | 2003-09-05 | no | Currently in Use | Gas (Historical Use) | 20000 | Fiberglass Double Walled | 2003-09-02 | Double Walled/Sec. Containment | Pressurized
10000495 | 1B |  | 2003-09-05 | no | 2003-09-05 | no | Currently in Use | Gas (Historical Use) | 8000 | Fiberglass Double Walled | 2003-09-02 | Double-Walled Fiberglass | Pressurized
10000495 | 2 |  | 2012-08-08 | no | 2012-08-08 | no | Currently in Use | Diesel | 10000 | Fiberglass Double Walled | 2012-07-11 | Double-Walled Flex | Pressurized
10000496 | 1 |  | 2003-09-09 | no | 2003-09-09 | no | Currently in Use | E-10 | 20000 | Fiberglass Double Walled | 2003-09-05 | Double-Walled Fiberglass | Pressurized
10000496 | 2A |  | 2003-09-09 | no | 2003-09-09 | no | Currently in Use | E-10 | 8000 | Fiberglass Double Walled | 2003-09-05 | Double-Walled Fiberglass | Pressurized
10000496 | 2B |  | 2003-09-09 | no | 2003-09-09 | no | Currently in Use | Diesel | 8000 | Fiberglass Double Walled | 2003-09-05 | Double-Walled Fiberglass | Pressurized
10000497 | 1 |  | 2003-08-21 | no | 2003-08-21 | no | Currently in Use | Diesel | 550 | Bare Steel | 1986-01-01 | Steel (Impressed Current) | Safe Suction (Euro)
10000498 | 1A | Ball Float | 2003-10-15 | no | 2003-10-15 | no | Temporarily out of use | Gas (Historical Use) | 8000 | Composite | 2003-10-15 | Fiberglass Reinforced Plastic | Pressurized
10000498 | 1B | Ball Float | 2003-10-15 | no | 2003-10-15 | no | Temporarily out of use | Gas (Historical Use) | 4000 | Composite | 2003-10-15 | Fiberglass Reinforced Plastic | Pressurized
10000500 | 1 | Ball Float | 2003-10-28 | no | 2003-10-28 | no | Currently in Use | Gas (Historical Use) | 12000 | Fiberglass | 2003-08-01 | Double-Walled Fiberglass | Pressurized
10000500 | 2 | Ball Float | 2003-10-28 | no | 2003-10-28 | no | Currently in Use | Gas (Historical Use) | 12000 | Fiberglass | 2003-08-01 | Double-Walled Fiberglass | Pressurized
10000500 | 3 | Ball Float | 2003-10-28 | no | 2003-10-28 | no | Currently in Use | Diesel | 12000 | Fiberglass | 2003-08-01 | Double-Walled Fiberglass | Pressurized
10000501 | 1 | Ball Float | 2002-05-01 | no | 2002-05-01 | no | Currently in Use | Gas (Historical Use) | 12000 | Fiberglass | 2002-05-01 | Double-Walled Fiberglass | Pressurized
10000501 | 2 | Ball Float | 2002-05-01 | no | 2002-05-01 | no | Currently in Use | Gas (Historical Use) | 10000 | Fiberglass | 2002-05-01 | Double-Walled Fiberglass | Pressurized
10000501 | 3 | Ball Float | 2002-05-01 | no | 2002-05-01 | no | Currently in Use | Diesel | 6000 | Fiberglass | 2002-05-01 | Double-Walled Fiberglass | Pressurized
10000504 | 1 | Ball Float | 2003-02-01 | no | 2003-02-01 | no | Currently in Use | Regular | 20000 | Composite | 2002-12-04 | Fiberglass Reinforced Plastic | Pressurized
10000504 | 2A | Ball Float | 2003-02-01 | no | 2003-02-01 | no | Currently in Use | Premium | 12000 | Composite | 2002-12-04 | Fiberglass Reinforced Plastic | Pressurized
10000504 | 2B | Ball Float | 2003-02-01 | no | 2003-02-01 | no | Currently in Use | Diesel | 8000 | Composite | 2003-12-04 | Fiberglass Reinforced Plastic | Pressurized
10000505 | N628075 | Ball Float | 2003-10-20 | no | 2003-10-20 | no | Currently in Use | Diesel | 12000 |  | 2003-10-20 | Double-Walled Fiberglass | Pressurized
10000506 | N628083 | Ball Float | 2003-12-03 | no | 2003-12-03 | no | Currently in Use | Regular | 1000 | Fiberglass Double Walled | 2003-12-03 | Double-Walled Fiberglass | Pressurized
10000506 | N628084 | Ball Float | 2003-12-03 | no | 2003-12-03 | no | Currently in Use | Diesel | 1000 | Fiberglass Double Walled | 2003-12-03 | Double-Walled Fiberglass | Pressurized
10000507 | N628081 | Flapper Valve | 2003-11-20 | no | 2003-11-20 | no | Currently in Use | Regular | 1000 | Composite | 2003-11-05 | Double-Walled Fiberglass | Pressurized
10000507 | N628082 | Flapper Valve | 2003-11-20 | no | 2003-11-20 | no | Currently in Use | Diesel | 1000 | Composite | 2003-11-05 | Double-Walled Fiberglass | Pressurized
10000508 | 1 | Ball Float | 2003-03-11 | no | 2003-03-11 | no | Currently in Use | Gas (Historical Use) | 12000 | Epoxy | 2003-03-11 | Flex | Pressurized
10000508 | 2 | Ball Float | 2003-03-11 | no | 2003-03-11 | no | Currently in Use | Gas (Historical Use) | 8000 | Epoxy | 2003-03-11 | Flex | Pressurized
10000509 | 1A | Overfill Alarm | 2003-03-01 | no | 2003-03-01 | no | Currently in Use | Regular | 20000 | Fiberglass Double Walled | 2003-02-26 | Fiberglass Reinforced Plastic | Pressurized
10000509 | 1B | Overfill Alarm | 2003-03-01 | no | 2003-03-01 | no | Currently in Use | Premium | 8000 | Fiberglass Double Walled | 2003-02-26 | Double-Walled Fiberglass | Pressurized
10000510 | 1 |  | 2003-10-08 | no | 2003-10-08 | no | Currently in Use | Gas (Historical Use) | 20000 | Fiberglass Double Walled | 2003-08-21 | Double-Walled Fiberglass | Pressurized
10000510 | 2A |  | 2003-10-08 | no | 2003-10-08 | no | Currently in Use | Gas (Historical Use) | 8000 | Fiberglass Double Walled | 2003-08-21 | Double-Walled Fiberglass | Pressurized
10000510 | 2B |  | 2003-10-08 | no | 2003-10-08 | no | Currently in Use | Diesel | 8000 | Fiberglass Double Walled | 2003-08-21 | Double-Walled Fiberglass | Pressurized
10000516 | 1 |  | 2002-05-11 | no | 2002-05-11 | no | Temporarily out of use | Gas (Historical Use) | 12000 | Composite | 2002-05-11 | Fiberglass Reinforced Plastic | Pressurized
10000516 | 2 |  | 2002-05-11 | no | 2002-05-11 | no | Temporarily out of use | Gas (Historical Use) | 10000 | Composite | 2002-05-11 | Fiberglass Reinforced Plastic | Pressurized
10000516 | 3 |  | 2002-05-11 | no | 2002-05-11 | no | Temporarily out of use | Diesel | 5000 | Composite | 2002-05-11 | Fiberglass Reinforced Plastic | Pressurized
10000518 | 1 | Ball Float | 2003-01-01 | no | 2003-01-01 | no | Currently in Use | Regular | 15000 | Fiberglass | 2002-12-01 | Double-Walled Fiberglass | Pressurized
10000518 | 2A | Ball Float | 2003-12-01 | no | 2003-12-01 | no | Currently in Use | Premium | 10000 | Fiberglass | 2002-12-01 | Double-Walled Fiberglass | Pressurized
10000518 | 2B | Ball Float | 2003-12-01 | no | 2003-12-01 | no | Currently in Use | Diesel | 5000 | Fiberglass | 2002-12-01 | Double-Walled Fiberglass | Pressurized
10000521 | 1 | Ball Float | 2003-10-01 | no | 2003-10-01 | no | Currently in Use | E-10 | 12000 | Composite | 2003-10-01 | Double-Walled Flex | Pressurized
10000521 | 2 | Ball Float | 2003-10-01 | no | 2003-10-01 | no | Currently in Use | Premium | 4000 | Composite | 2003-10-01 | Double-Walled Flex | Pressurized
10000522 | 1 | Flapper Valve | 2003-04-03 | no | 2003-04-03 | no | Currently in Use | Diesel | 15000 | Epoxy | 2003-02-19 | Double-Walled Flex | Pressurized
10000522 | 2 | Flapper Valve | 2030-04-03 | no | 2003-04-30 | no | Currently in Use | Gas (Historical Use) | 10000 | Epoxy | 2003-02-19 | Double-Walled Flex | Pressurized
10000522 | 3 | Flapper Valve | 2003-04-30 | no | 2003-04-30 | no | Currently in Use | Gas (Historical Use) | 10000 | Epoxy | 2003-02-19 | Double-Walled Flex | Pressurized
10000524 | 1 | Overfill Alarm | 2003-10-27 | no | 2003-10-27 | no | Currently in Use | Diesel | 20000 | Fiberglass Double Walled | 2003-10-01 | Double-Walled Fiberglass | Pressurized
10000526 | 1A | Ball Float | 2003-10-01 | no | 2003-10-01 | no | Currently in Use | E-10 | 10000 | Composite | 2003-10-01 | Fiberglass Reinforced Plastic | Pressurized
10000526 | 1B | Ball Float | 2003-10-01 | no | 2003-10-01 | no | Currently in Use | Diesel On Road | 6000 | Composite | 2003-10-01 | Fiberglass Reinforced Plastic | Pressurized
10000530 | 1 |  |  | no |  | no | Removed from Ground | Diesel | 1000 | Bare Steel | 2003-12-01 | Bare Steel | Safe Suction (Euro)
10000532 | 1A | Ball Float | 2002-12-01 | no | 2002-12-01 | no | Currently in Use | Gas (Historical Use) | 12000 | Epoxy | 2002-12-01 | Double-Walled Flex | Pressurized
10000532 | 1B | Ball Float | 2002-12-01 | no | 2002-12-01 | no | Currently in Use | Gas (Historical Use) | 8000 | Epoxy | 2002-12-01 | Double-Walled Flex | Pressurized
10000533 | 1A | Ball Float | 2003-08-29 | no | 2003-08-29 | no | Currently in Use | Regular | 12000 | Composite | 2003-08-28 | Fiberglass Reinforced Plastic | Pressurized
10000533 | 1B | Ball Float | 2003-08-29 | no | 2003-08-29 | no | Currently in Use | Premium | 8000 | Composite | 2003-08-28 | Fiberglass Reinforced Plastic | Pressurized
10000533 | 2A |  | 2003-08-29 | no | 2003-08-29 | no | Currently in Use | Diesel | 8000 | Composite | 2003-08-28 | Fiberglass Reinforced Plastic | Pressurized
10000533 | 2B | Ball Float | 2003-08-29 | no | 2003-08-29 | no | Currently in Use | Diesel Off Road | 4000 | Composite | 2003-08-28 | Fiberglass Reinforced Plastic | Pressurized
10000533 | 3 | Ball Float | 2003-08-29 | no | 2003-08-29 | no | Currently in Use | E-85 | 2000 | Composite | 2003-08-28 | Fiberglass Reinforced Plastic | Suction (American)
10000534 | 1 |  | 2003-11-13 | no | 2003-11-13 | no | Currently in Use | Gas (Historical Use) | 20000 | Fiberglass Double Walled | 2003-11-06 | Double Walled | Pressurized
10000534 | 2A |  | 2003-11-13 | no | 2003-11-13 | no | Currently in Use | Diesel | 12000 | Fiberglass Double Walled | 2003-11-06 | Double Walled | Pressurized
10000534 | 2B |  | 2003-11-13 | no | 2003-11-13 | no | Currently in Use | Gas (Historical Use) | 8000 | Fiberglass Double Walled | 2003-11-06 | Double Walled | Pressurized
10000536 | 1 | Flapper Valve | 1999-04-01 | no | 1999-04-01 | no | Currently in Use | E-10 | 12000 | Fiberglass | 1999-04-01 | Fiberglass Reinforced Plastic | Pressurized
10000536 | 2 | Flapper Valve | 1999-04-01 | no | 1999-04-01 | no | Currently in Use | E-10 | 6000 | Fiberglass | 1999-04-01 | Fiberglass Reinforced Plastic | Pressurized
10000536 | 3 | Flapper Valve | 1999-04-01 | no | 1999-04-01 | no | Currently in Use | Diesel | 4000 | Fiberglass | 1999-04-01 | Fiberglass Reinforced Plastic | Pressurized
10000538 | 1 | Ball Float | 2003-11-14 | no | 2003-11-14 | no | Currently in Use | Gas (Historical Use) | 15000 | Composite | 2003-11-12 | Double Walled | Pressurized
10000538 | 2A | Ball Float | 2003-11-14 | no | 2003-11-14 | no | Currently in Use | Gas (Historical Use) | 10000 | Composite | 2003-11-12 | Double Walled | Pressurized
10000538 | 2B | Ball Float | 2003-11-14 | no | 2003-11-14 | no | Currently in Use | Diesel | 5000 | Composite | 2003-11-12 | Double Walled | Pressurized
10000538 | 2C | Ball Float | 2003-11-14 | no | 2003-11-14 | no | Currently in Use | Diesel | 5000 | Composite | 2003-11-12 | Double Walled | Pressurized
10000541 | 1 |  | 2003-10-26 | no | 2003-10-26 | no | Currently in Use | Gas (Historical Use) | 15000 | Composite | 2003-10-26 | Fiberglass Reinforced Plastic | Pressurized
10000541 | 2 |  | 2003-10-26 | no | 2003-10-26 | no | Currently in Use | Gas (Historical Use) | 8000 | Composite | 2003-10-26 | Fiberglass Reinforced Plastic | Pressurized
10000541 | 3 |  | 2003-10-26 | no | 2003-10-26 | no | Currently in Use | Diesel | 4000 | Composite | 2003-10-26 | Fiberglass Reinforced Plastic | Pressurized
10000542 | 1 | Ball Float | 2003-08-16 | no | 2003-08-16 | no | Currently in Use | Gas (Historical Use) | 12000 | Epoxy Double-Walled | 2003-08-16 | Fiberglass Reinforced Plastic | Pressurized
10000542 | 2 | Ball Float | 2003-08-16 | no | 2003-08-16 | no | Currently in Use | Gas (Historical Use) | 8000 | Epoxy Double-Walled | 2003-08-16 | Fiberglass Reinforced Plastic | Pressurized
10000542 | 3 | Ball Float | 2003-08-16 | no | 2003-08-16 | no | Currently in Use | Diesel | 4000 | Epoxy Double-Walled | 2003-08-16 | Fiberglass Reinforced Plastic | Pressurized
10000543 | 1 |  |  | no |  | no | Removed from Ground | Empty | 1000 | Bare Steel | 2003-12-01 | Bare Steel
10000543 | 2 |  |  | no |  | no | Removed from Ground | Empty | 1000 | Bare Steel | 2003-12-01 | Bare Steel
10000543 | 3 |  |  | no |  | no | Removed from Ground | Empty | 500 | Bare Steel | 2003-12-01 | Bare Steel
10000545 | 1 | Ball Float | 2003-06-02 | no | 2003-06-02 | no | Currently in Use | Regular | 15000 | Composite | 2003-05-01 | Fiberglass Reinforced Plastic | Pressurized
10000545 | 2 | Ball Float | 2003-06-02 | no | 2003-06-02 | no | Currently in Use | Premium | 10000 | Composite | 2003-05-01 | Fiberglass Reinforced Plastic | Pressurized
10000545 | 3 | Ball Float | 2003-06-02 | no | 2003-06-02 | no | Currently in Use | Diesel | 15000 | Composite | 2003-06-02 | Fiberglass Reinforced Plastic | Pressurized
10000549 | 1 |  |  | no |  | no | Removed from Ground | Not Marked/Tank Removed | 1000 | Bare Steel | 2003-10-24
10000550 | 1 | Flapper Valve | 1998-01-01 | no | 1998-01-01 | no | Currently in Use | Regular | 3000 | Galvanic (STIP-3) | 1986-01-01 | Fiberglass Reinforced Plastic | Safe Suction (Euro)
10000552 | 1 |  |  | no |  | no | Removed from Ground | Gas (Historical Use) | 1000 | Bare Steel | 2003-12-04 | Unknown
10000553 | 1A | Ball Float | 2003-12-10 | no | 2003-12-10 | no | Currently in Use | Gas (Historical Use) | 10000 | Epoxy | 2003-12-10 | Fiberglass Reinforced Plastic | Pressurized
10000553 | 1B | Ball Float | 2003-12-10 | no | 2003-12-10 | no | Currently in Use | Gas (Historical Use) | 5000 | Epoxy | 2003-12-10 | Fiberglass Reinforced Plastic | Pressurized
10000556 | 1 |  |  | no |  | no | Removed from Ground | Gas (Historical Use) | 0 | Unknown | 1996-11-24
10000556 | 2 |  |  | no |  | no | Removed from Ground | Gas (Historical Use) | 0 | Unknown | 1996-11-24
10000557 | 1 | Flapper Valve | 2002-08-01 | no | 2002-08-01 | no | Currently in Use | Diesel | 8000 | Fiberglass | 2002-08-01 | Fiberglass Reinforced Plastic | Pressurized
10000560 | 1 |  |  | no |  | no | Removed from Ground | Gas (Historical Use) | 0 | Unknown
10000560 | 2 |  |  | no |  | no | Removed from Ground | Gas (Historical Use) | 0 | Unknown
10000561 | 1 |  |  | no |  | no | Removed from Ground | Not Marked | 500 | Unknown | 2003-09-04
10000562 | 1 |  |  | no |  | no | Removed from Ground | Gas (Historical Use) | 2000 | Unknown | 2003-12-09
10000562 | 2 |  |  | no |  | no | Removed from Ground | Gas (Historical Use) | 2000 | Unknown | 2003-12-09
10000562 | 3 |  |  | no |  | no | Removed from Ground | Gas (Historical Use) | 2000 | Unknown | 2003-12-09
10000562 | 4 |  |  | no |  | no | Removed from Ground | Gas (Historical Use) | 2000 | Unknown | 2003-12-09
10000563 | 1 |  |  | no |  | no | Removed from Ground | Gas (Historical Use) | 1000 | Bare Steel | 2003-06-26
10000564 | 1 |  |  | no |  | no | Removed from Ground | Gas (Historical Use) | 4000 | Bare Steel
10000565 | 1A |  | 2004-11-15 | no | 2004-11-15 | no | Currently in Use | Gas (Historical Use) | 10000 | Epoxy | 2003-10-20 | Double Walled | Pressurized
10000565 | 1B |  | 2004-11-15 | no | 2004-11-15 | no | Currently in Use | Gas (Historical Use) | 6000 | Epoxy | 2003-10-20 | Double Walled | Pressurized
10000565 | 1C |  | 2004-11-15 | no | 2004-11-15 | no | Currently in Use | Diesel | 4000 | Epoxy | 2003-10-20 | Double Walled | Pressurized
10000566 | 1A |  | 2003-07-16 | no | 2003-07-16 | no | Temporarily out of use | Gas (Historical Use) | 15334 | Composite | 2003-07-16 | Secondary Containment | Pressurized
10000566 | 1B |  | 2003-07-16 | no | 2003-07-16 | no | Temporarily out of use | Gas (Historical Use) | 6179 | Composite | 2003-07-16 | Secondary Containment | Pressurized
10000567 | 1 | Ball Float | 2004-01-14 | no | 2004-01-14 | no | Currently in Use | Gas (Historical Use) | 15000 | Composite | 2003-12-15 | Double-Walled Fiberglass | Pressurized
10000567 | 2 | Ball Float | 2004-01-14 | no | 2004-01-14 | no | Currently in Use | Gas (Historical Use) | 10000 | Composite | 2003-12-15 | Double-Walled Fiberglass | Pressurized
10000567 | 3 | Ball Float | 2004-01-14 | no | 2004-01-14 | no | Currently in Use | Diesel | 5000 | Composite | 2003-12-15 | Double-Walled Fiberglass | Pressurized
10000568 | 1 | Ball Float | 2004-01-28 | no | 2004-01-09 | no | Currently in Use | Gas (Historical Use) | 20000 | Fiberglass Double Walled | 2004-03-17 |  | Pressurized
10000568 | 2A | Ball Float | 2004-01-28 | no | 2004-01-09 | no | Currently in Use | Diesel | 12000 | Fiberglass Double Walled | 2004-01-09 |  | Pressurized
10000568 | 2B | Ball Float | 2004-01-28 | no | 2004-01-09 | no | Currently in Use | Gas (Historical Use) | 8000 | Fiberglass Double Walled | 2004-01-09 |  | Pressurized
10000569 | 1 | Flapper Valve | 2004-02-20 | no | 2004-02-20 | no | Currently in Use | Regular | 20000 | Fiberglass Double Walled | 2004-01-22 | Double-Walled Flex | Pressurized
10000569 | 2A | Flapper Valve | 2004-02-20 | no | 2004-02-20 | no | Currently in Use | Diesel | 12000 | Fiberglass Double Walled | 2004-03-17 | Double-Walled Flex | Pressurized
10000569 | 2B | Flapper Valve | 2004-02-20 | no | 2004-02-20 | no | Currently in Use | Premium | 8000 | Fiberglass Double Walled | 2004-01-22 | Double-Walled Flex | Pressurized
10000574 | 1 | Flapper Valve | 2002-01-01 | no | 2002-01-01 | no | Temporarily out of use | Gas (Historical Use) | 2500 | Fiberglass Double Walled | 2002-01-01 | Fiberglass Reinforced Plastic | Safe Suction (Euro)
10000576 | 1 |  | 2002-01-01 | no | 2002-01-01 | no | Temporarily out of use | Gas (Historical Use) | 2500 | Fiberglass Double Walled | 2002-01-01 | Fiberglass Reinforced Plastic | Safe Suction (Euro)
10000576 | 2 |  | 2002-01-01 | no | 2002-01-01 | no | Temporarily out of use | Diesel | 2500 | Fiberglass Double Walled | 2002-01-01 | Fiberglass Reinforced Plastic | Safe Suction (Euro)
10000578 | 1 |  |  | no |  | no | Removed from Ground | Gas (Historical Use) | 2500 | Unknown | 2000-01-01 | Unknown
10000578 | 2 |  |  | no |  | no | Removed from Ground | Gas (Historical Use) | 2500 | Unknown | 2000-01-01 | Unknown
10000578 | 3 |  |  | no |  | no | Removed from Ground | Gas (Historical Use) | 1500 | Unknown | 2000-01-01 | Unknown
10000580 | 1 |  | 1998-09-14 | no | 1998-09-14 | no | Currently in Use | Gas (Historical Use) | 6000 | Fiberglass | 1998-12-01 | Fiberglass Reinforced Plastic
10000580 | 2A |  | 1998-09-14 | no | 1998-09-14 | no | Currently in Use | Gas (Historical Use) | 3000 | Fiberglass | 1998-12-01 | Fiberglass Reinforced Plastic
10000580 | 2B |  | 1998-09-14 | no | 1998-09-14 | no | Currently in Use | Gas (Historical Use) | 3000 | Fiberglass | 1998-12-01 | Fiberglass Reinforced Plastic
10000580 | 3 |  | 1998-09-14 | no | 1998-09-14 | no | Currently in Use | Diesel | 4000 | Fiberglass | 1998-12-01 | Fiberglass Reinforced Plastic
10000580 | 4A |  | 1998-09-14 | no | 1998-09-14 | no | Currently in Use | Diesel | 2000 | Fiberglass | 1998-12-01 | Fiberglass Reinforced Plastic
10000580 | 4B |  | 1998-09-14 | no | 1998-09-14 | no | Currently in Use | Diesel | 2000 | Fiberglass | 1998-12-01 | Fiberglass Reinforced Plastic
10000582 | 1 |  |  | no |  | no | Removed from Ground | Not Marked/Tank Removed | 1125 | Unknown | 2003-12-10
10000582 | 2 |  |  | no |  | no | Removed from Ground | Not Marked/Tank Removed | 1760 | Unknown | 2003-12-10
10000582 | 3 |  |  | no |  | no | Removed from Ground | Not Marked/Tank Removed | 1125 | Unknown | 2003-12-10
10000582 | 4 |  |  | no |  | no | Removed from Ground | Not Marked/Tank Removed | 550 | Unknown | 2003-12-10
10000583 | 1 |  |  | no |  | no | Removed from Ground | Gas (Historical Use) | 2000 | Unknown | 1984-01-01
10000583 | 2 |  |  | no |  | no | Removed from Ground | Gas (Historical Use) | 1000 | Unknown | 1984-01-01
10000583 | 3 |  |  | no |  | no | Removed from Ground | Gas (Historical Use) | 6000 | Unknown | 1992-01-01
10000584 | 1 |  |  | no |  | no | Removed from Ground | Diesel | 2000 | Unknown
10000593 | 2 |  |  | no |  | no | Removed from Ground | Diesel | 1800 | Bare Steel | 2004-02-13
10000593 | 3 |  |  | no |  | no | Removed from Ground | Gas (Historical Use) | 1000 | Bare Steel | 1950-01-01
10000593 | 4 |  |  | no |  | no | Removed from Ground | Gas (Historical Use) | 1000 | Bare Steel | 1950-01-01
10000593 | 5 |  |  | no |  | no | Removed from Ground |  | 600 | Bare Steel | 1950-01-01
10000595 | 1 |  |  | no |  | no | Removed from Ground | Not Marked | 500 | Unknown | 2003-12-30
10000595 | 2 |  |  | no |  | no | Removed from Ground | Not Marked | 500 | Unknown | 2003-12-30
10000597 | 1 |  |  | no |  | no | Removed from Ground | Gas (Historical Use) | 560 | Bare Steel | 1929-01-01 | Bare Steel | Safe Suction (Euro)
10000597 | 2 |  |  | no |  | no | Removed from Ground | Gas (Historical Use) | 560 | Bare Steel | 1929-01-01 | Bare Steel | Safe Suction (Euro)
10000598 | 1 | Ball Float | 2004-02-01 | no | 2004-02-01 | no | Currently in Use | Diesel | 20000 | Composite | 2004-01-01 | Fiberglass Reinforced Plastic | Pressurized
10000598 | 2A | Ball Float | 2004-02-01 | no | 2004-02-01 | no | Currently in Use | Regular | 10000 | Composite | 2004-01-01 | Fiberglass Reinforced Plastic | Pressurized
10000598 | 2B | Ball Float | 2004-02-01 | no | 2004-02-01 | no | Currently in Use | Diesel Off Road | 5000 | Composite | 2004-01-01 | Fiberglass Reinforced Plastic | Pressurized
10000598 | 3 | Ball Float | 2004-02-01 | no | 2004-02-01 | no | Currently in Use | Diesel On Road | 15000 | Composite | 2004-01-01 | Fiberglass Reinforced Plastic | Pressurized
10000599 | 1 |  | 2004-02-20 | no | 2004-02-20 | no | Currently in Use | Regular | 20000 | Fiberglass Double Walled | 2004-01-20 |  | Pressurized
10000599 | 2A |  | 2004-02-20 | no | 2004-02-20 | no | Currently in Use | Diesel | 12000 | Fiberglass Double Walled | 2004-01-20 |  | Pressurized
10000599 | 2B |  | 2004-02-20 | no | 2004-02-20 | no | Currently in Use | Premium | 8000 | Fiberglass Double Walled | 2004-01-20 |  | Pressurized
10000602 | 1 |  | 2003-12-21 | no | 2003-12-21 | no | Currently in Use | Gas (Historical Use) | 12000 | Composite | 2003-12-21 | Fiberglass Reinforced Plastic | Pressurized
10000602 | 2A |  | 2003-12-21 | no | 2003-12-21 | no | Currently in Use | Gas (Historical Use) | 8000 | Composite | 2003-12-21 | Fiberglass Reinforced Plastic | Pressurized
10000602 | 2B |  | 2003-12-21 | no | 2003-12-21 | no | Currently in Use | Diesel | 4000 | Composite | 2003-12-21 | Fiberglass Reinforced Plastic | Pressurized
10000605 | 1 |  | 1980-01-01 | no | 1980-01-01 | no | Closed in Ground | Diesel | 1000 | Bare Steel | 1980-01-01 | Copper | Safe Suction (Euro)
10000606 | 1 | Ball Float | 2003-09-23 | no | 2003-09-23 | no | Currently in Use | Diesel | 12000 | Composite | 2003-06-30 | Fiberglass Reinforced Plastic | Pressurized
10000606 | 2 | Ball Float | 2003-09-23 | no | 2003-09-23 | no | Currently in Use | Regular | 10000 | Fiberglass | 2003-06-30 | Fiberglass Reinforced Plastic | Pressurized
10000606 | 3 | Ball Float | 2003-09-23 | no | 2003-09-23 | no | Currently in Use | Premium | 6000 | Composite | 2003-06-30 | Fiberglass Reinforced Plastic | Pressurized
10000611 | 1 | Ball Float | 2004-04-23 | no | 2004-04-23 | no | Currently in Use | Gas (Historical Use) | 12000 | Epoxy | 2004-04-23 | Fiberglass Reinforced Plastic | Pressurized
10000611 | 2 | Ball Float | 2004-04-23 | no | 2004-04-23 | no | Currently in Use | Gas (Historical Use) | 8000 | Epoxy | 2004-04-23 | Fiberglass Reinforced Plastic | Pressurized
10000612 | 1 |  |  | no |  | no | Removed from Ground | Gas (Historical Use) | 0 | Bare Steel | 2004-04-27 | Bare Steel
10000613 | 1 | Ball Float | 2003-07-01 | no | 2003-07-01 | no | Currently in Use | Regular | 15000 | Epoxy | 2003-07-01 | Fiberglass Reinforced Plastic | Pressurized
10000613 | 2 | Ball Float | 2003-07-01 | no | 2003-07-01 | no | Currently in Use | Premium | 12000 | Epoxy | 2003-07-01 | Fiberglass Reinforced Plastic | Pressurized
10000613 | 3 | Ball Float | 2003-07-01 | no | 2003-07-01 | no | Currently in Use | Diesel | 8000 | Epoxy | 2003-07-01 | Fiberglass Reinforced Plastic | Pressurized
10000617 | 1 |  |  | no |  | no | Removed from Ground | Empty | 1000 | Cathodically Protected Steel | 1993-01-01 | Galvanized Steel | Suction (American)
10000617 | 2 |  |  | no |  | no | Removed from Ground | Empty | 1000 | Cathodically Protected Steel | 1993-01-01 | Galvanized Steel | Suction (American)
10000617 | A |  |  | no |  | no | Removed from Ground | Gas (Historical Use) | 0 | Unknown | 1993-01-01
10000618 | 1 | Overfill Alarm | 2004-04-21 | no | 2004-04-21 | no | Currently in Use | Gas (Historical Use) | 20000 | Composite Double Walled | 2004-04-21 | Double-Walled Fiberglass | Pressurized
10000618 | 2 | Overfill Alarm | 2004-04-21 | no | 2004-04-21 | no | Currently in Use | Gas (Historical Use) | 12000 | Composite Double Walled | 2004-04-21 | Double-Walled Fiberglass | Pressurized
10000618 | 3 | Overfill Alarm | 2004-04-21 | no | 2004-04-21 | no | Currently in Use | Diesel | 12000 | Composite Double Walled | 2004-04-21 | Double-Walled Fiberglass | Pressurized
10000619 | 1 |  | 2004-03-18 | no | 2004-03-18 | no | Currently in Use | Gas (Historical Use) | 20000 | Composite Double Walled | 2004-03-18 | Double-Walled Fiberglass | Pressurized
10000619 | 2 | Ball Float | 2004-03-18 | no | 2004-03-18 | no | Currently in Use | Diesel | 12000 | Composite Double Walled | 2004-03-18 | Double-Walled Fiberglass | Pressurized
10000619 | 3 | Ball Float | 2004-03-18 | no | 2004-03-18 | no | Currently in Use | Gas (Historical Use) | 12000 | Composite Double Walled | 2004-03-18 | Double-Walled Fiberglass | Pressurized
10000620 | 1 |  | 2004-04-28 | no | 2004-04-28 | no | Currently in Use | Gas (Historical Use) | 20000 | Fiberglass Double Walled | 2004-04-19 | Double Walled | Pressurized
10000620 | 2A |  | 2004-04-28 | no | 2004-04-28 | no | Currently in Use | Diesel | 12000 | Fiberglass Double Walled | 2004-04-19 | Double Walled | Pressurized
10000620 | 2B |  | 2004-04-28 | no | 2004-04-28 | no | Currently in Use | Gas (Historical Use) | 8000 | Fiberglass Double Walled | 2004-04-19 | Double Walled | Pressurized
10000621 | 1 | Ball Float | 2003-04-16 | no | 2003-04-16 | no | Currently in Use | Regular | 8000 | Composite | 2003-04-15 |  | Pressurized
10000621 | 2 | Ball Float | 2003-04-16 | no | 2003-04-16 | no | Temporarily out of use | Empty | 4000 | Composite | 2003-04-15 |  | Pressurized
10000622 | 1A | Ball Float | 2004-02-11 | no | 2004-02-11 | no | Currently in Use | Gas (Historical Use) | 12000 | Epoxy Double-Walled | 2004-02-11 | Fiberglass Reinforced Plastic | Pressurized
10000622 | 1B | Ball Float | 2004-02-11 | no | 2004-02-11 | no | Currently in Use | Gas (Historical Use) | 4000 | Epoxy Double-Walled | 2004-02-11 | Double-Walled Fiberglass | Pressurized
10000622 | 2A | Ball Float | 2004-02-11 | no | 2004-02-11 | no | Currently in Use | Diesel | 8000 | Epoxy | 2004-02-11 | Double-Walled Fiberglass | Pressurized
10000622 | 2B | Ball Float | 2004-02-11 | no | 2004-02-11 | no | Currently in Use | Diesel | 4000 | Epoxy | 2004-02-11 | Double-Walled Fiberglass | Pressurized
10000623 | 1 | Ball Float | 2004-04-01 | no | 2004-04-01 | no | Currently in Use | Gas (Historical Use) | 10000 | Epoxy | 2004-04-01 | Fiberglass Reinforced Plastic | Safe Suction (Euro)
10000625 | 1 |  |  | no |  | no | Removed from Ground | Kerosene | 750 | Bare Steel | 1979-01-01 | Bare Steel
10000626 | 1 |  |  | no |  | no | Removed from Ground | Not Marked/Tank Removed | 17000 | Unknown | 2004-02-24
10000626 | 2 |  |  | no |  | no | Removed from Ground | Not Marked/Tank Removed | 1100 | Unknown | 2004-02-24
10000629 | 1 |  |  | no |  | no | Removed from Ground | Gas (Historical Use) | 1000 | Unknown | 2000-05-24
10000629 | 2 |  |  | no |  | no | Removed from Ground | Gas (Historical Use) | 1000 | Unknown | 2000-05-24
10000632 | T1 |  |  | no |  | no | Removed from Ground | Gas (Historical Use) | 1000 | Bare Steel | 2000-06-07
10000632 | T2 |  |  | no |  | no | Removed from Ground | Gas (Historical Use) | 1000 | Bare Steel | 2000-06-07
10000632 | TA1 |  |  | no |  | no | Removed from Ground | Gas (Historical Use) | 550 | Bare Steel | 2000-06-07
10000632 | TA2 |  |  | no |  | no | Removed from Ground | Gas (Historical Use) | 550 | Bare Steel | 2000-06-07
10000634 | 1 |  |  | no |  | no | Removed from Ground | Gas (Historical Use) | 550 | Bare Steel | 2000-07-26
10000636 | 1 | Ball Float | 2003-05-03 | no | 2003-05-03 | no | Currently in Use | Gas (Historical Use) | 12000 | Composite | 2003-03-10 | Double-Walled Flex | Pressurized
10000636 | 2 | Ball Float | 2003-05-03 | no | 2003-05-03 | no | Currently in Use | Gas (Historical Use) | 8000 | Composite | 2003-03-10 | Double-Walled Flex | Pressurized
10000636 | 3 | Ball Float | 2003-05-03 | no | 2003-05-03 | no | Currently in Use | Diesel | 4000 | Composite | 2003-03-10 | Double-Walled Flex | Pressurized
10000638 | 1 |  | 2000-01-10 | no | 2000-01-10 | no | Currently in Use | Gas (Historical Use) | 8000 | Cathodically Protected Steel |  | Cathodically Protected
10000638 | 2 |  | 2000-01-10 | no | 2000-01-10 | no | Currently in Use | Gas (Historical Use) | 8000 | Cathodically Protected Steel |  | Cathodically Protected
10000638 | 3 |  | 2000-01-10 | no | 2000-01-10 | no | Currently in Use | Gas (Historical Use) | 8000 | Cathodically Protected Steel |  | Cathodically Protected
10000638 | 4 |  | 2000-01-10 | no | 2000-01-10 | no | Currently in Use | Gas (Historical Use) | 6000 | Cathodically Protected Steel |  | Cathodically Protected
10000638 | 5 |  | 2000-01-10 | no | 2000-01-10 | no | Currently in Use | Diesel | 2000 | Cathodically Protected Steel |  | Cathodically Protected
10000639 | 1A | Overfill Alarm | 2004-04-16 | no | 2004-04-16 | no | Currently in Use | Regular | 20000 | Fiberglass Double Walled | 2004-04-15 | Double-Walled Fiberglass | Pressurized
10000639 | 1B | Overfill Alarm | 2004-04-16 | no | 2004-04-16 | no | Currently in Use | Premium | 8000 | Fiberglass Double Walled | 2004-04-15 | Double-Walled Fiberglass | Pressurized
10000640 | 1A |  | 2004-05-06 | no | 2004-05-06 | no | Currently in Use | Gas (Historical Use) | 20000 | Fiberglass Double Walled | 2004-04-27 | Double-Walled Fiberglass | Pressurized
10000640 | 1B |  | 2004-05-06 | no | 2004-05-06 | no | Currently in Use | Gas (Historical Use) | 8000 | Fiberglass Double Walled | 2004-04-27 | Double-Walled Fiberglass | Pressurized
10000641 | 1 | Ball Float | 2003-09-01 | no | 2003-09-01 | no | Currently in Use | Gas (Historical Use) | 20000 | Epoxy Double-Walled | 2003-09-01 | Double-Walled Fiberglass | Pressurized
10000641 | 2 | Ball Float | 2003-09-01 | no | 2003-09-01 | no | Currently in Use | Gas (Historical Use) | 12000 | Epoxy Double-Walled | 2003-09-01 | Double-Walled Fiberglass | Pressurized
10000641 | 3 | Ball Float | 2003-09-01 | no | 2003-09-01 | no | Currently in Use | Diesel | 3000 | Epoxy Double-Walled | 2003-09-01 | Double-Walled Fiberglass | Pressurized
10000641 | 4 | Ball Float | 2003-09-01 | no | 2003-09-01 | no | Currently in Use | Kerosene | 3000 | Epoxy Double-Walled | 2003-09-01 | Double-Walled Fiberglass | Pressurized
10000642 | 1 | Ball Float | 2004-01-01 | no | 2004-01-01 | no | Currently in Use | Gas (Historical Use) | 20000 | Fiberglass Double Walled | 2004-01-01 | Double-Walled Flex | Pressurized
10000642 | 2 | Ball Float | 2004-01-01 | no | 2004-01-01 | no | Currently in Use | Gas (Historical Use) | 20000 | Fiberglass Double Walled | 2004-01-01 | Double-Walled Flex | Pressurized
10000642 | 3 | Ball Float | 2004-01-01 | no | 2004-01-01 | no | Currently in Use | Gas (Historical Use) | 12000 | Fiberglass Double Walled | 2004-01-01 | Double-Walled Flex | Pressurized
10000643 | 1 | Ball Float | 2004-04-25 | no | 2004-04-25 | no | Currently in Use | Regular | 15000 | Composite | 2004-04-25 | Fiberglass Reinforced Plastic | Pressurized
10000643 | 2 | Ball Float | 2004-04-25 | no | 2004-04-25 | no | Currently in Use | Premium | 10000 | Composite | 2004-04-25 | Fiberglass Reinforced Plastic | Pressurized
10000643 | 3A | Ball Float | 2004-04-25 | no | 2004-04-25 | no | Currently in Use | Diesel | 15000 | Composite | 2004-04-25 | Fiberglass Reinforced Plastic | Pressurized
10000643 | 3B | Ball Float | 2004-04-25 | no | 2004-04-25 | no | Currently in Use | Diesel Off Road | 5000 | Composite | 2004-04-25 | Fiberglass Reinforced Plastic | Pressurized
10000644 | 1A | Flapper Valve | 2004-05-01 | no | 2004-05-10 | no | Currently in Use |  | 10000 | Epoxy | 2004-05-10 |  | Pressurized
10000644 | 1B | Flapper Valve | 2004-05-10 | no | 2004-05-10 | no | Currently in Use |  | 6000 | Epoxy | 2004-05-10 |  | Pressurized
10000646 | 1 |  | 2004-04-28 | no | 2004-04-28 | no | Currently in Use | Gas (Historical Use) | 15000 | Fiberglass | 2004-02-09 | Double-Walled Fiberglass | Pressurized
10000646 | 2 |  | 2004-04-28 | no | 2004-04-28 | no | Currently in Use | Gas (Historical Use) | 15000 | Fiberglass | 2004-02-09 | Double-Walled Fiberglass | Pressurized
10000647 | 1A | Ball Float | 2004-03-18 | no | 2004-03-18 | no | Currently in Use | Regular | 20000 | Fiberglass Double Walled | 2004-03-11 | Double-Walled Fiberglass | Pressurized
10000647 | 1B | Ball Float | 2004-03-18 | no | 2004-03-18 | no | Currently in Use | Premium | 8000 | Fiberglass Double Walled | 2004-03-11 | Double-Walled Fiberglass | Pressurized
10000649 | 1 |  |  | no |  | no | Removed from Ground | Diesel | 12000 | Bare Steel | 2004-01-15 | Bare Steel | Pressurized
10000650 | 1 |  |  | no |  | no | Removed from Ground | Diesel | 1000 | Bare Steel | 2004-04-26
10000650 | 2 |  |  | no |  | no | Removed from Ground | Not Marked/Tank Removed | 1000 | Bare Steel | 2004-04-26
10000652 | 1 |  |  | no |  | no | Removed from Ground | Not Marked/Tank Removed | 1000 | Bare Steel | 2004-04-01
10000654 | 1 |  | 2016-10-01 | no | 2012-10-25 | no | Currently in Use | Gas (Historical Use) | 8000 | Galvanic (STIP-3) | 2004-10-25 | Cathodically Protected | Suction (American)
10000654 | 2 |  | 2016-01-01 | no | 2012-10-25 | no | Currently in Use | Gas (Historical Use) | 3000 | Galvanic (STIP-3) | 2004-10-25 | Cathodically Protected | Suction (American)
10000654 | 3 |  | 2016-10-01 | no | 2012-10-25 | no | Currently in Use | Diesel | 3000 | Galvanic (STIP-3) | 2004-10-25 | Cathodically Protected | Suction (American)
10000655 | 1 | Flapper Valve | 2001-12-10 | no | 2001-12-10 | no | Temporarily out of use | Diesel | 15000 | Fiberglass Double Walled | 2001-04-09 | Double-Walled Flex | Pressurized
10000656 | 1 | Ball Float | 2002-03-20 | no | 2002-03-20 | no | Currently in Use | Gas (Historical Use) | 10000 | Fiberglass Double Walled | 2002-02-20 | Double-Walled Fiberglass | Pressurized
10000656 | 2 | Ball Float | 2002-03-20 | no | 2002-03-20 | no | Currently in Use | Diesel | 10000 | Fiberglass Double Walled | 2002-02-20 | Double Walled/Sec. Containment | Pressurized
10000656 | 3 | Ball Float | 2002-03-20 | no | 2002-03-20 | no | Currently in Use | Gas (Historical Use) | 10000 | Fiberglass Double Walled | 2002-02-20 | Double Walled/Sec. Containment | Pressurized
10000656 | 4 | Ball Float | 2002-03-20 | no | 2002-03-20 | no | Currently in Use | Gas (Historical Use) | 10000 | Fiberglass Double Walled | 2002-02-20 | Double Walled/Sec. Containment | Pressurized
10000657 | 1 |  |  | no |  | no | Removed from Ground | Gas (Historical Use) | 500 | Unknown | 2004-08-17
10000657 | 2 |  |  | no |  | no | Removed from Ground | Gas (Historical Use) | 500 | Unknown | 2004-08-17
10000658 | 1 |  |  | no |  | no | Removed from Ground | Gas (Historical Use) | 0 | Unknown | 1974-01-01 | Bare Steel
10000658 | 2 |  |  | no |  | no | Removed from Ground | Gas (Historical Use) | 0 | Unknown | 1974-01-01 | Unknown
10000659 | 1 |  |  | no |  | no | Permanently Out Of Use | Gas (Historical Use) | 5000 | Bare Steel | 1952-01-01 | Bare Steel
10000661 | 1 |  | 2004-03-11 | no | 2004-03-11 | no | Currently in Use | Gas (Historical Use) | 12000 | Composite | 2004-03-10 | Fiberglass Reinforced Plastic | Pressurized
10000661 | 2 |  | 2004-03-11 | no | 2004-03-11 | no | Currently in Use | Diesel | 4000 | Composite | 2004-03-10 | Fiberglass Reinforced Plastic | Pressurized
10000661 | 3 |  | 2004-03-11 | no | 2004-03-11 | no | Currently in Use | Gas (Historical Use) | 8000 | Composite | 2004-03-10 | Fiberglass Reinforced Plastic | Pressurized
10000663 | 1A | Ball Float | 2004-05-07 | yes | 2004-05-07 | no | Currently in Use | Gas (Historical Use) | 6000 | Epoxy | 2004-04-23 | Fiberglass Reinforced Plastic | Pressurized
10000663 | 1B | Ball Float | 2004-05-07 | no | 2004-05-07 | no | Currently in Use | Gas (Historical Use) | 6000 | Epoxy | 2004-04-23 | Fiberglass Reinforced Plastic | Pressurized
10000665 | 1 | Ball Float | 2004-05-01 | no | 2004-05-01 | no | Currently in Use | Gas (Historical Use) | 12000 | Fiberglass Double Walled | 2004-05-01 | Fiberglass Reinforced Plastic | Pressurized
10000665 | 2 | Ball Float | 2004-05-01 | no | 2004-05-01 | no | Currently in Use | Gas (Historical Use) | 8000 | Fiberglass Double Walled | 2004-05-01 | Fiberglass Reinforced Plastic | Pressurized
10000665 | 3 | Ball Float | 2004-05-01 | no | 2004-05-01 | no | Currently in Use | Diesel | 4000 | Fiberglass Double Walled | 2004-05-01 | Fiberglass Reinforced Plastic | Pressurized
10000665 | 4 | Flapper Valve | 2004-05-01 | no | 2004-05-01 | no | Currently in Use | Gas (Historical Use) | 4000 | Fiberglass Double Walled | 2004-05-01 | Fiberglass Reinforced Plastic | Safe Suction (Euro)
10000665 | 5 | Flapper Valve | 2004-05-01 | no | 2004-05-01 | no | Currently in Use | Diesel | 4000 | Fiberglass Double Walled | 2004-05-01 | Fiberglass Reinforced Plastic | Safe Suction (Euro)
10000665 | 6 | Flapper Valve | 2004-05-01 | no | 2004-05-01 | no | Currently in Use | Kerosene | 2000 | Fiberglass Double Walled | 2004-05-01 | Fiberglass Reinforced Plastic | Safe Suction (Euro)
10000667 | 1 |  | 2012-05-01 | no | 1998-01-01 | no | Removed from Ground | Gas (Historical Use) | 12000 | Fiberglass | 2004-06-30 | Double-Walled Flex | Pressurized
10000667 | 2 |  | 2012-05-01 | no | 1998-01-01 | no | Removed from Ground | Gas (Historical Use) | 12000 | Fiberglass | 2004-06-30 | Double-Walled Flex | Pressurized
10000668 | 1 | Flapper Valve | 2004-08-02 | no | 2004-08-02 | no | Currently in Use | Gas (Historical Use) | 20000 | Fiberglass Double Walled | 2004-04-22 | Double-Walled Flex | Pressurized
10000668 | 2A | Flapper Valve | 2004-08-02 | no | 2004-08-02 | no | Currently in Use | Diesel | 12000 | Fiberglass Double Walled | 2004-04-22 | Double-Walled Flex | Pressurized
10000668 | 2B | Flapper Valve | 2004-08-02 | no | 2004-08-02 | no | Currently in Use | Gas (Historical Use) | 8000 | Fiberglass Double Walled | 2004-04-22 | Double-Walled Flex | Pressurized
10000669 | 1 |  |  | no |  | no | Removed from Ground | Gas (Historical Use) | 6000 | Unknown | 2004-04-07
10000669 | 2 |  |  | no |  | no | Removed from Ground | Gas (Historical Use) | 6000 | Unknown | 2004-04-07
10000669 | 3 |  |  | no |  | no | Removed from Ground | Gas (Historical Use) | 6000 | Unknown | 2004-04-07
10000669 | 4 |  |  | no |  | no | Removed from Ground | Gas (Historical Use) | 6000 | Unknown | 2004-04-07
10000669 | 5 |  |  | no |  | no | Removed from Ground | Gas (Historical Use) | 6000 | Unknown | 2004-04-07
10000669 | P329251 |  | 2007-01-12 | no | 2007-01-12 | no | Removed from Ground | Gas (Historical Use) | 12000 | Fiberglass | 2006-10-16 | Double Walled | Pressurized
10000669 | P329270A |  | 2007-01-12 | no | 2007-01-12 | no | Removed from Ground | Gas (Historical Use) | 8000 | Fiberglass | 2006-10-16 | Double Walled | Pressurized
10000669 | P329270B |  | 2007-01-12 | no | 2007-01-12 | no | Removed from Ground | Diesel | 4000 | Fiberglass | 2006-10-16 | Double Walled | Pressurized
10000670 | 1 |  |  | no |  | no | Removed from Ground | Gas (Historical Use) | 1000 | Unknown | 2004-06-04
10000670 | 2 |  |  | no |  | no | Removed from Ground | Gas (Historical Use) | 1000 | Unknown | 2004-06-04
10000672 | 1 |  |  | no |  | no | Removed from Ground | Kerosene | 600 | Bare Steel | 2004-06-01
10000673 | 1 |  |  | no |  | no | Removed from Ground | Diesel | 500 | Bare Steel | 2004-05-24
10000674 | 1 |  |  | no |  | no | Removed from Ground | Gas (Historical Use) | 200 | Unknown | 1990-03-01
10000675 | 1 |  |  | no |  | no | Removed from Ground | Gas (Historical Use) | 500 | Unknown | 2004-01-21
10000675 | 2 |  |  | no |  | no | Removed from Ground | Gas (Historical Use) | 500 | Unknown | 2004-01-21
10000680 | 1 | Ball Float | 2003-06-01 | no | 2003-06-01 | no | Currently in Use | Gas (Historical Use) | 10000 | Composite | 2003-06-13 | Fiberglass Reinforced Plastic | Pressurized
10000680 | 2A | Ball Float | 2003-06-01 | no | 2003-06-01 | no | Currently in Use | Gas (Historical Use) | 6000 | Composite | 2003-06-13 | Fiberglass Reinforced Plastic | Pressurized
10000680 | 2B | Ball Float | 2003-06-01 | no | 2003-06-01 | no | Currently in Use | Diesel | 4000 | Composite | 2003-06-13 | Fiberglass Reinforced Plastic | Pressurized
10000681 | 1 | Flapper Valve | 2004-07-01 | no | 1998-07-01 | no | Temporarily out of use | Diesel | 2500 | Galvanic (STIP-3) | 1998-07-01 | Double-Walled Fiberglass | Pressurized
10000682 | 1 | Ball Float | 2003-11-01 | no | 2003-11-01 | no | Currently in Use | E-10 | 15000 | Composite | 2003-10-01 |  | Pressurized
10000682 | 2A |  | 2003-11-01 | no | 2003-11-01 | no | Currently in Use | Gas (Historical Use) | 6000 | Composite | 2003-10-01 |  | Pressurized
10000682 | 2B | Ball Float | 2003-11-01 | no | 2003-11-01 | no | Currently in Use | Diesel | 4000 | Composite | 2003-10-01 |  | Pressurized
10000683 | 1 |  |  | no |  | no | Closed in Ground | Not Marked | 0 | Unknown |  | Unknown
10000683 | 2 |  |  | no |  | no | Closed in Ground | Not Marked | 0 | Unknown |  | Unknown
10000686 | 1 |  |  | no |  | no | Removed from Ground | Used Oil | 200 | Unknown | 2004-06-07
10000686 | 2 |  |  | no |  | no | Removed from Ground | Used Oil | 200 | Unknown | 2004-06-07
10000687 | 1 |  |  | no |  | no | Removed from Ground | Diesel | 2000 | Bare Steel | 1996-01-01
10000688 | 1 |  |  | no |  | no | Removed from Ground | Used Oil | 500 | Bare Steel | 2004-05-18
10000691 | 1 | Flapper Valve | 2003-08-21 | no | 2003-08-21 | no | Currently in Use | Regular | 12000 | Composite | 2003-07-21 | Double-Walled Flex | Pressurized
10000691 | 2A | Flapper Valve | 2003-08-21 | no | 2003-08-21 | no | Currently in Use | Regular | 6000 | Composite | 2003-07-21 |  | Pressurized
10000691 | 2B | Flapper Valve | 2003-08-21 | no | 2003-08-21 | no | Currently in Use | Diesel | 6000 | Composite | 2003-07-21 | Double-Walled Flex | Pressurized
10000691 | 3 | Flapper Valve | 2003-07-21 | no | 2003-07-21 | no | Currently in Use | Premium | 12000 | Composite | 2003-07-21 | Double-Walled Flex | Pressurized
10000695 | 1 | Overfill Alarm | 2004-05-13 | no | 2004-05-13 | no | Currently in Use | Gas (Historical Use) | 15000 | Composite Double Walled | 2004-05-13 | Double-Walled Fiberglass | Pressurized
10000695 | 2 | Overfill Alarm | 2004-05-13 | no | 2004-05-13 | no | Currently in Use | Gas (Historical Use) | 12000 | Composite Double Walled | 2004-05-13 | Double-Walled Fiberglass | Pressurized
10000695 | 3 | Overfill Alarm | 2004-05-13 | no | 2004-05-13 | no | Currently in Use | Diesel | 12000 | Composite Double Walled | 2004-05-13 | Double-Walled Fiberglass | Pressurized
10000696 | 1 |  |  | no |  | no | Removed from Ground | Not Marked/Tank Removed | 1000 | Unknown | 2004-06-30
10000696 | 2 |  |  | no |  | no | Removed from Ground | Not Marked/Tank Removed | 500 | Unknown | 2004-06-30
10000697 | 1 |  |  | no |  | no | Removed from Ground | Not Marked/Tank Removed | 1000 | Unknown | 2004-06-30
10000697 | 2 |  |  | no |  | no | Removed from Ground | Not Marked/Tank Removed | 500 | Unknown | 2004-06-30
10000698 | 1 |  | 1980-01-01 | no | 1980-01-01 | no | Removed from Ground | Gas (Historical Use) | 8000 | Bare Steel | 1980-01-01 | Bare Steel
10000698 | 2 |  | 1980-01-01 | no | 1980-01-01 | no | Removed from Ground | Diesel | 2000 | Bare Steel | 1980-01-01 | Bare Steel
10000699 | N628126 | Ball Float | 2004-07-30 | no | 2004-07-30 | no | Temporarily out of use | Regular | 12000 | Fiberglass Double Walled | 2004-06-17 | Double-Walled Fiberglass | Pressurized
10000699 | N628128 | Ball Float | 2004-07-30 | no | 2004-07-30 | no | Currently in Use | Diesel | 12000 | Fiberglass Double Walled | 2004-06-17 | Double-Walled Fiberglass | Pressurized
10000700 | 1 | Ball Float | 2003-12-22 | no | 2003-12-22 | no | Currently in Use | Regular | 12000 | Epoxy | 2003-12-22 |  | Pressurized
10000700 | 2 | Ball Float | 2003-12-22 | no | 2003-12-22 | no | Currently in Use | Premium | 12000 | Epoxy | 2003-12-22 |  | Pressurized
10000702 | 1 |  |  | no |  | no | Removed from Ground | Gas (Historical Use) | 0 | Unknown | 1950-01-01 | Unknown
10000703 | N815695 | Ball Float | 2004-03-29 | no | 2004-03-29 | no | Currently in Use | Gas (Historical Use) | 12000 | Fiberglass | 2004-03-25 | Double-Walled Fiberglass | Pressurized
10000703 | N900183-A | Ball Float | 2004-03-29 | no | 2004-03-29 | no | Currently in Use | Gas (Historical Use) | 6000 | Fiberglass | 2004-03-25 | Double-Walled Fiberglass | Pressurized
10000703 | N900183-B | Ball Float | 2004-03-29 | no | 2004-03-29 | no | Currently in Use | Diesel | 6000 | Fiberglass | 2004-03-25 | Double-Walled Fiberglass | Pressurized
10000705 | 1 |  | 2003-08-08 | no | 2003-08-08 | no | Currently in Use | Diesel | 1500 | Fiberglass Double Walled | 2003-07-30 | Fiberglass Reinforced Plastic | Suction (American)
10000712 | 1 | Ball Float | 2004-06-01 | no | 2004-06-01 | no | Removed from Ground | Diesel | 12000 | Composite | 2004-06-01 | Double-Walled Flex | Pressurized
10000717 | 1 |  |  | no |  | no | Removed from Ground | Not Marked/Tank Removed | 750 | Unknown
10000718 | 4A |  | 1999-12-01 | no | 1999-12-01 | no | Currently in Use | Gas (Historical Use) | 10000 | Composite | 1999-12-01 | Double Walled | Pressurized
10000718 | 4B |  | 1999-12-01 | no | 1999-12-01 | no | Currently in Use | Gas (Historical Use) | 5000 | Composite | 1999-12-01 | Double Walled | Pressurized
10000719 | 1 |  | 2002-03-01 | no | 2002-03-01 | no | Currently in Use |  | 5000 | Composite Double Walled | 2002-03-01 | Double-Walled Fiberglass | Pressurized
10000719 | 2 |  | 2002-03-01 | no | 2002-03-01 | no | Currently in Use | Aviation Gas/AV Gas | 6000 | Composite Double Walled | 2002-03-01 | Double-Walled Fiberglass | Pressurized
10000720 | 1 | Flapper Valve | 2004-08-31 | no | 2004-08-31 | no | Currently in Use | Diesel | 15000 | Composite Double Walled | 2004-05-17 | Double-Walled Fiberglass | Pressurized
10000721 | 1 |  | 2003-06-09 | no | 2003-06-09 | no | Currently in Use | Regular | 12000 | Composite | 2003-05-20 | Double-Walled Fiberglass | Pressurized
10000721 | 2 | Ball Float | 2003-06-09 | no | 2003-06-09 | no | Currently in Use | Premium | 6000 | Composite | 2003-05-20 | Double-Walled Fiberglass | Pressurized
10000721 | 3 | Ball Float | 2003-06-09 | no | 2003-06-09 | no | Currently in Use | Diesel | 4000 | Composite | 2003-05-20 | Double-Walled Fiberglass | Pressurized
10000724 | 1 | Ball Float | 2004-04-01 | no | 2004-04-01 | no | Currently in Use | Gas (Historical Use) | 20000 | Fiberglass Double Walled | 2004-04-01 | Flex | Pressurized
10000724 | 2 | Ball Float | 2004-03-01 | no | 2004-03-01 | no | Currently in Use | Gas (Historical Use) | 20000 | Fiberglass Double Walled | 2004-03-01 | Flex | Pressurized
10000724 | 3 | Ball Float | 2004-03-01 | no | 2004-03-01 | no | Currently in Use | Gas (Historical Use) | 12000 | Fiberglass Double Walled | 2004-03-01 | Flex | Pressurized
10000724 | 4A |  | 2014-11-01 | no | 2014-11-07 | no | Temporarily out of use |  | 10000 | Fiberglass Double Walled | 2014-10-24 | Double-Walled Flex
10000724 | 4B |  | 2014-11-01 | no | 2014-11-07 | no | Currently in Use | Diesel | 9500 | Fiberglass Double Walled | 2014-10-24 | Double-Walled Fiberglass | Pressurized
10000726 | 49778-A |  | 2004-05-10 | no | 2004-05-10 | no | Currently in Use | Gas (Historical Use) | 10000 | Fiberglass | 2004-04-28 | Double-Walled Fiberglass | Pressurized
10000726 | 49778-B |  | 2004-05-10 | no | 2004-05-10 | no | Currently in Use | Diesel | 5000 | Fiberglass | 2004-04-28 | Double-Walled Fiberglass | Pressurized
10000726 | 49779-A |  | 2004-05-10 | no | 2004-05-10 | no | Currently in Use | Gas (Historical Use) | 12000 | Fiberglass | 2004-04-28 | Double-Walled Fiberglass | Pressurized
10000726 | 49779-B |  | 2004-05-10 | no | 2004-05-10 | no | Currently in Use | Kerosene | 3000 | Fiberglass | 2004-04-28 | Double-Walled Fiberglass | Pressurized
10000727 | 1 |  | 2004-08-01 | no | 2004-09-01 | no | Currently in Use | Diesel | 30000 | Composite Double Walled | 2004-07-01 | Double-Walled Fiberglass | Pressurized
10000727 | 2 |  | 2004-08-01 | no | 2004-09-01 | no | Currently in Use | Diesel | 30000 | Composite Double Walled | 2004-07-01 | Double-Walled Fiberglass | Pressurized
10000727 | 3 |  | 2004-08-01 | no | 2004-09-01 | no | Currently in Use | Gas (Historical Use) | 20000 | Composite Double Walled | 2004-07-01 | Double-Walled Fiberglass | Pressurized
10000727 | 4A |  | 2004-08-01 | no | 2004-09-01 | no | Currently in Use | Gas (Historical Use) | 12000 | Composite Double Walled | 2004-07-01 | Double-Walled Fiberglass | Pressurized
10000727 | 4B |  | 2004-08-01 | no | 2004-09-01 | no | Currently in Use | Diesel | 8000 | Composite Double Walled | 2004-07-01 | Double-Walled Fiberglass | Pressurized
10000734 | 1 | Flapper Valve | 2004-09-01 | no | 2004-09-01 | no | Currently in Use | Gas (Historical Use) | 4000 | Composite | 2004-09-01 | Fiberglass Reinforced Plastic | Safe Suction (Euro)
10000734 | 2 | Flapper Valve | 2004-09-01 | no | 2004-09-01 | no | Currently in Use | Diesel | 2000 | Composite | 2004-09-01 | Fiberglass Reinforced Plastic | Safe Suction (Euro)
10000740 | 1 | Flapper Valve | 1996-08-15 | no | 1996-08-15 | no | Currently in Use | Gas (Historical Use) | 10000 | Composite | 1996-08-15 | Fiberglass Reinforced Plastic | Safe Suction (Euro)
10000741 | 1 | Overfill Alarm | 2003-06-21 | no | 2003-06-21 | no | Currently in Use | Regular | 10000 | Fiberglass Double Walled | 2003-06-20 | Double-Walled Flex | Pressurized
10000741 | 2 | Overfill Alarm | 2003-06-21 | no | 2003-06-21 | no | Currently in Use | Diesel | 12000 | Fiberglass Double Walled | 2003-06-21 | Double-Walled Flex | Pressurized
10000751 | 1 | Ball Float | 1996-10-29 | no | 1996-10-29 | no | Currently in Use | Gas (Historical Use) | 15000 | Composite | 1996-10-29 | Double-Walled Fiberglass | Pressurized
10000751 | 2A | Ball Float | 1996-10-29 | no | 1996-10-29 | no | Currently in Use | Gas (Historical Use) | 10000 | Composite | 1996-10-29 | Double-Walled Fiberglass | Pressurized
10000751 | 2B | Ball Float | 1996-10-29 | no | 1996-10-29 | no | Currently in Use | Gas (Historical Use) | 10000 | Composite | 1996-10-29 | Double-Walled Fiberglass | Pressurized
10000752 | 1 |  |  | no |  | no | Removed from Ground | Used Oil | 1000 | Bare Steel | 2004-05-18
10000756 | 1A | Ball Float | 2004-07-15 | no | 2004-07-15 | no | Currently in Use | Gas (Historical Use) | 10000 | Epoxy | 2004-07-15 | Fiberglass Reinforced Plastic | Pressurized
10000756 | 1B | Ball Float | 2004-07-15 | no | 2004-07-15 | no | Currently in Use | Gas (Historical Use) | 6000 | Epoxy | 2004-07-15 | Fiberglass Reinforced Plastic | Pressurized
10000756 | 1C | Ball Float | 2004-07-15 | no | 2004-07-15 | no | Currently in Use | Diesel | 4000 | Epoxy | 2004-07-15 | Fiberglass Reinforced Plastic | Pressurized
10000757 | 1 |  |  | no |  | no | Removed from Ground | Diesel | 550 | Cathodically Protected Steel | 2004-07-20
10000758 | 1 |  | 2004-10-09 | no | 2004-10-09 | no | Currently in Use | Regular | 12000 | Epoxy | 2003-12-03 | Fiberglass Reinforced Plastic | Pressurized
10000758 | 2 |  | 2004-10-09 | no | 2004-10-09 | no | Currently in Use | Premium | 8000 | Epoxy | 2003-12-03 | Fiberglass Reinforced Plastic | Pressurized
10000758 | 3 |  | 2004-10-09 | no | 2004-10-09 | no | Currently in Use | Diesel | 6000 | Epoxy | 2003-12-03 | Fiberglass Reinforced Plastic | Pressurized
10000760 | 1 |  |  | no |  | no | Removed from Ground | Gas (Historical Use) | 500 | Bare Steel | 2004-09-01
10000760 | 2 |  |  | no |  | no | Removed from Ground | Gas (Historical Use) | 500 | Bare Steel | 2004-09-01
10000762 | 1A | Ball Float |  | no |  | no | Currently in Use | E-10 |  | Fiberglass Double Walled |  | Double-Walled Flex | Pressurized
10000762 | 1B | Ball Float | 2004-09-23 | no | 2004-09-23 | no | Currently in Use | E-10 | 8000 | Fiberglass Double Walled | 2004-09-16 | Double-Walled Flex | Pressurized
10000762 | 2 | Ball Float | 2011-03-23 | no | 2011-03-23 | no | Currently in Use | Diesel | 10000 | Fiberglass Double Walled | 2011-04-08 | Double-Walled Flex | Pressurized
10000764 | 1 |  | 2004-08-01 | no | 2004-08-01 | no | Currently in Use | Gas (Historical Use) | 8000 | Epoxy | 2004-08-01 | Fiberglass Reinforced Plastic | Pressurized
10000764 | 2 |  | 2004-08-01 | no | 2004-08-01 | no | Currently in Use | Gas (Historical Use) | 6000 | Epoxy | 2004-08-01 | Fiberglass Reinforced Plastic | Pressurized
10000765 | 1 |  | 2003-12-08 | no | 2003-12-08 | no | Currently in Use | Gas (Historical Use) | 15000 | Fiberglass Double Walled | 2003-12-08 | Double-Walled Fiberglass | Pressurized
10000765 | 2 |  | 2003-12-08 | no | 2003-12-08 | no | Currently in Use | Diesel | 15000 | Fiberglass Double Walled | 2003-12-08 | Double-Walled Fiberglass | Pressurized
10000766 | 1 |  |  | no |  | no | Removed from Ground | Gas (Historical Use) | 500 | Bare Steel | 2004-09-30
10000766 | 2 |  |  | no |  | no | Removed from Ground | Gas (Historical Use) | 500 | Bare Steel | 2004-09-30
10000766 | 3 |  |  | no |  | no | Removed from Ground | Gas (Historical Use) | 500 | Bare Steel | 2004-09-30
10000770 | T-1 |  |  | no |  | no | Removed from Ground | Gas (Historical Use) | 1000 | Unknown | 2005-07-29
10000770 | T-2 |  |  | no |  | no | Removed from Ground | Gas (Historical Use) | 1000 | Unknown | 2005-07-29
10000772 | 1 | Ball Float | 2004-11-13 | no | 2004-11-13 | no | Currently in Use | Gas (Historical Use) | 10000 | Epoxy | 2004-11-13 | Fiberglass Reinforced Plastic | Pressurized
10000774 | 1 |  |  | no |  | no | Removed from Ground | Not Marked | 0 | Unknown | 1984-12-01
10000779 | 1 |  |  | no |  | no | Removed from Ground | Not Marked/Tank Removed | 0 | Unknown | 1977-01-01
10000780 | 1A | Flapper Valve | 2004-10-20 | no | 2004-10-20 | no | Currently in Use | Gas (Historical Use) | 20000 | Fiberglass Double Walled | 2004-10-02 | Flex | Pressurized
10000780 | 1B | Flapper Valve | 2004-10-20 | no | 2004-10-20 | no | Currently in Use | Gas (Historical Use) | 8000 | Fiberglass Double Walled | 2004-10-02 | Flex | Pressurized
10000781 | 1 |  |  | no |  | no | Removed from Ground | Not Marked | 0 | Unknown
10000784 | 1 |  |  | no |  | no | Removed from Ground | Used Oil | 500 | Unknown | 2004-08-25
10000787 | 1 | Ball Float | 2003-03-31 | no | 2003-03-31 | no | Currently in Use | Regular | 12000 | Fiberglass | 2003-03-31 | Fiberglass Reinforced Plastic | Pressurized
10000787 | 2A | Ball Float | 2003-03-31 | no | 2003-03-31 | no | Currently in Use | Premium | 8000 | Fiberglass | 2003-03-31 | Fiberglass Reinforced Plastic | Pressurized
10000787 | 2B | Ball Float | 2003-03-31 | no | 2003-03-31 | no | Currently in Use | Diesel | 4000 | Fiberglass | 2003-03-31 | Fiberglass Reinforced Plastic | Pressurized
10000788 | 1 |  |  | no |  | no | Installed | Not Marked | 0 | Unknown
10000788 | 2 |  |  | no |  | no | Installed | Not Marked | 0 | Unknown
10000791 | 1 |  | 2004-11-24 | no | 2004-11-24 | no | Currently in Use | Gas (Historical Use) | 20000 | Fiberglass Double Walled | 2004-11-17 | Double Walled | Pressurized
10000791 | 2A |  | 2004-11-24 | no | 2004-11-24 | no | Currently in Use | Diesel | 12000 | Fiberglass Double Walled | 2004-11-17 | Double Walled | Pressurized
10000791 | 2B |  | 2004-11-24 | no | 2004-11-24 | no | Currently in Use | Gas (Historical Use) | 8000 | Fiberglass Double Walled | 2004-11-17
10000792 | 1A | Flapper Valve | 2004-11-01 | no | 2004-11-01 | no | Currently in Use | Diesel | 11000 | Composite | 2004-11-01 | Fiberglass Reinforced Plastic | Pressurized
10000792 | 1B | Flapper Valve | 2004-11-01 | no | 2004-11-01 | no | Currently in Use | Regular | 4000 | Composite | 2004-11-01 | Fiberglass Reinforced Plastic | Pressurized
10000793 | 1A |  | 2004-11-15 | no | 2004-11-15 | no | Currently in Use | Gas (Historical Use) | 8000 | Composite | 2004-10-15 | Double-Walled Fiberglass | Pressurized
10000793 | 1B |  | 2004-11-15 | no | 2004-11-15 | no | Currently in Use | Gas (Historical Use) | 4000 | Composite | 2004-10-15 | Fiberglass Reinforced Plastic | Pressurized
10000793 | 2A |  | 2004-11-15 | no | 2004-11-15 | no | Currently in Use | Diesel | 4000 | Composite | 2004-10-15 | Fiberglass Reinforced Plastic | Pressurized
10000793 | 2B |  | 2004-11-15 | no | 2004-11-15 | no | Currently in Use | Not Marked | 4000 | Composite | 2004-10-15 | Fiberglass Reinforced Plastic | Pressurized
10000793 | 2C |  | 2004-11-15 | no | 2004-11-15 | no | Currently in Use | Kerosene | 4000 | Composite | 2004-10-15 | Fiberglass Reinforced Plastic | Pressurized
10000795 | 1 |  |  | no |  | no | Closed in Ground | Gas (Historical Use) | 4000 | Bare Steel | 1983-01-01
10000795 | 2 |  |  | no |  | no | Closed in Ground | Gas (Historical Use) | 4000 | Bare Steel | 1983-01-01
10000795 | 3 |  |  | no |  | no | Closed in Ground | Gas (Historical Use) | 4000 | Bare Steel | 1983-01-01
10000795 | 4 |  |  | no |  | no | Closed in Ground | Gas (Historical Use) | 4000 | Bare Steel | 1983-01-01
10000795 | 5 |  | 2005-01-01 | no | 2005-01-01 | no | Currently in Use | Gas (Historical Use) | 12000 | Composite | 2005-01-01 | Fiberglass Reinforced Plastic | Pressurized
10000795 | 6A |  | 2005-01-01 | no | 2005-01-01 | no | Currently in Use | Gas (Historical Use) | 4000 | Composite | 2005-01-01 | Fiberglass Reinforced Plastic | Pressurized
10000795 | 6B |  | 2005-01-01 | no | 2005-01-01 | no | Currently in Use | Diesel | 4000 | Composite | 2005-01-01 | Fiberglass Reinforced Plastic | Pressurized
10000797 | 1 |  |  | no |  | no | Removed from Ground | Gas (Historical Use) | 0 | Bare Steel | 2004-12-01
10000798 | 1 | Ball Float | 2004-12-21 | no | 2004-12-21 | no | Currently in Use | Gas (Historical Use) | 4000 | Composite | 2004-12-21 | Fiberglass Reinforced Plastic | Pressurized
10000798 | 2 | Ball Float | 2004-12-21 | no | 2004-12-21 | no | Currently in Use | Diesel | 2000 | Composite | 2004-12-21 | Fiberglass Reinforced Plastic | Pressurized
10000802 | 1 | Ball Float | 2004-07-19 | no | 2004-07-19 | no | Currently in Use | Gas (Historical Use) | 10000 | Composite | 2004-07-19 | Fiberglass Reinforced Plastic | Pressurized
10000802 | 2 | Ball Float | 2004-07-19 | no | 2004-07-19 | no | Currently in Use | Gas (Historical Use) | 5000 | Composite | 2004-07-19 | Fiberglass Reinforced Plastic | Pressurized
10000802 | 3 | Ball Float | 2004-07-19 | no | 2004-07-19 | no | Currently in Use | Diesel | 6000 | Composite | 2004-07-19 | Fiberglass Reinforced Plastic | Pressurized
10000803 | 1 |  |  | no |  | no | Removed from Ground | Empty | 6000 | Bare Steel | 2004-12-19 | Galvanized Steel | Safe Suction (Euro)
10000804 | 1 |  |  | no |  | no | Installed | Not Marked | 0 | Unknown
10000806 | 1 |  | 2004-11-01 | no | 2004-11-01 | no | Currently in Use | Gas (Historical Use) | 12000 | Composite Double Walled | 2004-11-01 | Double-Walled Flex | Pressurized
10000806 | 2 |  | 2004-11-01 | no | 2004-11-01 | no | Currently in Use | Gas (Historical Use) | 8000 | Composite Double Walled | 2004-11-01 | Double-Walled Flex | Pressurized
10000806 | 3 |  | 2004-11-01 | no | 2004-11-01 | no | Currently in Use | Diesel | 10000 | Composite Double Walled | 2004-11-01 | Double-Walled Flex | Pressurized
10000806 | 4 |  | 2004-11-01 | no | 2004-11-01 | no | Currently in Use | Diesel | 20000 | Composite Double Walled | 2004-11-01 | Double-Walled Flex | Pressurized
10000807 | 1 | Ball Float | 2002-12-04 | no | 2002-12-04 | no | Currently in Use | Diesel | 4000 | Composite | 2002-11-26 | Fiberglass Reinforced Plastic | Pressurized
10000807 | 2 | Ball Float | 2002-12-04 | no | 2002-12-04 | no | Currently in Use | Gas (Historical Use) | 8000 | Composite | 2002-11-26 | Fiberglass Reinforced Plastic | Pressurized
10000807 | 3 | Ball Float | 2002-12-04 | no | 2002-12-04 | no | Currently in Use | Gas (Historical Use) | 10000 | Composite | 2002-11-26 | Fiberglass Reinforced Plastic | Pressurized
10000807 | 4 | Ball Float | 2002-12-04 | no | 2002-12-04 | no | Currently in Use | Kerosene | 2000 | Composite | 2002-11-26 | Fiberglass Reinforced Plastic | Safe Suction (Euro)
10000808 | 1 | Ball Float | 2005-01-11 | no | 2005-01-11 | no | Currently in Use | Gas (Historical Use) | 12000 | Composite | 2004-06-01 | Flex | Pressurized
10000808 | 2 | Ball Float | 2005-01-11 | no | 2005-01-11 | no | Currently in Use | Gas (Historical Use) | 8000 | Composite | 2004-06-01 | Flex | Pressurized
10000808 | 3 | Ball Float | 2005-01-11 | no | 2005-01-11 | no | Currently in Use | Diesel | 4000 | Composite | 2004-06-01 | Flex | Pressurized
10000810 | 1 | Overfill Alarm | 2004-08-01 | no | 2004-08-01 | no | Currently in Use | Diesel | 20000 | Fiberglass Double Walled | 2004-07-01 | Double-Walled Fiberglass | Pressurized
10000810 | 2 | Overfill Alarm | 2004-08-01 | no | 2004-08-01 | no | Currently in Use | Regular | 20000 | Fiberglass Double Walled | 2004-08-01 | Double-Walled Fiberglass | Pressurized
10000810 | 3 | Overfill Alarm | 2004-08-01 | no | 2004-08-01 | no | Currently in Use | Premium | 12000 | Fiberglass Double Walled | 2004-07-01 | Double-Walled Fiberglass | Pressurized
10000812 | 1 | Flapper Valve | 2004-11-17 | no | 2004-11-17 | no | Currently in Use | Gas (Historical Use) | 20000 | Fiberglass Double Walled | 2004-11-11 | Double-Walled Fiberglass | Pressurized
10000812 | 2 | Flapper Valve | 2004-11-17 | no | 2004-11-17 | no | Currently in Use | Diesel | 12000 | Fiberglass Double Walled | 2004-11-11 | Double-Walled Fiberglass | Pressurized
10000812 | 3 | Flapper Valve | 2004-11-17 | no | 2004-11-17 | no | Currently in Use | Gas (Historical Use) | 8000 | Fiberglass Double Walled | 2004-11-11 | Double-Walled Fiberglass | Pressurized
10000813 | 1 |  |  | no |  | no | Removed from Ground | Diesel | 10000 | Unknown | 1981-05-11
10000814 | 1 | Flapper Valve | 2004-01-10 | no | 2004-01-10 | no | Currently in Use | E-10 | 20000 | Fiberglass Double Walled | 2004-12-18 | Double-Walled Fiberglass | Pressurized
10000814 | 2A | Flapper Valve | 2004-01-10 | no | 2004-01-10 | no | Currently in Use | Diesel | 12000 | Fiberglass Double Walled | 2004-12-18 | Double-Walled Fiberglass | Pressurized
10000814 | 2B | Flapper Valve | 2004-01-10 | no | 2004-01-10 | no | Currently in Use | E-10 | 8000 | Fiberglass Double Walled | 2004-12-18 | Double-Walled Fiberglass | Pressurized
10000815 | 1 | Ball Float | 2004-10-20 | no | 2004-10-20 | no | Currently in Use | Regular | 12000 | Fiberglass | 2004-10-20 | Fiberglass Reinforced Plastic | Pressurized
10000815 | 2A | Ball Float | 2004-10-20 | no | 2004-10-20 | no | Currently in Use | Premium | 8000 | Fiberglass | 2004-10-20 | Fiberglass Reinforced Plastic | Pressurized
10000815 | 2B | Ball Float | 2004-10-20 | no | 2004-10-20 | no | Currently in Use | Diesel | 4000 | Fiberglass | 2004-10-20 | Fiberglass Reinforced Plastic | Pressurized
10000816 | 1 | Ball Float | 2004-09-01 | no | 2004-09-01 | no | Currently in Use | Gas (Historical Use) | 12000 | Fiberglass | 2004-09-01 | Fiberglass Reinforced Plastic | Pressurized
10000816 | 2A | Ball Float | 2004-09-01 | no | 2004-09-01 | no | Currently in Use | Diesel | 7000 | Fiberglass | 2004-09-01 | Fiberglass Reinforced Plastic | Pressurized
10000816 | 2B | Ball Float | 2004-09-01 | no | 2004-09-01 | no | Currently in Use | Gas (Historical Use) | 8000 | Fiberglass | 2004-09-01 | Fiberglass Reinforced Plastic | Pressurized
10000819 | 1 | Ball Float | 2004-01-05 | no | 2005-01-05 | no | Currently in Use | Gas (Historical Use) | 6000 | Composite | 2005-01-04 | Fiberglass Reinforced Plastic | Pressurized
10000819 | 2 | Ball Float | 2005-01-05 | no | 2005-01-05 | no | Currently in Use | Diesel | 6000 | Composite | 2005-01-04 | Fiberglass Reinforced Plastic | Pressurized
10000821 | 1 | Overfill Alarm | 2004-12-30 | no | 2004-12-30 | no | Currently in Use | Gas (Historical Use) | 20000 | Fiberglass Double Walled | 2004-12-03 | Double-Walled Flex | Pressurized
10000821 | 2 | Overfill Alarm | 2004-12-30 | no | 2004-12-30 | no | Currently in Use | Gas (Historical Use) | 20000 | Fiberglass Double Walled | 2004-12-03 | Double-Walled Flex | Pressurized
10000821 | 3 | Overfill Alarm | 2004-12-30 | no | 2004-12-30 | no | Currently in Use | Gas (Historical Use) | 20000 | Fiberglass Double Walled | 2004-12-03 | Double-Walled Fiberglass | Pressurized
10000822 | 1 |  | 2004-11-22 | no | 2004-11-22 | no | Currently in Use | Gas (Historical Use) | 8000 | Composite | 2004-11-15 | Fiberglass Reinforced Plastic | Pressurized
10000822 | 2 |  | 2004-11-22 | no | 2004-11-22 | no | Currently in Use | Gas (Historical Use) | 4000 | Composite | 2004-11-15 | Fiberglass Reinforced Plastic | Pressurized
10000823 | 1 | Ball Float | 2004-12-10 | no | 2004-12-10 | no | Removed from Ground | Gas (Historical Use) | 20000 | Fiberglass Double Walled | 2004-11-29 | Double-Walled Flex | Pressurized
10000823 | 1A | Ball Float | 2004-12-10 | no | 2004-12-10 | no | Removed from Ground | Gas (Historical Use) | 8000 | Fiberglass Double Walled | 2004-11-29 | Double-Walled Flex | Pressurized
10000823 | 1B | Ball Float | 2004-12-10 | no | 2004-12-10 | no | Removed from Ground | Diesel | 8000 | Fiberglass Double Walled | 2004-11-29 | Double-Walled Flex | Pressurized
10000826 | 1 | Ball Float | 2004-04-26 | no | 2004-04-26 | no | Currently in Use | Gas (Historical Use) | 12000 | Fiberglass | 2004-04-19 | Double-Walled Fiberglass | Pressurized
10000826 | 2 | Ball Float | 2004-04-26 | no | 2004-04-26 | no | Currently in Use | Gas (Historical Use) | 12000 | Fiberglass | 2004-04-19 | Double-Walled Fiberglass | Pressurized
10000826 | 3 | Ball Float | 2004-04-26 | no | 2004-04-26 | no | Currently in Use | Diesel | 12000 | Fiberglass | 2004-04-19 | Double-Walled Fiberglass | Pressurized
10000829 | 1 |  |  | no |  | no | Removed from Ground | Diesel | 550 | Unknown | 2004-12-16
10000829 | 2 |  |  | no |  | no | Removed from Ground | Diesel | 4000 | Unknown | 2004-12-16
10000830 | 1 |  |  | no |  | no | Removed from Ground | Diesel | 10000 | Unknown | 2004-07-14
10000831 | 1 |  |  | no |  | no | Removed from Ground | Not Marked | 0 | Bare Steel | 2005-02-18 | Bare Steel
10000831 | 2 |  |  | no |  | no | Removed from Ground | Not Marked | 0 | Bare Steel | 2005-02-18
10000831 | 3 |  |  | no |  | no | Removed from Ground | Not Marked | 0 | Bare Steel | 2005-02-18 | Bare Steel
10000831 | 4 |  |  | no |  | no | Removed from Ground | Not Marked | 0 | Bare Steel | 2005-02-18 | Bare Steel
10000831 | 5 |  |  | no |  | no | Removed from Ground | Not Marked | 0 | Bare Steel | 2005-02-18 | Bare Steel
10000831 | 6 |  |  | no |  | no | Removed from Ground | Not Marked | 0 | Bare Steel | 2005-02-18
10000831 | 7 |  |  | no |  | no | Removed from Ground | Not Marked/Tank Removed | 1150 | Unknown | 2005-03-09
10000835 | T-1 |  |  | no |  | no | Removed from Ground | Not Marked | 500 | Bare Steel | 2005-01-20
10000835 | T-2 |  |  | no |  | no | Removed from Ground | Not Marked | 1200 | Bare Steel | 2005-01-20
10000837 | 1 |  |  | no |  | no | Closed in Ground | Not Marked | 550 | Bare Steel
10000839 | 1 |  | 2005-01-19 | no | 2005-01-19 | no | Currently in Use | Gas (Historical Use) | 20000 | Fiberglass Double Walled | 2005-01-19 | Double-Walled Fiberglass
10000839 | 2 |  | 2005-01-19 | no | 2005-01-19 | no | Currently in Use | Gas (Historical Use) | 10000 | Fiberglass Double Walled | 2005-01-19 | Double-Walled Fiberglass
10000839 | 3 |  | 2005-01-19 | no | 2005-01-19 | no | Currently in Use | Diesel | 10000 | Fiberglass Double Walled | 2005-01-19 | Double-Walled Fiberglass
10000839 | 4 |  | 2005-01-19 | no | 2005-01-19 | no | Currently in Use | Kerosene | 5000 | Fiberglass Double Walled | 2005-01-19 | Double-Walled Fiberglass
10000839 | 5 |  | 2005-01-19 | no | 2005-01-19 | no | Currently in Use | Diesel | 5000 | Fiberglass Double Walled | 2005-01-19 | Double-Walled Fiberglass
10000839 | 6 |  | 2013-07-21 | no | 2013-07-21 | no | Currently in Use | Gas (Historical Use) | 6000 | Fiberglass Double Walled | 2013-07-21 | Double-Walled Fiberglass
10000841 | 1 | Ball Float | 2004-12-06 | no | 2004-12-06 | no | Currently in Use | Diesel | 20000 | Fiberglass Double Walled | 2004-12-01 | Double-Walled Fiberglass | Pressurized
10000843 | 1 |  |  | no |  | no | Removed from Ground | Gas (Historical Use) | 1000 | Bare Steel | 2005-02-17 | Bare Steel
10000843 | 2 |  |  | no |  | no | Removed from Ground | Gas (Historical Use) | 5000 | Bare Steel | 2005-02-17 | Bare Steel
10000843 | 3 |  |  | no |  | no | Removed from Ground | Gas (Historical Use) | 5000 | Bare Steel | 2005-02-17 | Bare Steel
10000843 | 4 |  |  | no |  | no | Removed from Ground | Gas (Historical Use) | 8000 | Bare Steel | 2005-02-17 | Bare Steel
10000846 | 1 |  |  | no |  | no | Removed from Ground | Not Marked/Tank Removed | 1000 | Bare Steel | 2005-02-10
10000846 | 2 |  |  | no |  | no | Removed from Ground | Not Marked/Tank Removed | 500 | Bare Steel | 2005-02-10
10000846 | 3 |  |  | no |  | no | Removed from Ground | Not Marked/Tank Removed | 1000 | Bare Steel | 2005-02-10
10000846 | 4 |  |  | no |  | no | Removed from Ground | Not Marked/Tank Removed | 500 | Bare Steel | 2005-02-10
10000846 | 5 |  |  | no |  | no | Removed from Ground | Used Oil | 1000 | Bare Steel | 2005-02-10
10000851 | 1 |  | 2005-02-25 | no | 2005-02-25 | no | Currently in Use | Gas (Historical Use) | 20000 | Fiberglass Double Walled | 2005-02-14 | Double-Walled Flex | Pressurized
10000851 | 2A |  | 2005-02-25 | no | 2005-02-25 | no | Currently in Use | Diesel | 12000 | Fiberglass Double Walled | 2005-02-14 | Double-Walled Flex | Pressurized
10000851 | 2B |  | 2005-02-25 | no | 2005-02-25 | no | Currently in Use | Gas (Historical Use) | 8000 | Fiberglass Double Walled | 2005-02-14 | Double-Walled Flex | Pressurized
10000854 | 1 |  |  | no |  | no | Removed from Ground | Gas (Historical Use) | 4000 | Unknown | 2005-03-17 | Unknown
10000854 | 2 |  |  | no |  | no | Removed from Ground | Used Oil | 2000 | Unknown | 2005-03-22
10000856 | 1 |  |  | no |  | no | Removed from Ground | Diesel | 500 | Unknown
10000856 | 2 |  |  | no |  | no | Removed from Ground | Diesel | 275 | Unknown | 2005-03-15
10000857 | 1 |  |  | no |  | no | Removed from Ground | Gas (Historical Use) | 10000 | Bare Steel | 1975-01-01
10000857 | 2 |  |  | no |  | no | Removed from Ground | Gas (Historical Use) | 10000 | Bare Steel | 1975-01-01
10000860 | 1 |  | 2000-11-25 | no | 2000-11-25 | no | Currently in Use | Gas (Historical Use) | 10152 | Composite | 2000-11-13 | Fiberglass Reinforced Plastic | Safe Suction (Euro)
10000860 | 2 |  | 2000-11-25 | no | 2000-11-25 | no | Currently in Use | Diesel | 10152 | Composite | 2000-11-13 | Fiberglass Reinforced Plastic | Safe Suction (Euro)
10000862 | 1 |  | 2002-08-01 | no | 2002-08-01 | no | Currently in Use | Diesel | 20000 | Fiberglass Double Walled | 2002-08-01 | Fiberglass Reinforced Plastic | Pressurized
10000862 | 2 |  | 2002-08-01 | no | 2002-08-01 | no | Currently in Use | Diesel | 20000 | Epoxy | 2002-08-01 | Fiberglass Reinforced Plastic | Pressurized
10000862 | 3 |  | 2002-08-01 | no | 2002-08-01 | no | Currently in Use | Gas (Historical Use) | 20000 | Epoxy | 2002-08-01 | Fiberglass Reinforced Plastic | Pressurized
10000862 | 4 |  | 2002-08-01 | no | 2002-08-01 | no | Currently in Use | Gas (Historical Use) | 20000 | Epoxy | 2002-08-01 | Fiberglass Reinforced Plastic | Pressurized
10000863 | 1 |  | 2005-02-05 | no | 2005-02-05 | no | Temporarily out of use | Diesel | 2000 | Cathodically Protected Steel | 2005-02-01 | Cathodically Protected | Safe Suction (Euro)
10000863 | 2 |  | 2005-02-01 | no | 2005-02-01 | no | Temporarily out of use | Gas (Historical Use) | 2000 | Cathodically Protected Steel | 2005-02-01 | Cathodically Protected | Safe Suction (Euro)
10000863 | 3 |  | 2005-02-01 | no | 2005-02-01 | no | Temporarily out of use | Gas (Historical Use) | 2000 | Cathodically Protected Steel | 2005-02-01 | Cathodically Protected | Safe Suction (Euro)
10000863 | 4 |  | 2005-02-01 | no | 2005-02-01 | no | Temporarily out of use | Gas (Historical Use) | 2000 | Cathodically Protected Steel | 2005-02-01 | Cathodically Protected | Safe Suction (Euro)
10000863 | 5A |  | 2005-02-01 | no | 2005-02-01 | no | Temporarily out of use | Gas (Historical Use) | 2000 | Cathodically Protected Steel | 2005-02-01 | Cathodically Protected | Safe Suction (Euro)
10000863 | 5B | Flapper Valve | 2005-02-01 | no | 2005-02-01 | no | Temporarily out of use | Gas (Historical Use) | 2000 | Cathodically Protected Steel | 2005-02-01 |  | Safe Suction (Euro)
10000864 | 1 |  | 2002-05-20 | no | 2002-05-20 | no | Temporarily out of use | Diesel | 20000 | Epoxy | 2002-05-08 | Fiberglass Reinforced Plastic | Pressurized
10000865 | 1 |  |  | no |  | no | Permanently Out Of Use |  | 0 | Bare Steel | 2005-03-31 | Unknown
10000866 | 1 | Overfill Alarm | 2005-02-15 | no | 2005-02-15 | no | Currently in Use | Gas (Historical Use) | 15000 | Epoxy | 2005-02-15 | Double-Walled Fiberglass | Pressurized
10000866 | 2 | Overfill Alarm | 2004-02-15 | no | 2005-02-15 | no | Currently in Use | Gas (Historical Use) | 8000 | Epoxy | 2005-02-15 | Double-Walled Fiberglass | Pressurized
10000866 | 3 | Overfill Alarm | 2005-02-15 | no | 2005-02-15 | no | Currently in Use | Diesel | 7000 | Epoxy | 2005-02-15 | Double-Walled Fiberglass | Pressurized
10000868 | 1 |  |  | no |  | no | Removed from Ground | Propane | 550 | Fiberglass Double Walled | 1988-12-01 | Double-Walled Flex | Gravity Fed
10000868 | 2 |  |  | no |  | no | Removed from Ground | Propane | 550 | Fiberglass Double Walled | 1988-12-01 | Double Walled | Gravity Fed
10000869 | 1 |  |  | no |  | no | Removed from Ground | Gas (Historical Use) | 8000 | Unknown | 2005-03-07 | Galvanized Steel | Suction (American)
10000869 | 2 |  |  | no |  | no | Removed from Ground | Gas (Historical Use) | 1000 | Unknown | 2005-03-07 | Galvanized Steel | Suction (American)
10000869 | 3 |  |  | no |  | no | Removed from Ground | Gas (Historical Use) | 1000 | Unknown | 2005-03-07
10000869 | 4 |  |  | no |  | no | Removed from Ground | Gas (Historical Use) | 3000 | Unknown | 2005-03-07
10000871 | 1 |  |  | no |  | no | Removed from Ground | Not Marked/Tank Removed | 1000 | Bare Steel | 1956-01-01
10000876 | 1 |  |  | no |  | no | Removed from Ground | Gas (Historical Use) | 550 | Bare Steel | 2005-04-12 | Bare Steel | Safe Suction (Euro)
10000876 | 2 |  |  | no |  | no | Removed from Ground | Gas (Historical Use) | 550 | Bare Steel | 2005-04-15 | Bare Steel | Safe Suction (Euro)
10000879 | 1 | Ball Float | 2004-11-29 | no | 2004-11-29 | no | Currently in Use | Gas (Historical Use) | 15000 | Composite | 2004-11-19 | Flex | Pressurized
10000879 | 2A | Ball Float | 2004-11-29 | no | 2004-11-29 | no | Currently in Use | Diesel | 4000 | Composite | 2004-11-19 | Flex | Pressurized
10000879 | 2B | Ball Float | 2004-11-29 | no | 2004-11-29 | no | Currently in Use | Gas (Historical Use) | 8000 | Composite | 2004-11-19 | Flex | Pressurized
10000879 | 3A | Ball Float | 2004-11-29 | no | 2004-11-29 | no | Currently in Use | Gas (Historical Use) | 6000 | Composite | 2004-11-19 | Flex | Pressurized
10000879 | 3B | Ball Float | 2004-11-29 | no | 2004-11-29 | no | Currently in Use | Diesel | 15000 | Composite | 2004-11-19 | Flex | Pressurized
10000879 | 3C | Ball Float | 2004-11-29 | no | 2004-11-29 | no | Currently in Use | Diesel | 5000 | Composite | 2004-11-29 | Flex | Pressurized
10000880 | 1A | Ball Float | 2005-03-01 | no | 2005-03-01 | no | Currently in Use | Regular | 12000 | Composite | 2005-02-26 | Fiberglass Reinforced Plastic | Pressurized
10000880 | 1B | Ball Float | 2005-03-01 | no | 2005-03-01 | no | Currently in Use | Premium | 8000 | Composite | 2005-02-26 | Fiberglass Reinforced Plastic | Pressurized
10000880 | 2 | Ball Float | 2005-03-01 | no | 2005-03-01 | no | Currently in Use | Diesel | 6000 | Composite | 2005-02-26 | Fiberglass Reinforced Plastic | Pressurized
10000881 | 1 | Flapper Valve | 2005-01-01 | no | 2005-01-01 | no | Currently in Use | Diesel | 10000 | Fiberglass Double Walled | 2004-12-23 | Double-Walled Fiberglass | Pressurized
10000881 | 2 | Flapper Valve | 2005-01-01 | no | 2005-01-01 | no | Currently in Use | Diesel | 10000 | Fiberglass Double Walled | 2004-12-23 | Double-Walled Fiberglass | Pressurized
10000881 | 3 | Flapper Valve | 2005-01-01 | no | 2005-01-01 | no | Currently in Use | Gas (Historical Use) | 5000 | Fiberglass Double Walled | 2004-12-23 | Double-Walled Fiberglass | Pressurized
10000887 | 1 |  |  | no |  | no | Removed from Ground | Not Marked/Tank Removed | 2000 | Unknown | 2005-02-09
10000887 | 2 |  |  | no |  | no | Removed from Ground | Not Marked/Tank Removed | 1000 | Unknown | 2005-02-09
10000890 | 1A | Ball Float | 2005-03-03 | no | 2005-03-03 | no | Currently in Use | Gas (Historical Use) | 20000 | Fiberglass Double Walled | 2005-02-24 | Double-Walled Fiberglass | Pressurized
10000890 | 1B | Ball Float | 2005-03-03 | no | 2005-03-03 | no | Currently in Use | Gas (Historical Use) | 8000 | Fiberglass Double Walled | 2005-02-24 | Double-Walled Fiberglass | Pressurized
10000892 | 1 | Ball Float | 2005-04-01 | no | 2005-04-01 | no | Currently in Use | Regular | 15000 | Epoxy | 2004-06-01 | Double-Walled Flex | Pressurized
10000892 | 2 | Ball Float | 2005-04-01 | no | 2005-04-01 | no | Currently in Use | Premium | 8000 | Epoxy | 2004-06-01 | Double-Walled Flex | Pressurized
10000892 | 3A | Flapper Valve | 2005-04-01 | no | 2005-04-01 | no | Currently in Use | Diesel On Road | 4000 | Epoxy | 2004-06-01 | Double-Walled Flex | Pressurized
10000892 | 3B | Flapper Valve | 2005-04-01 | no | 2005-04-01 | no | Currently in Use | Diesel Off Road | 2000 | Epoxy | 2004-06-01 | Double-Walled Flex | Pressurized
10000893 | 1A | Flapper Valve | 2005-04-20 | no | 2005-04-20 | no | Currently in Use | Regular | 8000 | Composite | 2005-04-20 | Fiberglass Reinforced Plastic | Pressurized
10000893 | 1B | Flapper Valve | 2005-04-20 | no | 2005-04-20 | no | Currently in Use | Premium | 4000 | Composite | 2005-04-20 | Fiberglass Reinforced Plastic | Pressurized
10000893 | 2 | Flapper Valve | 2005-04-20 | no | 2005-04-20 | no | Currently in Use | Diesel | 12000 | Composite | 2005-04-20 | Fiberglass Reinforced Plastic | Pressurized
10000895 | 1 |  | 2005-05-12 | no | 2005-04-14 | no | Currently in Use | Gas (Historical Use) | 20000 | Fiberglass Double Walled | 2005-04-12 | Double-Walled Fiberglass | Pressurized
10000895 | 2A |  | 2005-05-12 | no | 2005-04-14 | no | Currently in Use | Diesel | 12000 | Fiberglass Double Walled | 2005-04-12 | Double-Walled Fiberglass | Pressurized
10000895 | 2B | Overfill Alarm | 2005-05-12 | no | 2005-04-14 | no | Currently in Use | Gas (Historical Use) | 8000 | Fiberglass Double Walled | 2005-04-12 | Double-Walled Fiberglass | Pressurized
10000896 | 1 | Ball Float | 2005-02-11 | no | 2005-02-11 | no | Currently in Use | Gas (Historical Use) | 12000 | Fiberglass | 2004-12-23 | Double-Walled Fiberglass | Pressurized
10000896 | 2A | Ball Float | 2005-02-11 | no | 2005-02-11 | no | Currently in Use | Gas (Historical Use) | 6000 | Fiberglass Double Walled | 2004-12-23 | Double-Walled Fiberglass | Pressurized
10000896 | 2B | Ball Float | 2005-02-11 | no | 2005-02-11 | no | Currently in Use | Diesel | 6000 | Fiberglass Double Walled | 2004-12-23 | Double-Walled Fiberglass | Pressurized
10000900 | 1 |  |  | no |  | no | Removed from Ground | Gas (Historical Use) | 19604 | Unknown | 2005-05-20 | Unknown
10000902 | 1A | Ball Float | 2005-04-08 | no | 2005-04-08 | no | Currently in Use | Gas (Historical Use) | 20000 | Fiberglass Double Walled | 2005-03-17 | Secondary Containment | Pressurized
10000902 | 1B | Ball Float | 2005-04-08 | no | 2005-04-08 | no | Currently in Use | Gas (Historical Use) | 8000 | Fiberglass Double Walled | 2005-03-17 | Secondary Containment | Pressurized
10000903 | 1 |  |  | no |  | no | Removed from Ground | Gas (Historical Use) | 550 | Unknown | 2005-04-15
10000905 | 1 | Ball Float | 2005-05-01 | no | 2005-03-01 | no | Currently in Use | Gas (Historical Use) | 20000 | Fiberglass Double Walled | 2005-01-01 | Double-Walled Fiberglass | Pressurized
10000905 | 2 | Ball Float | 2005-05-01 | no | 2005-03-01 | no | Currently in Use | Gas (Historical Use) | 20000 | Fiberglass Double Walled | 2005-01-01 | Double-Walled Fiberglass | Pressurized
10000905 | 3 | Ball Float | 2005-05-01 | no | 2005-03-01 | no | Currently in Use | Gas (Historical Use) | 12000 | Fiberglass Double Walled | 2005-01-01 | Double-Walled Fiberglass | Pressurized
10000907 | 1A |  | 2001-05-29 | no | 2001-05-29 | no | Currently in Use | Gas (Historical Use) | 10000 | Composite | 2001-05-29 | Double Walled | Pressurized
10000907 | 1B |  | 2001-05-29 | no | 2001-05-29 | no | Currently in Use | Gas (Historical Use) | 5000 | Composite | 2001-05-29 | Double Walled | Pressurized
10000907 | 2 |  | 2001-05-29 | no | 2001-05-29 | no | Currently in Use | Diesel | 10000 | Composite | 2001-05-29 | Double Walled | Pressurized
10000910 | 3A | Flapper Valve | 1999-12-01 | no | 1999-12-01 | no | Currently in Use | Diesel | 3000 | Composite | 1999-12-01 | Fiberglass Reinforced Plastic | Pressurized
10000910 | 3B | Flapper Valve | 1999-12-01 | no | 1999-12-01 | no | Currently in Use | Regular | 9000 | Composite | 1999-12-01 | Fiberglass Reinforced Plastic | Pressurized
10000911 | 1 | Overfill Alarm | 2005-02-15 | no | 2005-02-15 | no | Currently in Use | Regular | 20000 | Composite | 2005-02-10 | Double Walled | Pressurized
10000911 | 2A | Overfill Alarm | 2005-03-15 | no | 2005-03-15 | no | Currently in Use | Diesel On Road | 8000 | Composite | 2005-03-10 | Double Walled | Pressurized
10000911 | 2B | Overfill Alarm | 2005-03-15 | no | 2005-03-15 | no | Currently in Use | Diesel Off Road | 4000 | Composite | 2005-03-10 | Double Walled | Pressurized
10000911 | 2C | Overfill Alarm | 2005-03-15 | no | 2005-03-15 | no | Currently in Use | Kerosene | 3000 | Composite | 2005-03-10 | Double Walled | Pressurized
10000912 | 1 |  |  | no |  | no | Removed from Ground | Gas (Historical Use) | 8000 | Bare Steel | 2005-03-30
10000914 | 1 |  |  | no |  | no | Removed from Ground | Gas (Historical Use) | 3000 | Bare Steel | 2005-04-27
10000914 | 2 |  |  | no |  | no | Removed from Ground | Gas (Historical Use) | 3000 | Bare Steel | 2005-04-27
10000915 | 1 | Flapper Valve | 2004-03-20 | no | 2004-03-20 | no | Currently in Use | Diesel | 8000 | Composite Double Walled | 2004-03-20 | Double-Walled Flex | Pressurized
10000915 | 2 | Flapper Valve | 2004-03-20 | no | 2004-03-20 | no | Currently in Use | E-10 | 10000 | Composite Double Walled | 2004-03-20 | Double-Walled Flex | Pressurized
10000915 | 3 | Flapper Valve | 2004-03-20 | no | 2004-03-20 | no | Currently in Use | Premium | 10000 | Composite Double Walled | 2004-03-20 | Double-Walled Flex | Pressurized
10000916 | 1 |  |  | no |  | no | Removed from Ground |  | 0 | Unknown | 2005-06-03
10000919 | 1 | Ball Float | 2005-05-01 | no | 2005-03-01 | no | Currently in Use | Premium | 20000 | Fiberglass Double Walled | 2005-01-01 | Double-Walled Fiberglass | Pressurized
10000919 | 2 | Ball Float | 2005-05-01 | no | 2005-03-01 | no | Currently in Use | Regular | 20000 | Fiberglass Double Walled | 2005-01-01 | Double-Walled Fiberglass | Pressurized
10000919 | 3 | Ball Float | 2005-05-01 | no | 2005-03-01 | no | Currently in Use | Plus | 12000 | Fiberglass Double Walled | 2005-01-01 | Double-Walled Fiberglass | Pressurized
10000922 | 1A | Ball Float | 2005-06-01 | no | 2005-06-01 | no | Currently in Use | Diesel | 8000 | Epoxy | 2005-06-01 | Fiberglass Reinforced Plastic | Pressurized
10000922 | 1B | Ball Float | 2005-06-01 | no | 2005-06-01 | no | Currently in Use | E-10 | 4000 | Epoxy | 2005-06-01 | Fiberglass Reinforced Plastic | Pressurized
10000922 | 2A | Ball Float | 2005-06-01 | no | 2005-06-01 | no | Currently in Use | Premium | 4000 | Epoxy | 2005-06-01 | Fiberglass Reinforced Plastic | Pressurized
10000922 | 2B | Ball Float | 2005-06-01 | no | 2005-06-01 | no | Currently in Use | Diesel | 4000 | Epoxy | 2005-06-01 | Fiberglass Reinforced Plastic | Pressurized
10000923 | 1 |  |  | no |  | no | Removed from Ground | Gas (Historical Use) | 0 | Unknown | 1972-01-01 | Unknown
10000925 | 1 | Flapper Valve | 2004-11-08 | no | 2004-11-08 | no | Currently in Use | Regular | 10000 | Composite | 2004-11-08 | Double-Walled Fiberglass | Pressurized
10000925 | 2A | Flapper Valve | 2004-11-08 | no | 2004-11-08 | no | Currently in Use | Premium | 8000 | Composite | 2004-11-08 | Double-Walled Fiberglass | Pressurized
10000925 | 2B | Flapper Valve | 2004-11-08 | no | 2004-11-08 | no | Currently in Use | Diesel | 4000 | Composite | 2004-11-08 | Double-Walled Fiberglass | Pressurized
10000926 | 1 |  |  | no |  | no | Closed in Ground | Diesel | 1000 | Bare Steel | 2005-05-19
10000927 | 1 |  |  | no |  | no | Removed from Ground | Gas (Historical Use) | 300 | Unknown | 2005-03-11
10000929 | 1 |  |  | no |  | no | Removed from Ground | Gas (Historical Use) | 6000 | Bare Steel | 2005-06-08
10000929 | 2 |  |  | no |  | no | Removed from Ground | Gas (Historical Use) | 4000 | Bare Steel | 2005-06-08
10000929 | 3 |  |  | no |  | no | Removed from Ground | Gas (Historical Use) | 4000 | Bare Steel | 2005-06-08
10000930 | 1 |  |  | no |  | no | Removed from Ground | Gas (Historical Use) | 500 | Unknown | 2005-06-29
10000930 | 2 |  |  | no |  | no | Removed from Ground | Gas (Historical Use) | 1000 | Unknown | 2005-06-29
10000930 | 3 |  |  | no |  | no | Removed from Ground | Gas (Historical Use) | 1000 | Unknown | 2005-06-29
10000930 | 4 |  |  | no |  | no | Removed from Ground | Gas (Historical Use) | 300 | Unknown | 2005-06-29
10000934 | 1 |  | 2005-06-01 | no | 2005-06-01 | no | Currently in Use | Gas (Historical Use) | 12000 | Fiberglass Double Walled | 2005-04-01 | Double-Walled Flex | Pressurized
10000934 | 2 |  | 2005-06-01 | no | 2005-06-01 | no | Currently in Use | Gas (Historical Use) | 12000 | Fiberglass Double Walled | 2005-04-01 | Double-Walled Flex | Pressurized
10000934 | 3 |  | 2005-06-01 | no | 2005-06-01 | no | Currently in Use | Gas (Historical Use) | 12000 | Fiberglass Double Walled | 2005-04-01 | Double-Walled Flex | Pressurized
10000934 | 4A |  | 2005-06-01 | no | 2005-06-01 | no | Currently in Use | Diesel | 9000 | Fiberglass Double Walled | 2005-04-01 | Double-Walled Flex | Pressurized
10000934 | 4B |  | 2005-06-01 | no | 2005-06-01 | no | Currently in Use | Gas (Historical Use) | 4000 | Fiberglass Double Walled | 2005-04-01 | Double-Walled Flex | Pressurized
10000937 | 1 |  |  | no |  | no | Removed from Ground | Diesel | 3000 | Bare Steel | 1968-01-01
10000937 | 2 |  |  | no |  | no | Removed from Ground | Gas (Historical Use) | 1000 | Bare Steel | 1968-01-01
10000937 | 3 |  |  | no |  | no | Removed from Ground | Gas (Historical Use) | 1000 | Bare Steel | 1968-01-01
10000939 | 1 |  | 2005-05-18 | no | 2005-05-18 | no | Currently in Use | Gas (Historical Use) | 12000 | Composite | 2005-05-01 | Fiberglass Reinforced Plastic | Pressurized
10000939 | 2 |  | 2005-05-18 | no | 2005-05-18 | no | Currently in Use | Gas (Historical Use) | 8000 | Composite | 2005-05-01 | Fiberglass Reinforced Plastic | Pressurized
10000939 | 3 |  | 2005-05-18 | no | 2005-05-18 | no | Currently in Use | Diesel | 4000 | Composite | 2005-05-01 | Fiberglass Reinforced Plastic | Pressurized
10000942 | 1 | Ball Float | 2005-06-01 | no | 2005-04-01 | no | Currently in Use | Gas (Historical Use) | 20000 | Fiberglass Double Walled | 2005-02-01 | Double-Walled Fiberglass | Pressurized
10000942 | 2 | Ball Float | 2005-06-01 | no | 2005-04-01 | no | Currently in Use | Gas (Historical Use) | 20000 | Fiberglass Double Walled | 2005-02-01 | Double-Walled Fiberglass | Pressurized
10000942 | 3 | Ball Float | 2005-06-01 | no | 2005-04-01 | no | Currently in Use | Gas (Historical Use) | 12000 | Fiberglass Double Walled | 2005-02-01 | Double-Walled Fiberglass | Pressurized
10000943 | 1 | Ball Float | 2013-01-01 | no | 2013-01-02 | no | Currently in Use | Gas (Historical Use) | 12000 | Composite | 2005-08-08 | Double-Walled Fiberglass | Pressurized
10000943 | 2A | Ball Float | 2013-01-01 | no | 2013-01-02 | no | Currently in Use | Gas (Historical Use) | 8000 | Composite | 2005-08-08 | Double-Walled Fiberglass | Pressurized
10000943 | 2B | Ball Float | 2013-01-01 | no | 2013-01-02 | no | Currently in Use | Diesel | 4000 | Composite | 2005-08-08 | Double-Walled Fiberglass | Pressurized
10000945 | 1 |  |  | no |  | no | Removed from Ground | Gas (Historical Use) | 1000 | Unknown | 1993-01-01
10000945 | 2 |  |  | no |  | no | Removed from Ground | Diesel | 1000 | Unknown | 1993-01-01
10000946 | 1 | Flapper Valve | 2005-04-07 | no | 2005-04-07 | no | Currently in Use | Regular | 20000 | Fiberglass Double Walled | 2005-03-16 | Double-Walled Flex | Pressurized
10000946 | 2 | Flapper Valve | 2005-04-07 | no | 2005-04-07 | no | Currently in Use | Regular | 20000 | Fiberglass Double Walled | 2005-03-16 | Double-Walled Flex | Pressurized
10000946 | 3 | Flapper Valve | 2005-04-07 | no | 2005-08-07 | no | Currently in Use | Premium | 20000 | Fiberglass Double Walled | 2005-04-07 | Double-Walled Flex | Pressurized
10000946 | 4 | Flapper Valve | 2011-11-18 | no | 2011-11-18 | no | Currently in Use | Ultrazol(Fuel Additive) | 1500 | Fiberglass Double Walled | 2011-11-18 | Double-Walled Flex | Pressurized
10000946 | 5 | Ball Float | 2015-04-01 | no | 2015-04-01 | no | Currently in Use | Diesel | 20000 | Fiberglass Double Walled | 2015-03-01 | Double-Walled Flex | Pressurized
10000946 | 6 | Ball Float | 2015-04-01 | no | 2015-04-01 | no | Currently in Use | OTR 8332 G(Diesel Additive) | 1500 | Fiberglass Double Walled | 2015-03-01 | Double-Walled Flex | Pressurized
10000947 | 1 | Ball Float | 2005-06-01 | no | 2005-06-01 | no | Currently in Use | Gas (Historical Use) | 12000 | Composite | 2004-03-01 | Fiberglass Reinforced Plastic | Pressurized
10000947 | 2 | Ball Float | 2005-06-01 | no | 2005-06-01 | no | Currently in Use | Gas (Historical Use) | 6000 | Composite | 2004-03-01 | Fiberglass Reinforced Plastic | Pressurized
10000947 | 3 | Ball Float | 2005-06-01 | no | 2005-06-01 | no | Currently in Use | Diesel | 6000 | Composite | 2004-03-01 | Fiberglass Reinforced Plastic | Pressurized
10000947 | 4A | Flapper Valve | 2005-06-01 | no | 2005-06-01 | no | Currently in Use | Kerosene | 2000 | Composite | 2004-03-01 | Fiberglass Reinforced Plastic | Safe Suction (Euro)
10000947 | 4B | Flapper Valve | 2005-06-01 | no | 2005-06-01 | no | Currently in Use | Diesel | 2000 | Composite | 2004-03-01 | Fiberglass Reinforced Plastic | Safe Suction (Euro)
10000947 | 4C | Flapper Valve | 2005-06-01 | no | 2005-06-01 | no | Currently in Use | Other | 2000 | Composite | 2004-03-01 | Fiberglass Reinforced Plastic | Safe Suction (Euro)
10000948 | 1 |  |  | no |  | no | Removed from Ground | Used Oil | 500 | Bare Steel | 2005-04-25
10000948 | 2 |  |  | no |  | no | Removed from Ground | Gas (Historical Use) | 2500 | Bare Steel | 2005-04-25
10000948 | 3 |  |  | no |  | no | Removed from Ground | Gas (Historical Use) | 2500 | Bare Steel | 2005-04-25
10000948 | 4 |  |  | no |  | no | Removed from Ground | Gas (Historical Use) | 2500 | Bare Steel | 2005-04-25
10000948 | 5 |  |  | no |  | no | Removed from Ground | Gas (Historical Use) | 500 | Bare Steel | 2005-05-05
10000949 | 1 |  |  | no |  | no | Removed from Ground | Diesel | 6100 | Bare Steel | 2005-07-01
10000950 | 1 |  |  | no |  | no | Removed from Ground | Empty | 1000 | Unknown | 2005-06-23
10000950 | 2 |  |  | no |  | no | Removed from Ground | Empty | 2000 | Unknown | 2005-06-23
10000950 | 3 |  |  | no |  | no | Removed from Ground | Empty | 2000 | Unknown | 2005-06-24
10000950 | 4 |  |  | no |  | no | Removed from Ground | Empty | 3000 | Unknown | 2005-06-23
10000950 | 5 |  |  | no |  | no | Removed from Ground | Empty | 650 | Unknown | 2005-06-28
10000952 | 1 | Flapper Valve | 2004-07-01 | no | 2004-07-01 | no | Currently in Use | Regular | 20000 | Fiberglass Double Walled | 2004-06-01 | Double-Walled Flex | Pressurized
10000952 | 2 | Flapper Valve | 2004-07-01 | no | 2004-07-01 | no | Currently in Use | Regular | 20000 | Fiberglass Double Walled | 2004-06-01 | Double-Walled Flex | Pressurized
10000952 | 3 | Ball Float | 2004-07-01 | no | 2004-07-01 | no | Currently in Use | Premium | 12000 | Fiberglass Double Walled | 2004-06-01 | Double-Walled Flex | Pressurized
10000952 | 4A |  | 2014-08-01 | no | 2014-08-01 | no | Temporarily out of use |  | 10000 | Fiberglass Double Walled | 2014-08-20 | Double-Walled Flex | Pressurized
10000952 | 4B | Flapper Valve | 2014-08-01 | no | 2014-08-01 | no | Currently in Use | Diesel | 9500 | Fiberglass Double Walled | 2014-08-01 | Double-Walled Fiberglass | Pressurized
10000955 | 1A | Flapper Valve | 2005-04-25 | no | 2005-04-25 | no | Currently in Use | Diesel | 10000 | Composite | 2005-04-25 | Fiberglass Reinforced Plastic | Safe Suction (Euro)
10000955 | 1B | Flapper Valve | 2005-04-25 | no | 2005-04-25 | no | Currently in Use | Gas (Historical Use) | 2000 | Composite | 2005-04-25 | Fiberglass Reinforced Plastic | Safe Suction (Euro)
10000957 | 1 | Ball Float | 2005-04-01 | no | 2005-04-01 | no | Currently in Use | Gas (Historical Use) | 12000 | Epoxy | 2005-04-01 | Fiberglass Reinforced Plastic | Pressurized
10000957 | 2 | Ball Float | 2005-04-01 | no | 2005-04-01 | no | Currently in Use | Gas (Historical Use) | 6000 | Epoxy | 2005-04-01 | Fiberglass Reinforced Plastic | Pressurized
10000957 | 3 | Ball Float | 2005-04-01 | no | 2005-04-01 | no | Currently in Use | Diesel | 4000 | Epoxy | 2005-04-01 | Fiberglass Reinforced Plastic | Pressurized
10000958 | 1 |  | 2005-01-01 | no | 2005-01-01 | no | Currently in Use | Gas (Historical Use) | 12000 | Epoxy | 2005-01-01 | Fiberglass Reinforced Plastic | Pressurized
10000958 | 2A |  | 2005-01-01 | no | 2005-01-01 | no | Currently in Use | Gas (Historical Use) | 6000 | Epoxy | 2005-01-01 | Fiberglass Reinforced Plastic | Pressurized
10000958 | 2B |  | 2005-01-01 | no | 2005-01-01 | no | Currently in Use | Diesel | 6000 | Epoxy | 2005-01-01 | Fiberglass Reinforced Plastic | Pressurized
10000958 | 3A |  | 2005-01-01 | no | 2005-01-01 | no | Currently in Use | Diesel | 2000 | Epoxy | 2005-01-01 | Fiberglass Reinforced Plastic | Safe Suction (Euro)
10000958 | 3B |  | 2005-01-01 | no | 2005-01-01 | no | Currently in Use | Kerosene | 2000 | Epoxy | 2005-01-01 | Fiberglass Reinforced Plastic | Safe Suction (Euro)
10000958 | 3C |  | 2005-01-01 | no | 2005-01-01 | no | Currently in Use | Gas (Historical Use) | 2000 | Epoxy | 2005-01-01 | Fiberglass Reinforced Plastic | Safe Suction (Euro)
10000959 | 1 |  |  | no |  | no | Removed from Ground | Empty | 4000 | Bare Steel | 2005-04-25 | Bare Steel
10000959 | 2 |  |  | no |  | no | Removed from Ground | Empty | 1000 | Bare Steel | 2005-04-25 | Bare Steel
10000959 | 3 |  |  | no |  | no | Removed from Ground | Empty | 500 | Bare Steel | 2005-04-25 | Bare Steel
10000959 | 4 |  |  | no |  | no | Removed from Ground | Gas (Historical Use) | 2500 | Unknown | 2005-12-13 | Unknown
10000959 | 5 |  |  | no |  | no | Removed from Ground | Gas (Historical Use) | 2500 | Unknown | 2005-12-13 | Unknown
10000961 | 1 |  |  | no |  | no | Removed from Ground | Empty | 0 | Unknown
10000964 | 1 | Ball Float | 2005-09-01 | no | 2005-09-01 | no | Currently in Use | E-10 | 12000 | Composite | 2005-09-01 | Fiberglass Reinforced Plastic | Pressurized
10000964 | 2 | Ball Float | 2005-09-01 | no | 2005-09-01 | no | Currently in Use | E-10 | 8000 | Composite | 2005-09-01 | Fiberglass Reinforced Plastic | Pressurized
10000964 | 3 | Ball Float | 2005-09-01 | no | 2005-09-01 | no | Currently in Use | Diesel | 4000 | Composite | 2005-09-01 | Fiberglass Reinforced Plastic | Pressurized
10000965 | 1 |  |  | no |  | no | Removed from Ground | Gas (Historical Use) | 6000 | Unknown | 1986-01-01 | Galvanized Steel | Safe Suction (Euro)
10000965 | 2 |  |  | no |  | no | Removed from Ground | Gas (Historical Use) | 6000 | Unknown | 1986-01-01 | Galvanized Steel | Safe Suction (Euro)
10000965 | 3 |  |  | no |  | no | Removed from Ground | Gas (Historical Use) | 6000 | Unknown | 1986-01-01 | Galvanized Steel | Safe Suction (Euro)
10000965 | 4 |  |  | no |  | no | Removed from Ground |  | 2000 | Unknown | 1986-01-01
10000966 | 1 | Flapper Valve | 2005-08-25 | no | 2005-08-25 | no | Temporarily out of use | Diesel | 12000 | Composite | 2005-08-23 |  | Pressurized
10000967 | 1 |  |  | no |  | no | Removed from Ground | Used Oil | 500 | Unknown | 2005-09-24 | Unknown
10000971 | 1 |  |  | no |  | no | Removed from Ground |  | 0 | Unknown | 2006-10-16
10000971 | 2 |  |  | no |  | no | Removed from Ground |  | 0 | Unknown | 2006-10-16
10000971 | 3 |  |  | no |  | no | Removed from Ground |  | 0 | Unknown | 2006-10-16
10000971 | 4 |  |  | no |  | no | Removed from Ground |  | 0 | Unknown | 2006-10-16
10000971 | 5 |  |  | no |  | no | Installed |  | 0 | Unknown
10000972 | 1 |  |  | no |  | no | Removed from Ground | Used Oil | 1000 | Unknown | 2015-08-07 | Unknown
10000972 | 2 |  |  | no |  | no | Removed from Ground | Kerosene | 500 | Unknown | 2015-08-07 | Unknown
10000972 | 3 |  |  | no |  | no | Removed from Ground | Not Marked/Tank Removed | 1000 | Unknown | 2015-08-26 | Unknown
10000973 | 1 |  |  | no |  | no | Removed from Ground |  | 1000 | Bare Steel | 1995-01-01
10000974 | 1 |  |  | no |  | no | Removed from Ground | Diesel | 1100 | Bare Steel | 2005-08-19 | Galvanized Steel
10000974 | 2 |  |  | no |  | no | Removed from Ground | Diesel | 1100 | Bare Steel | 2005-08-19 | Galvanized Steel
10000979 | 1 |  | 2005-07-01 | no | 2005-07-01 | no | Temporarily out of use | Gas (Historical Use) | 12000 | Composite | 2005-07-01 | Fiberglass Reinforced Plastic | Pressurized
10000979 | 2 |  | 2005-07-01 | no | 2005-07-01 | no | Temporarily out of use | Gas (Historical Use) | 6000 | Composite | 2005-07-01 | Fiberglass Reinforced Plastic | Pressurized
10000980 | 1 | Ball Float | 2004-06-30 | no | 2004-06-30 | no | Currently in Use | Regular | 12000 | Epoxy | 2004-06-30 | Fiberglass Reinforced Plastic | Pressurized
10000980 | 2A | Ball Float | 2004-06-30 | no | 2004-06-30 | no | Currently in Use | Premium | 8000 | Epoxy | 2004-06-30 | Fiberglass Reinforced Plastic | Pressurized
10000980 | 2B | Ball Float | 2004-06-30 | no | 2004-06-30 | no | Currently in Use | Diesel | 4000 | Epoxy | 2004-06-30 | Fiberglass Reinforced Plastic | Pressurized
10000980 | 3 | Ball Float | 2004-06-30 | no | 2004-06-30 | no | Currently in Use | Kerosene | 2000 | Epoxy | 2004-06-30 | Fiberglass Reinforced Plastic | Pressurized
10000981 | 1 | Ball Float | 2004-03-01 | no | 2004-03-01 | no | Currently in Use | Diesel | 15000 | Epoxy | 2006-11-17 | Fiberglass Reinforced Plastic | Pressurized
10000981 | 2 | Ball Float | 2004-03-01 | no | 2004-03-01 | no | Currently in Use | Diesel | 10000 | Epoxy | 2006-11-17 | Fiberglass Reinforced Plastic | Pressurized
10000981 | 3 | Ball Float | 2004-03-01 | no | 2004-03-01 | no | Currently in Use | E-10 | 12000 | Epoxy | 2006-11-17 | Fiberglass Reinforced Plastic | Pressurized
10000981 | 4 | Ball Float | 2004-03-01 | no | 2004-03-01 | no | Currently in Use | E-10 | 8000 | Epoxy | 2006-11-17 | Fiberglass Reinforced Plastic | Pressurized
10000986 | 1 |  | 2005-06-01 | no | 2005-06-01 | no | Currently in Use | Gas (Historical Use) | 12000 | Composite | 2005-06-01 | Fiberglass Reinforced Plastic | Pressurized
10000986 | 2 |  | 2005-06-01 | no | 2005-06-01 | no | Currently in Use | Gas (Historical Use) | 10000 | Composite | 2005-06-01 | Fiberglass Reinforced Plastic | Pressurized
10000986 | 3 |  | 2005-06-01 | no | 2005-06-01 | no | Currently in Use | Diesel | 12000 | Composite | 2005-06-01 | Fiberglass Reinforced Plastic | Pressurized
10000988 | 1 |  |  | no |  | no | Removed from Ground | Gas (Historical Use) | 1000 | Bare Steel | 2001-01-01 | Bare Steel
10000989 | 1 |  |  | no |  | no | Removed from Ground | Not Marked/Tank Removed | 10000 | Unknown | 2005-07-28 | Unknown
10000989 | 2 |  |  | no |  | no | Removed from Ground | Not Marked/Tank Removed | 10000 | Unknown | 2005-07-29 | Unknown
10000989 | 3 |  |  | no |  | no | Removed from Ground | Not Marked/Tank Removed | 10000 | Unknown | 2005-07-29 | Unknown
10000989 | 4 |  |  | no |  | no | Removed from Ground | Not Marked/Tank Removed | 8000 | Unknown | 2005-07-29 | Unknown
10000991 | 1A | Flapper Valve | 2005-10-01 | no | 2005-10-01 | no | Currently in Use | Regular | 6000 | Composite Double Walled | 2005-10-01 | Double-Walled Fiberglass | Safe Suction (Euro)
10000991 | 1B | Flapper Valve | 2005-10-01 | no | 2005-10-01 | no | Currently in Use | Premium | 4000 | Composite Double Walled | 2005-10-01 | Double-Walled Fiberglass | Safe Suction (Euro)
10000993 | 1 |  |  | no |  | no | Removed from Ground | Gas (Historical Use) | 3000 | Bare Steel | 1951-01-01 | Bare Steel
10000993 | 2 |  |  | no |  | no | Removed from Ground | Gas (Historical Use) | 3000 | Bare Steel | 1951-01-01 | Bare Steel
10000993 | 3 |  |  | no |  | no | Removed from Ground | Gas (Historical Use) | 3000 | Bare Steel | 1951-01-01 | Bare Steel
10000993 | 4 |  |  | no |  | no | Removed from Ground | Used Oil | 500 | Bare Steel | 1951-01-01 | Bare Steel
10000993 | 5 |  |  | no |  | no | Removed from Ground | Diesel | 500 | Bare Steel | 1951-01-01 | Bare Steel
10000995 | 1 | Ball Float | 2005-05-01 | no | 2005-05-01 | no | Currently in Use | E-10 | 15000 | Composite | 2005-05-01 | Fiberglass Reinforced Plastic | Pressurized
10000995 | 2 | Ball Float | 2005-05-01 | no | 2005-05-01 | no | Currently in Use | Premium | 6000 | Composite | 2005-05-01 | Fiberglass Reinforced Plastic | Pressurized
10000995 | 3 | Ball Float | 2005-05-01 | no | 2005-05-01 | no | Currently in Use | Diesel | 15000 | Composite | 2005-05-01 | Fiberglass Reinforced Plastic | Pressurized
10000995 | 4A | Ball Float | 2005-05-01 | no | 2005-05-01 | no | Currently in Use | Diesel Off Road | 8500 | Composite | 2005-05-01 | Fiberglass Reinforced Plastic | Pressurized
10000995 | 4B |  | 2005-05-01 | yes | 2005-05-01 | yes | Temporarily out of use | Kerosene | 3500 | Composite | 2005-05-01 | Fiberglass Reinforced Plastic | Pressurized
10000998 | 1A | Ball Float | 2004-12-03 | no | 2004-12-03 | no | Currently in Use | Gas (Historical Use) | 10000 | Composite | 2004-11-30 | Fiberglass Reinforced Plastic | Pressurized
10000998 | 1B | Ball Float | 2004-12-03 | no | 2004-12-03 | no | Currently in Use | Gas (Historical Use) | 5000 | Composite | 2004-11-30 | Fiberglass Reinforced Plastic | Pressurized
10000998 | 1C | Ball Float | 2004-12-03 | no | 2004-12-03 | no | Currently in Use | Diesel | 5000 | Composite | 2004-11-30 | Fiberglass Reinforced Plastic | Pressurized
10001001 | 1 |  |  | no |  | no | Removed from Ground | Gas (Historical Use) | 4000 | Unknown | 2005-10-12
10001001 | 2 |  |  | no |  | no | Removed from Ground | Gas (Historical Use) | 4000 | Unknown | 2005-10-12
10001003 | 1 | Flapper Valve | 2005-11-17 | no | 2005-11-17 | no | Currently in Use | Diesel | 550 | Fiberglass Double Walled | 1989-01-01 | Fiberglass Reinforced Plastic | Safe Suction (Euro)
10001005 | 1 | Ball Float | 2005-08-01 | no | 2005-08-01 | no | Currently in Use | E-10 | 12000 | Composite | 2005-08-01 | Double-Walled Fiberglass | Pressurized
10001005 | 2 | Ball Float | 2005-08-01 | no | 2005-08-01 | no | Currently in Use | E-10 | 12000 | Composite | 2005-08-01 | Double-Walled Fiberglass | Pressurized
10001006 | 1 |  |  | no |  | no | Removed from Ground | Gas (Historical Use) | 500 | Bare Steel | 2005-09-30
10001007 | 1 |  |  | no |  | no | Closed in Ground | Used Oil | 550 | Unknown |  | Unknown
10001008 | 1 |  |  | no |  | no | Removed from Ground | Gas (Historical Use) | 560 | Bare Steel | 2005-10-27 | Bare Steel
10001008 | 2 |  |  | no |  | no | Removed from Ground | Gas (Historical Use) | 560 | Bare Steel | 2005-10-27 | Bare Steel
10001008 | 3 |  |  | no |  | no | Removed from Ground | Gas (Historical Use) | 750 | Bare Steel | 2005-10-27 | Bare Steel
10001008 | 4 |  |  | no |  | no | Removed from Ground | Gas (Historical Use) | 2000 | Bare Steel | 2005-10-27 | Bare Steel
10001009 | 1 |  | 2005-10-06 | no | 2005-10-06 | no | Currently in Use | Gas (Historical Use) | 20000 | Fiberglass Double Walled | 2005-09-29 | Double Walled/Sec. Containment | Pressurized
10001009 | 2 |  | 2005-10-06 | no | 2005-10-06 | no | Currently in Use | Gas (Historical Use) | 8000 | Fiberglass Double Walled | 2005-09-29 | Double Walled/Sec. Containment | Pressurized
10001010 | 1 | Ball Float | 2005-11-09 | no | 2005-11-09 | no | Currently in Use | Diesel | 20000 | Composite Double Walled | 2005-11-09 | Double-Walled Fiberglass | Pressurized
10001010 | 2 | Ball Float | 2005-11-09 | no | 2005-11-09 | no | Currently in Use | Diesel | 20000 | Composite Double Walled | 2005-11-09 | Double-Walled Fiberglass | Pressurized
10001010 | 3 | Ball Float | 2005-11-09 | no | 2005-11-09 | no | Currently in Use | Diesel Off Road | 2000 | Composite Double Walled | 2005-11-09 | Double-Walled Fiberglass | Pressurized
10001010 | 4 | Ball Float | 2005-11-09 | no | 2005-11-09 | no | Currently in Use | E-10 | 20000 | Composite Double Walled | 2005-11-09 | Double-Walled Fiberglass | Pressurized
10001010 | 5 | Ball Float | 2005-11-09 | no | 2005-11-09 | no | Currently in Use | Premium | 12000 | Composite Double Walled | 2005-11-09 | Double-Walled Fiberglass | Pressurized
10001010 | 6 | Ball Float | 2005-11-09 | no | 2005-11-09 | no | Currently in Use | Plus | 8000 | Composite Double Walled | 2005-11-09 | Double-Walled Fiberglass | Pressurized
10001010 | 7 | Flapper Valve | 2012-05-11 | no | 2012-05-11 | no | Currently in Use | Biodiesel | 20000 | Fiberglass Double Walled | 2012-05-11 | Double-Walled Fiberglass | Pressurized
10001011 | 1 |  |  | no |  | no | Removed from Ground | Gas (Historical Use) | 130 | Bare Steel | 1930-01-01 | Unknown
10001011 | 2 |  |  | no |  | no | Removed from Ground | Gas (Historical Use) | 130 | Bare Steel | 1930-01-01 | Unknown
10001011 | 3 |  |  | no |  | no | Removed from Ground | Gas (Historical Use) | 560 | Cathodically Protected Steel | 1930-01-01 | Unknown
10001013 | 1 |  |  | no |  | no | Removed from Ground | Gas (Historical Use) | 0 | Unknown | 2005-12-12 | Unknown
10001014 | 1 |  |  | no |  | no | Removed from Ground |  | 0 | Unknown |  | Unknown
10001016 | 1 |  | 2005-08-01 | no | 2005-08-01 | no | Removed from Ground | Gas (Historical Use) | 10000 | Composite | 2005-08-05 | Fiberglass Reinforced Plastic | Pressurized
10001016 | 2 |  | 2008-08-01 | no | 2005-08-01 | no | Removed from Ground | Gas (Historical Use) | 6000 | Composite | 2005-08-05 | Fiberglass Reinforced Plastic | Pressurized
10001016 | 3 |  | 2005-08-01 | no | 2005-08-01 | no | Removed from Ground | Diesel | 4000 | Composite | 2005-08-05 | Fiberglass Reinforced Plastic | Pressurized
10001017 | 1 | Ball Float | 2005-10-01 | no | 2005-10-01 | no | Currently in Use | Regular | 15000 | Composite | 2005-09-29 | Fiberglass Reinforced Plastic | Pressurized
10001017 | 2A | Ball Float | 2005-10-01 | no | 2005-10-01 | no | Currently in Use | Premium | 10000 | Composite | 2005-09-29 | Fiberglass Reinforced Plastic | Pressurized
10001017 | 2B | Ball Float | 2005-10-01 | no | 2005-10-01 | no | Currently in Use | Diesel On Road | 5000 | Composite | 2005-09-29 | Fiberglass Reinforced Plastic | Pressurized
10001018 | 1 |  | 2005-09-14 | no | 2005-09-14 | no | Currently in Use | Gas (Historical Use) | 20000 | Fiberglass Double Walled | 2005-08-18 | Double-Walled Fiberglass | Pressurized
10001018 | 2A |  | 2005-09-14 | no | 2005-09-14 | no | Currently in Use | Diesel | 8000 | Fiberglass Double Walled | 2005-08-18 | Double-Walled Fiberglass | Pressurized
10001018 | 2B |  | 2005-09-14 | no | 2005-09-14 | no | Currently in Use | Gas (Historical Use) | 8000 | Fiberglass Double Walled | 2005-08-18 | Double-Walled Fiberglass | Pressurized
10001020 | 1 |  |  | no |  | no | Removed from Ground | Not Marked/Tank Removed | 1000 | Unknown | 2005-09-20 | Unknown
10001023 | 1 |  |  | no |  | no | Removed from Ground | Not Marked/Tank Removed | 10000 | Bare Steel | 1981-01-01 | Galvanized Steel
10001023 | 2 |  |  | no |  | no | Removed from Ground | Not Marked/Tank Removed | 10000 | Bare Steel | 1981-01-01 | Galvanized Steel
10001023 | 3 |  |  | no |  | no | Removed from Ground | Not Marked/Tank Removed | 10000 | Bare Steel | 1981-01-01 | Galvanized Steel
10001025 | 1 | Ball Float | 2005-10-01 | no | 2005-10-01 | no | Currently in Use | Gas (Historical Use) | 12000 | Fiberglass | 2005-10-01 | Fiberglass Reinforced Plastic | Pressurized
10001025 | 2A | Ball Float | 2005-10-01 | no | 2005-10-01 | no | Currently in Use | Diesel | 6000 | Fiberglass | 2005-10-01 | Fiberglass Reinforced Plastic | Pressurized
10001025 | 2B | Ball Float | 2005-10-01 | no | 2005-10-01 | no | Currently in Use | Gas (Historical Use) | 6000 | Fiberglass | 2005-10-01 | Fiberglass Reinforced Plastic | Pressurized
10001025 | 3A | Flapper Valve | 2005-10-01 | no | 2005-10-01 | no | Currently in Use | Gas (Historical Use) | 3000 | Fiberglass | 2005-10-01 | Fiberglass Reinforced Plastic | Suction (American)
10001025 | 3B | Flapper Valve | 2005-10-01 | no | 2005-10-01 | no | Currently in Use | Diesel | 3000 | Fiberglass | 2005-10-01 | Fiberglass Reinforced Plastic | Suction (American)
10001026 | 1 |  | 2005-10-01 | no | 2005-10-01 | no | Currently in Use | Gas (Historical Use) | 15000 | Composite | 2005-10-01 | Fiberglass Reinforced Plastic | Pressurized
10001026 | 2A |  | 2005-10-01 | no | 2005-10-01 | no | Currently in Use | Gas (Historical Use) | 10000 | Composite | 2005-10-01 | Fiberglass Reinforced Plastic | Pressurized
10001026 | 2B |  | 2005-10-01 | no | 2005-10-01 | no | Currently in Use | Diesel | 5000 | Composite | 2005-10-01 | Fiberglass Reinforced Plastic | Pressurized
10001027 | 2 |  | 2005-09-25 | no | 2005-09-25 | no | Currently in Use | Diesel | 3000 | Composite | 2005-09-25 |  | Pressurized
10001030 | 1A | Flapper Valve | 2005-11-08 | no | 2005-11-08 | no | Currently in Use | Gas (Historical Use) | 20000 | Fiberglass Double Walled | 2005-11-03 | Double Walled/Sec. Containment | Pressurized
10001030 | 1B | Flapper Valve | 2005-11-08 | no | 2005-11-08 | no | Currently in Use | Gas (Historical Use) | 8000 | Fiberglass Double Walled | 2005-11-03 | Double Walled/Sec. Containment | Pressurized
10001035 | 1 |  |  | no |  | no | Removed from Ground | Gas (Historical Use) | 4000 | Unknown | 1990-06-01 | Unknown
10001035 | 2 |  |  | no |  | no | Removed from Ground | Gas (Historical Use) | 4000 | Unknown | 1990-06-01 | Unknown
10001035 | 3 |  |  | no |  | no | Removed from Ground | Gas (Historical Use) | 4000 | Unknown | 1990-06-01 | Unknown
10001035 | 4 |  |  | no |  | no | Removed from Ground | Gas (Historical Use) | 4000 | Unknown | 1990-06-01 | Unknown
10001035 | 5 |  |  | no |  | no | Removed from Ground | Kerosene | 550 | Unknown | 1990-06-01 | Unknown
10001037 | 3 |  | 2002-03-01 | no | 2002-03-01 | no | Currently in Use | Gas (Historical Use) | 4000 | Composite Double Walled | 2002-03-01 | Double-Walled Fiberglass | Pressurized
10001037 | 4 |  | 2002-03-01 | no | 2002-03-01 | no | Currently in Use | Diesel | 4000 | Composite Double Walled | 2002-03-01 | Double-Walled Fiberglass | Pressurized
10001038 | 1 |  |  | no |  | no | Removed from Ground |  | 0 | Unknown | 2006-01-06
10001040 | 1 | Ball Float | 2005-04-15 | no | 2005-04-15 | no | Currently in Use | Gas (Historical Use) | 8000 | Tank Jacket | 2005-04-15 | Double-Walled Fiberglass | Pressurized
10001040 | 2 | Ball Float | 2005-04-15 | no | 2005-04-15 | no | Currently in Use | Gas (Historical Use) | 4000 | Tank Jacket | 2005-04-15 | Fiberglass Reinforced Plastic | Pressurized
10001040 | 3 | Ball Float | 2005-04-15 | no | 2005-04-15 | no | Currently in Use | Diesel | 8000 | Tank Jacket | 2005-04-15 | Double-Walled Fiberglass | Pressurized
10001041 | 1 |  | 2004-06-01 | no | 2004-06-01 | no | Removed from Ground | Gas (Historical Use) | 12000 | Composite | 2004-06-01 | Fiberglass Reinforced Plastic | Pressurized
10001043 | 1 |  |  | no |  | no | Removed from Ground | Gas (Historical Use) | 2000 | Bare Steel | 1956-01-01 | Bare Steel
10001043 | 2 |  |  | no |  | no | Removed from Ground | Gas (Historical Use) | 2000 | Bare Steel | 1956-01-01 | Bare Steel
10001044 | 1 |  | 2005-05-12 | no | 2005-05-12 | no | Currently in Use | Gas (Historical Use) | 10000 | Epoxy Double-Walled | 2005-05-12 | Double-Walled Fiberglass | Pressurized
10001044 | 2 |  | 2005-05-12 | no | 2005-05-12 | no | Currently in Use | Gas (Historical Use) | 12000 | Epoxy Double-Walled | 2005-05-12 | Double-Walled Fiberglass | Pressurized
10001044 | 3 |  | 2014-02-21 | no | 2014-02-21 | no | Currently in Use | Diesel | 3000 | Composite Double Walled | 2014-02-21 | Double-Walled Fiberglass | Pressurized
10001047 | 1A | Ball Float | 2006-01-15 | no | 2006-01-15 | no | Currently in Use | Gas (Historical Use) | 10000 | Composite | 2005-12-15 | Fiberglass Reinforced Plastic | Pressurized
10001047 | 1B | Ball Float | 2006-01-15 | no | 2006-01-15 | no | Currently in Use | Gas (Historical Use) | 6000 | Composite | 2005-12-15 | Fiberglass Reinforced Plastic | Pressurized
10001047 | 2 | Ball Float | 2006-01-15 | no | 2006-01-15 | no | Currently in Use | Diesel | 12000 | Composite | 2005-12-15 | Fiberglass Reinforced Plastic | Pressurized
10001050 | 1 | Flapper Valve | 2005-11-29 | no | 2005-11-29 | no | Currently in Use | Diesel | 12000 | Composite | 2005-11-29 | Double-Walled Fiberglass | Pressurized
10001050 | 2 | Flapper Valve | 2005-11-29 | no | 2005-11-29 | no | Currently in Use | Diesel | 12000 | Composite | 2005-11-29 | Double-Walled Fiberglass | Pressurized
10001050 | 3A | Flapper Valve | 2005-11-29 | no | 2005-11-29 | no | Currently in Use | Gas (Historical Use) | 8000 | Composite | 2005-11-29 | Double-Walled Fiberglass | Pressurized
10001050 | 3B | Flapper Valve | 2005-11-29 | no | 2005-11-29 | no | Currently in Use | Gas (Historical Use) | 4000 | Composite | 2005-11-29 | Double-Walled Fiberglass | Pressurized
10001054 | 1 | Overfill Alarm | 2005-10-20 | no | 2005-10-20 | no | Currently in Use | Gas (Historical Use) | 20000 | Fiberglass Double Walled | 2005-09-22 | Double-Walled Fiberglass | Pressurized
10001054 | 2A | Overfill Alarm | 2005-10-20 | no | 2005-10-20 | no | Currently in Use | Diesel | 12000 | Fiberglass Double Walled | 2005-09-22 | Double-Walled Fiberglass | Pressurized
10001054 | 2B | Overfill Alarm | 2005-10-20 | no | 2005-10-20 | no | Currently in Use | Gas (Historical Use) | 8000 | Fiberglass Double Walled | 2005-09-22 | Double-Walled Fiberglass | Pressurized
10001058 | 1 |  |  | no |  | no | Removed from Ground |  | 0 | Unknown
10001060 | 1A |  | 2004-08-01 | no | 2004-08-01 | no | Installed | Gas (Historical Use) | 9000 | Composite | 2004-08-01 | Fiberglass Reinforced Plastic | Pressurized
10001060 | 1B |  | 2004-08-01 | no | 2004-08-01 | no | Currently in Use | Gas (Historical Use) | 3000 | Composite | 2004-08-01 | Fiberglass Reinforced Plastic | Pressurized
10001060 | 2 |  | 2004-08-01 | no | 2004-08-01 | no | Currently in Use | Diesel | 3000 | Composite | 2004-08-01 | Fiberglass Reinforced Plastic | Pressurized
10001061 | 1 | Ball Float | 2005-02-01 | no | 2005-02-01 | no | Currently in Use | Gas (Historical Use) | 12000 | Composite | 2005-02-01 | Double Walled | Pressurized
10001061 | 2A | Ball Float | 2005-02-01 | no | 2005-02-01 | no | Currently in Use | Gas (Historical Use) | 8000 | Composite | 2005-02-01 | Double Walled | Pressurized
10001061 | 2B | Ball Float | 2005-02-01 | no | 2005-02-01 | no | Currently in Use | Diesel | 4000 | Composite | 2005-02-01 | Double Walled | Pressurized
10001062 | 1 |  |  | no |  | no | Removed from Ground | Gas (Historical Use) | 0 | Unknown |  | Unknown
10001066 | 1A | Flapper Valve | 2005-09-01 | no | 2005-09-01 | no | Currently in Use | Kerosene | 3000 | Composite | 2005-09-01 | Fiberglass Reinforced Plastic | Safe Suction (Euro)
10001066 | 1B | Flapper Valve | 2005-09-01 | no | 2005-09-01 | no | Currently in Use | E-0 | 3000 | Composite | 2005-09-01 | Fiberglass Reinforced Plastic | Safe Suction (Euro)
10001066 | 2 | Ball Float | 2005-09-01 | no | 2005-09-01 | no | Currently in Use | Diesel Off Road | 6000 | Composite | 2005-09-01 | Fiberglass Reinforced Plastic | Pressurized
10001066 | 3 | Ball Float | 2005-09-01 | no | 2005-09-01 | no | Currently in Use | Diesel On Road | 10000 | Composite | 2005-09-01 | Fiberglass Reinforced Plastic | Pressurized
10001066 | 4 | Ball Float | 2005-09-01 | no | 2005-09-01 | no | Currently in Use | E-10 | 12000 | Composite | 2005-09-01 | Fiberglass Reinforced Plastic | Pressurized
10001066 | 5 | Ball Float | 2005-09-01 | no | 2005-09-01 | no | Currently in Use | Premium | 10000 | Composite | 2005-09-01 | Fiberglass Reinforced Plastic | Pressurized
10001069 | 1 |  |  | no |  | no | Removed from Ground | Kerosene | 0 | Unknown | 2004-01-01 | Unknown
10001069 | 2 |  |  | no |  | no | Removed from Ground | Gas (Historical Use) | 0 | Unknown | 2004-01-01 | Unknown
10001069 | 3 |  |  | no |  | no | Removed from Ground | Gas (Historical Use) | 0 | Unknown | 2004-01-01 | Unknown
10001069 | 4 |  |  | no |  | no | Removed from Ground | Kerosene | 300 | Unknown | 2016-10-19
10001070 | 1 | Ball Float | 2005-10-01 | no | 2005-10-01 | no | Currently in Use | Regular | 12000 | Composite | 2005-10-01 | Double-Walled Fiberglass | Pressurized
10001070 | 2 | Ball Float | 2005-10-01 | no | 2005-10-01 | no | Currently in Use | Premium | 10000 | Composite | 2005-10-01 | Double-Walled Fiberglass | Pressurized
10001070 | 3 | Ball Float | 2005-10-01 | no | 2005-10-01 | no | Currently in Use | Diesel | 8000 | Composite | 2005-10-01 | Double-Walled Fiberglass | Pressurized
10001070 | 4 | Ball Float | 2005-10-01 | no | 2005-10-01 | no | Currently in Use | Diesel Off Road | 4000 | Composite | 2005-10-01 | Double-Walled Fiberglass | Pressurized
10001072 | 1 |  | 2010-04-01 | no | 2005-08-01 | no | Currently in Use | Diesel | 10000 | Tank Jacket | 2005-09-10 | Flex | Safe Suction (Euro)
10001072 | 2 |  | 2010-04-01 | no | 2005-08-01 | no | Currently in Use | Diesel | 5000 | Tank Jacket | 2005-09-10 | Flex | Safe Suction (Euro)
10001073 | 1A | Flapper Valve | 2006-01-01 | no | 2006-01-01 | no | Currently in Use | Diesel | 1000 | Composite | 2006-01-01 | Fiberglass Reinforced Plastic | Suction (American)
10001073 | 1B | Flapper Valve | 2006-01-01 | no | 2006-01-01 | no | Currently in Use | Regular | 5000 | Composite | 2006-01-01 | Fiberglass Reinforced Plastic | Safe Suction (Euro)
10001074 | 1 | Ball Float | 2004-06-26 | no | 2004-03-26 | no | Currently in Use | Gas (Historical Use) | 12000 | Epoxy | 2004-06-26 | Fiberglass Reinforced Plastic | Pressurized
10001074 | 2A | Ball Float | 2004-06-26 | no | 2004-06-26 | no | Currently in Use | Gas (Historical Use) | 8000 | Epoxy | 2004-06-26 | Fiberglass Reinforced Plastic | Pressurized
10001074 | 2b | Ball Float | 2004-06-24 | no | 2004-06-24 | no | Currently in Use | Diesel | 4000 | Epoxy | 2004-06-24 | Fiberglass Reinforced Plastic | Pressurized
10001076 | 1 | Ball Float | 2005-02-01 | no | 2005-02-01 | no | Currently in Use | Regular | 10000 | Fiberglass | 2005-02-01 | Flex | Pressurized
10001076 | 2 | Ball Float | 2005-02-01 | no | 2005-02-01 | no | Currently in Use | Premium | 8000 | Fiberglass | 2005-02-01 | Flex | Pressurized
10001076 | 3 | Ball Float | 2005-02-01 | no | 2005-02-01 | no | Currently in Use | Diesel | 6000 | Fiberglass | 2005-02-01 | Flex | Pressurized
10001079 | 1 |  |  | no |  | no | Removed from Ground | Gas (Historical Use) | 0 | Unknown | 1970-01-01
10001079 | 2 |  |  | no |  | no | Removed from Ground | Gas (Historical Use) | 0 | Unknown | 1970-01-01 | Unknown
10001079 | 3 |  |  | no |  | no | Removed from Ground |  | 0 | Unknown | 1970-01-01 | Unknown
10001080 | 1 | Flapper Valve | 2006-02-22 | no | 2006-02-22 | no | Currently in Use | Diesel | 12000 | Galvanic (STIP-3) | 2006-02-01 | Double-Walled Fiberglass | Pressurized
10001080 | 2 | Flapper Valve | 2009-01-01 | no | 2009-01-01 | no | Currently in Use | Diesel | 20000 | Composite Double Walled | 2009-01-01 | Double-Walled Fiberglass | Pressurized
10001083 | 1 |  | 2006-03-15 | no | 2006-03-15 | no | Currently in Use | Diesel | 10000 | Composite | 2006-03-15 | Double-Walled Flex | Safe Suction (Euro)
10001084 | 1 |  |  | no |  | no | Removed from Ground | Not Marked/Tank Removed | 3000 | Unknown | 2006-01-20 | Unknown
10001084 | 2 |  |  | no |  | no | Removed from Ground | Not Marked/Tank Removed | 3000 | Unknown | 2006-01-20 | Unknown
10001085 | 1A | Ball Float | 2005-12-28 | no | 2005-12-28 | no | Currently in Use | Gas (Historical Use) | 25000 | Fiberglass Double Walled | 2005-11-15 | Double-Walled Flex | Pressurized
10001085 | 1B | Ball Float | 2005-12-28 | no | 2005-12-28 | no | Currently in Use | Gas (Historical Use) | 7000 | Fiberglass Double Walled | 2005-11-15 | Double-Walled Flex | Pressurized
10001085 | 2 | Ball Float | 2005-12-28 | no | 2005-12-28 | no | Currently in Use | Diesel | 8000 | Fiberglass Double Walled | 2005-12-28 | Double-Walled Flex | Pressurized
10001087 | 1 |  |  | no |  | no | Permanently Out Of Use |  | 0 | Unknown | 1991-01-01
10001088 | 1 | Flapper Valve | 2005-01-14 | no | 2005-01-14 | no | Currently in Use | Diesel | 10000 | Composite Double Walled | 2002-01-14 | Double-Walled Flex | Suction (American)
10001091 | 1A | Flapper Valve | 2006-02-01 | no | 2006-02-01 | no | Currently in Use | Gas (Historical Use) | 20000 | Fiberglass Double Walled | 2006-02-01 | Double-Walled Flex | Pressurized
10001091 | 1B | Flapper Valve | 2006-02-01 | no | 2006-02-01 | no | Currently in Use | Gas (Historical Use) | 8000 | Fiberglass Double Walled | 2006-03-29 | Double-Walled Flex | Pressurized
10001092 | 1 | Ball Float | 2005-08-15 | no | 2005-05-18 | no | Currently in Use | Gas (Historical Use) | 20000 | Fiberglass Double Walled | 2005-07-08 | Double-Walled Flex | Pressurized
10001092 | 2 | Ball Float | 2005-08-15 | no | 2005-08-15 | no | Currently in Use | Gas (Historical Use) | 15000 | Fiberglass Double Walled | 2005-07-08 | Double-Walled Flex | Pressurized
10001092 | 3 | Ball Float | 2013-03-01 | no | 2013-03-01 | no | Currently in Use | Diesel | 8000 | Fiberglass Double Walled | 2013-03-01 | Double-Walled Fiberglass | Pressurized
10001100 | 1 |  |  | no |  | no | Removed from Ground | Diesel | 1000 | Bare Steel | 2006-02-08 | Bare Steel
10001101 | 1` |  |  | no |  | no | Removed from Ground | Gas (Historical Use) | 500 | Unknown | 1963-01-01
10001102 | 1 |  |  | no |  | no | Removed from Ground | Not Marked | 550 | Bare Steel | 2006-02-01 | Bare Steel
10001102 | 2 |  |  | no |  | no | Removed from Ground | Not Marked | 550 | Bare Steel | 2006-02-01 | Bare Steel
10001102 | 3 |  |  | no |  | no | Removed from Ground | Not Marked | 550 | Bare Steel | 2006-02-01 | Bare Steel
10001102 | 4 |  |  | no |  | no | Removed from Ground | Not Marked | 6000 | Bare Steel | 2006-02-01 | Bare Steel
10001102 | 5 |  |  | no |  | no | Removed from Ground |  | 6000 | Bare Steel | 2006-02-01 | Bare Steel
10001103 | 1 |  | 2005-01-01 | no | 2005-01-01 | no | Currently in Use | Gas (Historical Use) | 0 | Composite | 2006-04-25 | Fiberglass Reinforced Plastic | Pressurized
10001103 | 2 |  | 2005-01-01 | no | 2005-01-01 | no | Currently in Use | Gas (Historical Use) | 0 | Composite | 2006-04-25 | Fiberglass Reinforced Plastic | Pressurized
10001105 | 1 | Ball Float | 2005-07-01 | no | 2005-07-01 | no | Currently in Use | Gas (Historical Use) | 20000 | Fiberglass Double Walled | 2005-07-01 | Double-Walled Fiberglass | Pressurized
10001105 | 2 | Ball Float | 2005-07-01 | no | 2005-07-01 | no | Currently in Use | Gas (Historical Use) | 20000 | Fiberglass Double Walled | 2005-07-01 | Double-Walled Fiberglass | Pressurized
10001105 | 3 | Ball Float | 2005-07-01 | no | 2005-07-01 | no | Currently in Use | Gas (Historical Use) | 12000 | Fiberglass Double Walled | 2005-07-01 | Double-Walled Fiberglass | Pressurized
10001105 | 4A |  | 2016-12-15 | no | 2016-12-15 | no | Currently in Use | Diesel | 12000 | Fiberglass Double Walled | 2016-12-02 | Double-Walled Flex | Pressurized
10001105 | 4B |  | 2016-12-15 | no | 2016-12-15 | no | Currently in Use | Gas (Historical Use) | 10000 | Fiberglass Double Walled | 2016-12-02 | Double-Walled Fiberglass | Pressurized
10001108 | P329081 | Ball Float | 2005-12-14 | no | 2005-12-14 | no | Currently in Use | Gas (Historical Use) | 12000 | Fiberglass | 2005-11-10 | Double-Walled Fiberglass | Pressurized
10001108 | P329082A | Ball Float | 2005-12-14 | no | 2005-12-14 | no | Currently in Use | Gas (Historical Use) | 8000 | Fiberglass | 2005-11-10 | Double-Walled Fiberglass | Pressurized
10001108 | P329082B | Ball Float | 2005-12-14 | no | 2005-12-14 | no | Installed | Diesel | 4000 | Fiberglass | 2005-11-10 | Double-Walled Fiberglass | Pressurized
10001111 | 1 |  | 2001-10-01 | no | 2001-10-01 | no | Currently in Use | Gas (Historical Use) | 10000 | Composite | 2001-10-01 | Double Walled | Pressurized
10001111 | 2 |  | 2001-10-01 | no | 2001-10-01 | no | Currently in Use | Gas (Historical Use) | 5000 | Composite | 2001-10-01 | Double Walled | Pressurized
10001113 | 1 |  |  | no |  | no | Removed from Ground | Diesel | 1000 | Bare Steel | 2006-02-17 | Bare Steel
10001114 | 1 |  | 2005-05-01 | no |  | no | Currently in Use | Gas (Historical Use) | 12000 | Composite | 2005-03-11 | Fiberglass Reinforced Plastic | Pressurized
10001114 | 2A |  | 2005-05-01 | no |  | no | Currently in Use | Gas (Historical Use) | 8000 | Composite | 2005-03-11 | Fiberglass Reinforced Plastic | Pressurized
10001114 | 2B |  | 2005-05-01 | no |  | no | Currently in Use | Diesel | 4000 | Composite | 2005-03-11 | Fiberglass Reinforced Plastic | Pressurized
10001116 | 1 |  |  | no |  | no | Removed from Ground | Gas (Historical Use) | 2000 | Bare Steel | 2006-04-24 | Galvanized Steel
10001116 | 2 |  |  | no |  | no | Removed from Ground | Gas (Historical Use) | 2000 | Bare Steel | 2006-04-24 | Galvanized Steel
10001120 | 1 |  | 2006-04-11 | no | 2006-04-11 | no | Currently in Use | Gas (Historical Use) | 20000 | Composite Double Walled | 2006-04-11 | Double-Walled Fiberglass | Pressurized
10001120 | 2 |  | 2006-04-11 | no | 2006-04-11 | no | Currently in Use | Gas (Historical Use) | 12000 | Composite Double Walled | 2006-04-11 | Double-Walled Fiberglass | Pressurized
10001120 | 3 |  | 2006-04-11 | no | 2006-04-11 | no | Currently in Use | Gas (Historical Use) | 12000 | Composite Double Walled | 2006-04-11 | Double-Walled Fiberglass | Pressurized
10001123 | 1 | Ball Float | 2006-03-01 | no | 2006-03-01 | no | Currently in Use | Gas (Historical Use) | 12000 | Composite | 2006-03-01 | Fiberglass Reinforced Plastic | Pressurized
10001123 | 2A | Ball Float | 2006-03-01 | no | 2006-03-01 | no | Currently in Use | Gas (Historical Use) | 8000 | Composite | 2006-03-01 | Fiberglass Reinforced Plastic | Pressurized
10001123 | 2B | Ball Float | 2006-03-01 | no | 2006-03-01 | no | Currently in Use | Diesel | 4000 | Composite | 2006-03-01 | Fiberglass Reinforced Plastic | Pressurized
10001123 | 3 | Flapper Valve | 2006-03-01 | no | 2006-03-01 | no | Currently in Use | Diesel | 2000 | Composite | 2006-03-01 | Fiberglass Reinforced Plastic | Safe Suction (Euro)
10001124 | 1 |  |  | no |  | no | Removed from Ground | Gas (Historical Use) | 2000 | Bare Steel | 2005-06-09 | Bare Steel
10001124 | 2 |  |  | no |  | no | Removed from Ground | Gas (Historical Use) | 2000 | Bare Steel | 2005-06-09 | Bare Steel
10001124 | 3 |  |  | no |  | no | Removed from Ground | Gas (Historical Use) | 2000 | Bare Steel | 2005-06-09 | Bare Steel
10001125 | 1A | Flapper Valve | 2006-05-27 | no | 2006-05-27 | no | Currently in Use | Regular | 8000 | Composite | 2006-05-27 | Fiberglass Reinforced Plastic | Pressurized
10001125 | 1B | Flapper Valve | 2006-03-27 | no | 2006-03-27 | no | Currently in Use | Regular | 4000 | Composite | 2006-03-27 | Fiberglass Reinforced Plastic | Pressurized
10001125 | 2A | Flapper Valve | 2006-05-27 | no | 2006-05-27 | no | Currently in Use | Diesel | 6000 | Composite | 2006-05-27 | Fiberglass Reinforced Plastic | Pressurized
10001125 | 2B | Flapper Valve | 2006-05-27 | no | 2006-05-27 | no | Currently in Use | Diesel | 4000 | Composite | 2006-05-27 | Fiberglass Reinforced Plastic | Pressurized
10001125 | 2C | Flapper Valve | 2006-05-27 | no | 2006-05-27 | no | Currently in Use | Kerosene | 2000 | Composite | 2006-05-27 | Fiberglass Reinforced Plastic | Pressurized
10001126 | 1 |  | 2006-02-01 | no | 2006-02-01 | no | Currently in Use | Gas (Historical Use) | 12000 | Composite | 2006-02-02 | Flex | Pressurized
10001126 | 2A |  | 2006-02-01 | no | 2006-02-01 | no | Currently in Use | Gas (Historical Use) | 6000 | Composite | 2006-02-02 | Flex | Pressurized
10001126 | 2B |  | 2006-02-01 | no | 2006-02-01 | no | Currently in Use | Diesel | 6000 | Composite | 2006-02-02 | Flex | Pressurized
10001127 | 1 | Ball Float | 2006-04-21 | no | 2006-04-21 | no | Removed from Ground | Gas (Historical Use) | 20000 | Fiberglass Double Walled | 2006-04-13 | Double-Walled Fiberglass | Pressurized
10001127 | 2A | Ball Float | 2006-04-21 | no | 2006-04-21 | no | Removed from Ground | Diesel | 8000 | Fiberglass Double Walled | 2006-04-13 | Double-Walled Fiberglass | Pressurized
10001127 | 2B | Ball Float | 2006-04-21 | no | 2006-04-21 | no | Removed from Ground | Gas (Historical Use) | 8000 | Fiberglass Double Walled | 2006-04-21 | Double-Walled Fiberglass | Pressurized
10001128 | 329087A | Ball Float | 2006-02-10 | no | 2006-02-10 | no | Currently in Use | Diesel | 10000 | Composite | 2005-12-02 | Fiberglass Reinforced Plastic | Pressurized
10001128 | 329087B | Ball Float | 2006-02-10 | no | 2006-02-10 | no | Currently in Use | Kerosene | 2000 | Composite | 2005-12-02 | Fiberglass Reinforced Plastic | Safe Suction (Euro)
10001128 | 329088 | Ball Float | 2006-02-10 | no | 2006-02-10 | no | Currently in Use | Gas (Historical Use) | 12000 | Composite | 2005-12-02 | Fiberglass Reinforced Plastic | Pressurized
10001128 | 329089 | Ball Float | 2006-02-10 | no | 2006-02-10 | no | Currently in Use | Gas (Historical Use) | 12000 | Composite | 2005-12-02 | Fiberglass Reinforced Plastic | Pressurized
10001129 | 1 |  |  | no |  | no | Removed from Ground |  | 0 | Unknown | 1985-01-01 | Unknown
10001129 | 2 |  |  | no |  | no | Removed from Ground | Not Marked/Tank Removed | 0 | Unknown | 1985-01-01 | Unknown
10001129 | 3 |  |  | no |  | no | Removed from Ground | Not Marked/Tank Removed | 0 | Unknown | 1985-01-01 | Unknown
10001129 | 4 |  |  | no |  | no | Removed from Ground | Not Marked/Tank Removed | 0 | Unknown | 1985-01-01 | Unknown
10001130 | 1 |  |  | no |  | no | Removed from Ground | Gas (Historical Use) | 1000 | Bare Steel | 1967-01-01 | Bare Steel
10001130 | 2 |  |  | no |  | no | Removed from Ground | Gas (Historical Use) | 1000 | Bare Steel | 1967-01-01 | Bare Steel
10001131 | 1 |  |  | no |  | no | Removed from Ground | Gas (Historical Use) | 10000 | Bare Steel | 2005-12-19 | Unknown
10001131 | 2 |  |  | no |  | no | Removed from Ground | Used Oil | 2000 | Bare Steel | 2005-12-19 | Unknown
10001131 | 3 |  |  | no |  | no | Removed from Ground | New Oil | 1000 | Bare Steel | 2005-12-19 | Unknown
10001132 | 1 |  | 2004-01-01 | no | 2004-01-01 | no | Currently in Use | Gas (Historical Use) | 10000 | Epoxy | 2006-06-23 | Galvanized Steel | Pressurized
10001132 | 2 |  | 2004-01-01 | no | 2004-01-01 | no | Currently in Use | Gas (Historical Use) | 10000 | Epoxy | 2006-06-23 | Galvanized Steel | Pressurized
10001132 | 3 |  | 2004-01-01 | no | 2004-01-01 | no | Currently in Use | Diesel | 8000 | Epoxy | 2006-06-23 | Galvanized Steel | Pressurized
10001132 | 4 |  | 2004-01-01 | no | 2004-01-01 | no | Currently in Use | Diesel | 2000 | Epoxy | 2006-06-23 | Galvanized Steel | Pressurized
10001133 | 1 |  | 2002-01-01 | no | 2002-01-01 | no | Currently in Use | Gas (Historical Use) | 5000 | Composite | 2006-06-23 | Fiberglass Reinforced Plastic | Pressurized
10001133 | 2 |  | 2002-01-01 | no | 2002-01-01 | no | Currently in Use | Gas (Historical Use) | 10000 | Composite | 2002-01-01 | Fiberglass Reinforced Plastic | Pressurized
10001133 | 3 |  | 2002-01-01 | no | 2002-01-01 | no | Currently in Use | Diesel | 8000 | Composite | 2002-01-01 | Fiberglass Reinforced Plastic | Pressurized
10001133 | 4 |  | 2002-01-01 | no | 2002-01-01 | no | Currently in Use | Diesel | 2000 | Composite | 2002-01-01 | Fiberglass Reinforced Plastic | Pressurized
10001133 | 5 |  | 2002-01-01 | no | 2002-01-01 | no | Currently in Use | Gas (Historical Use) | 5000 | Composite | 2002-01-01 | Fiberglass Reinforced Plastic | Pressurized
10001135 | 1 |  |  | no |  | no | Removed from Ground | Gas (Historical Use) | 570 | Bare Steel | 2006-04-20 | Bare Steel
10001135 | 2 |  |  | no |  | no | Removed from Ground | Used Oil | 570 | Bare Steel | 2006-04-20 | Bare Steel
10001135 | 3 |  |  | no |  | no | Removed from Ground | Gas (Historical Use) | 570 | Unknown | 2006-06-20 | Unknown
10001135 | 4 |  |  | no |  | no | Removed from Ground | Gas (Historical Use) | 570 | Unknown | 2006-06-20 | Unknown
10001135 | 5 |  |  | no |  | no | Removed from Ground | Gas (Historical Use) | 570 | Unknown | 2006-06-20 | Unknown
10001136 | 1 |  |  | no |  | no | Removed from Ground | Gas (Historical Use) | 2000 | Bare Steel | 2006-05-23 | Bare Steel
10001139 | 1 |  |  | no |  | no | Removed from Ground | Not Marked/Tank Removed | 200 | Unknown | 2006-05-24 | Unknown
10001139 | 2 |  |  | no |  | no | Removed from Ground | Not Marked/Tank Removed | 400 | Unknown | 2006-05-24 | Unknown
10001139 | 3 |  |  | no |  | no | Removed from Ground | Not Marked/Tank Removed | 1000 | Bare Steel | 2006-05-24 | Unknown
10001139 | 4 |  |  | no |  | no | Removed from Ground | Not Marked/Tank Removed | 1000 | Bare Steel | 2006-05-24 | Unknown
10001140 | 1 | Flapper Valve | 2015-09-16 | no | 2015-08-13 | no | Currently in Use | Diesel | 20000 | Fiberglass Double Walled | 2006-05-31 | Double-Walled Fiberglass | Pressurized
10001140 | 2 | Flapper Valve | 2015-09-16 | no | 2015-08-13 | no | Currently in Use | Diesel | 30000 | Fiberglass Double Walled | 2015-08-13 | Double-Walled Fiberglass | Pressurized
10001140 | 3 | Flapper Valve | 2015-09-16 | no | 2015-08-13 | no | Currently in Use | Biodiesel | 12000 | Fiberglass Double Walled | 2015-08-13 | Steel/FG Secondary containment | Safe Suction (Euro)
10001141 | 1 | Flapper Valve | 2006-06-03 | no | 2006-06-06 | no | Currently in Use | Gas (Historical Use) | 7000 | Fiberglass Double Walled | 2006-06-02 | Fiberglass Reinforced Plastic | Pressurized
10001141 | 2 |  | 2006-06-03 | no | 2006-06-06 | no | Currently in Use | Diesel | 8000 | Fiberglass Double Walled | 2006-06-02 | Fiberglass Reinforced Plastic | Pressurized
10001141 | 3 | Flapper Valve | 2006-06-06 | no | 2006-06-06 | no | Currently in Use | Gas (Historical Use) | 25000 | Fiberglass Double Walled | 2006-06-02 | Double-Walled Fiberglass | Pressurized
10001143 | 1 |  |  | no |  | no | Removed from Ground | Gas (Historical Use) | 10000 | Unknown | 2005-02-26 | Unknown
10001144 | 1 |  |  | no |  | no | Removed from Ground | Gas (Historical Use) | 2000 | Bare Steel | 2005-10-12 | Bare Steel
10001144 | 2 |  |  | no |  | no | Removed from Ground | Gas (Historical Use) | 2000 | Bare Steel | 2005-10-12 | Bare Steel
10001144 | 3 |  |  | no |  | no | Removed from Ground | Gas (Historical Use) | 4000 | Bare Steel | 2005-10-12 | Bare Steel
10001147 | 1 |  |  | no |  | no | Removed from Ground | Gas (Historical Use) | 6000 | Unknown | 2006-06-16 | Unknown
10001147 | 2 |  |  | no |  | no | Removed from Ground | Gas (Historical Use) | 6000 | Unknown | 2006-06-16 | Unknown
10001147 | 3 |  |  | no |  | no | Removed from Ground | Gas (Historical Use) | 6000 | Unknown | 2006-06-16 | Unknown
10001149 | 1 |  |  | no |  | no | Removed from Ground | Not Marked/Tank Removed | 500 | Unknown | 2006-05-19
10001149 | 2 |  |  | no |  | no | Removed from Ground | Not Marked/Tank Removed | 500 | Unknown | 2006-05-19
10001151 | 1 | Ball Float | 2006-03-01 | no | 2015-11-04 | no | Currently in Use | Diesel | 12000 | Fiberglass Double Walled | 2006-03-01 | Double-Walled Fiberglass | Pressurized
10001152 | 1A | Ball Float | 2001-05-01 | no | 2001-05-01 | no | Currently in Use | Diesel | 8000 | Fiberglass Double Walled | 2001-05-01 | Double-Walled Fiberglass | Pressurized
10001152 | 1B | Ball Float | 2001-05-01 | no | 2001-05-01 | no | Currently in Use | E-10 | 4000 | Fiberglass Double Walled | 2001-05-01 | Double-Walled Fiberglass | Pressurized
10001153 | 1 |  | 2006-08-07 | no | 2006-07-19 | no | Currently in Use | Gas (Historical Use) | 20000 | Fiberglass Double Walled | 2006-06-30 | Double-Walled Fiberglass | Pressurized
10001153 | 2 |  | 2006-08-07 | no | 2006-07-19 | no | Currently in Use | Gas (Historical Use) | 20000 | Fiberglass Double Walled | 2006-06-30 | Double-Walled Fiberglass | Pressurized
10001153 | 3A |  | 2006-08-07 | no | 2006-07-19 | no | Currently in Use | Gas (Historical Use) | 8000 | Fiberglass Double Walled | 2006-06-30 | Double-Walled Fiberglass | Pressurized
10001153 | 3B |  | 2006-08-07 | no | 2006-07-19 | no | Currently in Use | Diesel | 12000 | Fiberglass Double Walled | 2006-06-30 | Double-Walled Fiberglass | Pressurized
10001154 | 1 |  | 2006-03-01 | no | 2006-03-01 | no | Currently in Use | Gas (Historical Use) | 12000 | Composite | 2005-11-12 | Fiberglass Reinforced Plastic | Pressurized
10001154 | 2 |  | 2006-03-01 | no | 2006-03-01 | no | Currently in Use | Gas (Historical Use) | 8000 | Composite | 2005-11-12 | Fiberglass Reinforced Plastic | Pressurized
10001154 | 3 |  | 2006-03-01 | no | 2006-03-01 | no | Currently in Use | Diesel | 4000 | Composite | 2005-11-12 | Fiberglass Reinforced Plastic | Pressurized
10001156 | 1A |  | 2005-05-26 | no | 2006-05-26 | no | Currently in Use | Gas (Historical Use) | 20000 | Fiberglass Double Walled | 2006-05-18 | Double-Walled Flex | Pressurized
10001156 | 1B |  | 2006-05-26 | no | 2006-05-26 | no | Currently in Use | Gas (Historical Use) | 8000 | Fiberglass Double Walled | 2006-05-18 | Double-Walled Flex | Pressurized
10001159 | 1 | Ball Float | 2006-03-15 | no | 2006-03-15 | no | Currently in Use | Regular | 12000 | Composite | 2006-03-15 | Fiberglass Reinforced Plastic | Pressurized
10001159 | 2 | Ball Float | 2006-03-15 | no | 2006-03-15 | no | Currently in Use | Premium | 8000 | Composite | 2006-03-15 | Fiberglass Reinforced Plastic | Pressurized
10001159 | 3 | Ball Float | 2006-03-15 | no | 2006-03-15 | no | Currently in Use | Diesel | 4000 | Composite | 2006-03-15 | Fiberglass Reinforced Plastic | Pressurized
10001160 | 1 | Ball Float | 2004-12-01 | no | 2004-12-01 | no | Temporarily out of use | Gas (Historical Use) | 12000 | Epoxy | 2015-09-18 | Fiberglass Reinforced Plastic | Pressurized
10001160 | 2 | Ball Float | 2004-12-01 | no | 2004-12-01 | no | Temporarily out of use | Gas (Historical Use) | 8000 | Epoxy | 2015-09-18 | Fiberglass Reinforced Plastic | Pressurized
10001160 | 3 | Ball Float | 2004-12-01 | no | 2004-12-01 | no | Currently in Use | Diesel | 4000 | Epoxy | 2004-11-01 | Fiberglass Reinforced Plastic | Pressurized
10001162 | 1 |  | 2006-06-01 | no | 2006-06-01 | no | Currently in Use | Gas (Historical Use) | 10000 | Composite | 2006-06-01 | Fiberglass Reinforced Plastic | Pressurized
10001162 | 2 |  | 2006-06-01 | no | 2006-06-01 | no | Currently in Use | Diesel | 10000 | Composite | 2006-06-01 | Fiberglass Reinforced Plastic | Pressurized
10001165 | P329143A |  | 2006-05-01 | no | 2006-05-01 | no | Currently in Use | Gas (Historical Use) | 8000 | Fiberglass | 2006-04-11 | Double-Walled Fiberglass | Pressurized
10001165 | P329143B |  | 2006-05-01 | no | 2006-05-01 | no | Currently in Use | Diesel | 4000 | Fiberglass | 2006-04-11 | Double-Walled Fiberglass | Pressurized
10001165 | P329158 |  | 2006-05-01 | no | 2006-05-01 | no | Currently in Use | Gas (Historical Use) | 12000 | Fiberglass | 2006-04-11 | Double-Walled Fiberglass | Pressurized
10001167 | 1 |  | 2006-07-06 | no | 2006-07-06 | no | Currently in Use | Gas (Historical Use) | 12000 | Composite | 2006-07-06 | Fiberglass Reinforced Plastic | Pressurized
10001167 | 2A |  | 2006-07-06 | no | 2006-07-06 | no | Currently in Use | Gas (Historical Use) | 7000 | Composite | 2006-07-06 | Fiberglass Reinforced Plastic | Pressurized
10001167 | 2B |  | 2006-07-06 | no | 2006-07-06 | no | Currently in Use | Diesel | 5000 | Composite | 2006-07-06 | Fiberglass Reinforced Plastic | Pressurized
10001167 | 3 |  | 2006-07-06 | no | 2006-07-06 | no | Currently in Use | Diesel | 1000 | Composite | 2006-07-06 | Fiberglass Reinforced Plastic | Safe Suction (Euro)
10001168 | 1 |  |  | yes |  | yes | Removed from Ground | Diesel | 6000 | Bare Steel | 1964-01-01 | Bare Steel
10001169 | 1 |  | 2006-03-01 | no | 2006-03-01 | no | Currently in Use | Diesel | 15000 | Fiberglass Double Walled | 2006-03-01 | Double-Walled Fiberglass | Pressurized
10001169 | 2 |  | 2006-03-01 | no | 2006-03-01 | no | Currently in Use | Gas (Historical Use) | 12000 | Fiberglass Double Walled | 2006-03-01 | Double-Walled Fiberglass | Pressurized
10001170 | 1 |  | 2006-07-15 | no | 2006-07-15 | no | Currently in Use | Gas (Historical Use) | 15000 | Fiberglass Double Walled | 2006-06-23 | Double-Walled Fiberglass | Pressurized
10001170 | 2A |  | 2006-07-15 | no | 2006-07-15 | no | Currently in Use | Gas (Historical Use) | 10000 | Fiberglass Double Walled | 2006-06-23 | Double-Walled Fiberglass | Pressurized
10001170 | 2B |  | 2006-07-15 | no | 2006-07-15 | no | Currently in Use | Diesel | 5000 | Fiberglass Double Walled | 2006-06-23 | Double-Walled Fiberglass | Pressurized
10001171 | 1 | Flapper Valve | 2003-04-01 | no | 2003-04-01 | no | Currently in Use | Gas (Historical Use) | 10000 | Fiberglass Double Walled | 2003-04-01 | Double-Walled Flex | Pressurized
10001172 | 1 | Flapper Valve | 2003-05-01 | no | 2003-05-01 | no | Currently in Use | Gas (Historical Use) | 2500 | Fiberglass Double Walled | 2003-05-01 | Double-Walled Fiberglass | Pressurized
10001172 | 2 | Flapper Valve | 2003-05-01 | no | 2003-05-01 | no | Currently in Use | Diesel | 2500 | Fiberglass Double Walled | 2003-05-01 | Double-Walled Fiberglass | Pressurized
10001173 | 1 | Flapper Valve | 2006-04-01 | no | 2006-04-01 | no | Currently in Use | Diesel | 2500 | Fiberglass Double Walled | 2006-04-01 | Double-Walled Fiberglass | Pressurized
10001174 | 1 | Ball Float | 2006-06-12 | no | 2006-06-12 | no | Currently in Use | Regular | 15000 | Composite | 2006-06-12 | Double-Walled Fiberglass | Pressurized
10001174 | 2A | Ball Float | 2006-06-12 | no | 2006-06-12 | no | Currently in Use | Plus | 6000 | Composite | 2006-06-12 | Double-Walled Fiberglass | Pressurized
10001174 | 2B | Ball Float | 2006-06-12 | no | 2006-06-12 | no | Currently in Use | Diesel | 6000 | Composite | 2006-06-12 | Double-Walled Fiberglass | Pressurized
10001175 | A |  |  | no |  | no | Removed from Ground | Gas (Historical Use) | 0 | Bare Steel | 1960-01-01
10001175 | B |  |  | no |  | no | Removed from Ground | Gas (Historical Use) | 0 | Bare Steel | 1960-01-01
10001177 | T1 |  | 2006-08-24 | no | 2006-08-24 | no | Currently in Use | Gas (Historical Use) | 20000 | Fiberglass Double Walled | 2006-07-25 | Double-Walled Fiberglass | Pressurized
10001177 | T2 |  | 2006-08-24 | no | 2006-08-24 | no | Currently in Use | Gas (Historical Use) | 20000 | Fiberglass Double Walled | 2006-07-25 | Double-Walled Fiberglass | Pressurized
10001177 | T3A |  | 2006-08-24 | no | 2006-08-24 | no | Currently in Use | Gas (Historical Use) | 8000 | Fiberglass Double Walled | 2006-07-25 | Double-Walled Fiberglass | Pressurized
10001177 | T3B |  | 2006-08-24 | no | 2006-08-24 | no | Currently in Use | Diesel | 12000 | Fiberglass Double Walled | 2006-07-25 | Double-Walled Fiberglass | Pressurized
10001180 | 1 |  |  | no |  | no | Removed from Ground | Gas (Historical Use) | 5000 | Bare Steel | 2006-08-08 | Bare Steel
10001180 | 2 |  |  | no |  | no | Removed from Ground | Gas (Historical Use) | 5000 | Bare Steel | 2006-08-08 | Bare Steel
10001180 | 3 |  |  | no |  | no | Removed from Ground | Used Oil | 550 | Bare Steel | 2006-08-08 | Bare Steel
10001180 | 4 |  |  | no |  | no | Removed from Ground | Gas (Historical Use) | 1000 | Bare Steel | 2006-08-09 | Bare Steel
10001180 | 5 |  |  | no |  | no | Removed from Ground | Gas (Historical Use) | 4000 | Bare Steel | 2006-08-09 | Bare Steel
10001180 | 6 |  |  | no |  | no | Removed from Ground | Diesel | 8000 | Bare Steel | 2006-08-09 | Bare Steel
10001180 | 7 |  |  | no |  | no | Removed from Ground | Diesel | 8000 | Bare Steel | 2006-08-09 | Bare Steel
10001181 | 1 |  |  | no |  | no | Removed from Ground | Gas (Historical Use) | 0 | Unknown |  | Unknown
10001181 | 2 |  |  | no |  | no | Removed from Ground | Kerosene | 0 | Unknown |  | Unknown
10001181 | 3 |  |  | no |  | no | Removed from Ground | Diesel | 0 | Unknown |  | Unknown
10001184 | 1 |  |  | no |  | no | Removed from Ground | Not Marked/Tank Removed | 0 | Unknown |  | Unknown
10001185 | 1 |  |  | no |  | no | Removed from Ground | Gas (Historical Use) | 2000 | Bare Steel | 1973-01-01
10001185 | 2 |  |  | no |  | no | Removed from Ground | Gas (Historical Use) | 2000 | Bare Steel | 1973-01-01
10001192 | 1 |  |  | no |  | no | Removed from Ground | Used Oil | 1000 | Bare Steel | 1990-09-01 | Bare Steel
10001192 | 2 |  |  | no |  | no | Removed from Ground | Gas (Historical Use) | 2000 | Bare Steel | 1990-09-01 | Bare Steel
10001192 | 3 |  |  | no |  | no | Removed from Ground | Used Oil | 500 | Bare Steel | 2006-09-01 | Bare Steel
10001193 | 1 |  |  | no |  | no | Removed from Ground | Gas (Historical Use) | 6000 | Unknown | 2006-08-30 | Unknown
10001199 | 1 |  |  | no |  | no | Removed from Ground | Other | 550 | Unknown | 2006-09-14 | Unknown
10001199 | 2 |  |  | no |  | no | Removed from Ground | Used Oil | 550 | Unknown | 2006-09-14 | Unknown
10001202 | 1 | Ball Float | 2006-08-16 | no | 2006-08-16 | no | Currently in Use | Gas (Historical Use) | 12000 | Fiberglass | 2006-07-05 | Double-Walled Fiberglass | Pressurized
10001202 | 2A | Ball Float | 2006-08-16 | no | 2006-08-16 | no | Currently in Use | Gas (Historical Use) | 8000 | Fiberglass | 2006-07-05 | Double-Walled Fiberglass | Pressurized
10001202 | 2B | Ball Float | 2006-08-16 | no | 2006-08-16 | no | Currently in Use | Diesel | 4000 | Fiberglass | 2006-07-05 | Double-Walled Fiberglass | Pressurized
10001203 | 1 |  |  | no |  | no | Removed from Ground | Not Marked/Tank Removed | 2000 | Unknown | 2006-02-07 | Unknown
10001203 | 2 |  |  | no |  | no | Removed from Ground | Not Marked/Tank Removed | 2000 | Unknown | 2006-02-07 | Unknown
10001204 | 1 |  |  | no |  | no | Removed from Ground | Gas (Historical Use) | 1000 | Bare Steel | 2006-08-31 | Bare Steel
10001204 | 2 |  |  | no |  | no | Removed from Ground | Gas (Historical Use) | 1000 | Bare Steel | 2006-08-31 | Bare Steel
10001204 | 3 |  |  | no |  | no | Removed from Ground | Gas (Historical Use) | 1000 | Bare Steel | 2006-08-31 | Bare Steel
10001205 | 1 |  |  | no |  | no | Removed from Ground | Used Oil | 500 | Unknown | 2006-09-15 | Unknown
10001207 | 1 |  |  | no |  | no | Removed from Ground | Gas (Historical Use) | 3000 | Unknown | 2006-09-01 | Unknown
10001207 | 2 |  |  | no |  | no | Removed from Ground | Gas (Historical Use) | 3000 | Unknown | 2006-09-01 | Unknown
10001207 | 3 |  |  | no |  | no | Removed from Ground | Gas (Historical Use) | 3000 | Unknown | 2006-09-01 | Unknown
10001207 | 4 |  |  | no |  | no | Removed from Ground | Used Oil | 500 | Unknown | 2006-09-01 | Unknown
10001208 | 1 |  |  | no |  | no | Removed from Ground | Gas (Historical Use) | 3000 | Bare Steel | 2006-10-25 | Galvanized Steel
10001208 | 2 |  |  | no |  | no | Removed from Ground | Not Marked/Tank Removed | 0 | Unknown |  | Unknown
10001209 | 1 |  |  | no |  | no | Removed from Ground | Used Oil | 550 | Bare Steel | 2006-10-27 | Galvanized Steel | Gravity Fed
10001210 | 1 | Ball Float | 2006-05-01 | no | 2006-05-01 | no | Currently in Use | Regular | 12000 | Epoxy | 2006-05-01 | Double-Walled Fiberglass | Pressurized
10001210 | 2A | Ball Float | 2006-05-01 | no | 2006-05-01 | no | Currently in Use | Premium | 6000 | Epoxy | 2006-05-01 | Double-Walled Fiberglass | Pressurized
10001210 | 2B | Ball Float | 2006-05-01 | no | 2006-05-01 | no | Currently in Use | Diesel | 4000 | Epoxy | 2006-05-01 | Double-Walled Fiberglass | Pressurized
10001212 | 1 | Ball Float | 2006-10-11 | no | 2006-10-11 | no | Currently in Use | E-10 | 20000 | Epoxy | 2006-09-14 | Double-Walled Fiberglass | Pressurized
10001212 | 2 | Ball Float | 2006-10-11 | no | 2006-10-11 | no | Currently in Use | Diesel | 12000 | Epoxy | 2006-09-14 | Double-Walled Fiberglass | Pressurized
10001212 | 3 | Flapper Valve | 2006-10-11 | no | 2006-10-11 | no | Currently in Use | Premium | 8000 | Epoxy | 2006-09-14 | Double-Walled Fiberglass | Pressurized
10001214 | 1 | Ball Float | 2006-04-01 | no | 2006-04-01 | no | Currently in Use | E-10 | 12000 | Composite | 2006-04-01 | Fiberglass Reinforced Plastic | Pressurized
10001214 | 2 | Ball Float | 2006-04-01 | no | 2006-04-01 | no | Currently in Use | Diesel | 4000 | Composite | 2006-04-01 | Fiberglass Reinforced Plastic | Pressurized
10001217 | 1 |  | 2006-10-11 | no | 2006-10-11 | no | Currently in Use | Gas (Historical Use) | 8000 | Composite Double Walled | 2006-04-02 | Double-Walled Fiberglass | Pressurized
10001217 | 2 |  | 2006-10-11 | no | 2006-10-11 | no | Currently in Use | Gas (Historical Use) | 12000 | Composite Double Walled | 2006-04-02 | Double-Walled Fiberglass | Pressurized
10001221 | 1 |  | 2006-10-24 | no | 2006-10-24 | no | Currently in Use | Gas (Historical Use) | 16000 | Epoxy | 2006-09-01 | Double-Walled Fiberglass | Pressurized
10001221 | 2 |  | 2006-10-24 | no | 2006-10-24 | no | Currently in Use | Gas (Historical Use) | 10000 | Epoxy | 2006-09-01 | Double-Walled Fiberglass | Pressurized
10001221 | 3 |  | 2006-10-24 | no | 2006-10-24 | no | Currently in Use | Diesel | 5000 | Epoxy | 2006-09-01 | Double-Walled Fiberglass | Pressurized
10001222 | 1 | Ball Float | 2006-10-31 | no | 2006-10-31 | no | Currently in Use | Gas (Historical Use) | 15000 | Fiberglass Double Walled | 2006-10-31 | Double-Walled Fiberglass | Pressurized
10001222 | 2 | Ball Float | 2006-10-31 | no | 2006-10-31 | no | Currently in Use | Gas (Historical Use) | 12000 | Fiberglass Double Walled | 2006-10-31 | Double-Walled Fiberglass | Pressurized
10001222 | 3 | Ball Float | 2006-10-31 | no | 2006-10-31 | no | Currently in Use | Diesel | 8000 | Fiberglass Double Walled | 2006-10-31 | Double-Walled Fiberglass | Pressurized
10001224 | 1 | Ball Float | 2006-03-08 | no | 2006-03-08 | no | Currently in Use | Gas (Historical Use) | 8000 | Epoxy | 2006-02-20 | Double-Walled Fiberglass | Pressurized
10001224 | 2 | Ball Float | 2006-02-20 | no | 2006-02-20 | no | Currently in Use | Gas (Historical Use) | 12000 | Epoxy | 2006-02-20 | Double-Walled Fiberglass | Pressurized
10001226 | 1 |  | 2006-01-14 | no | 2006-10-15 | no | Currently in Use | Gas (Historical Use) | 12000 | Epoxy | 2006-03-22 | Double-Walled Fiberglass | Pressurized
10001226 | 2 |  | 2006-04-14 | no | 2006-12-15 | no | Currently in Use | Gas (Historical Use) | 8000 | Epoxy | 2006-03-22 | Double-Walled Fiberglass | Pressurized
10001227 | 1 |  |  | no |  | no | Removed from Ground | Used Oil | 560 | Unknown | 2006-09-27 | Unknown
10001232 | 1 | Ball Float | 2006-11-01 | no | 2006-11-01 | no | Currently in Use | Diesel | 12000 | Fiberglass Double Walled | 2006-11-01 | Fiberglass Reinforced Plastic | Pressurized
10001233 | 1 |  |  | no |  | no | Removed from Ground | Gas (Historical Use) | 4000 | Bare Steel | 2006-11-03 | Bare Steel
10001233 | 2 |  |  | no |  | no | Removed from Ground | Gas (Historical Use) | 4000 | Bare Steel | 2006-11-03 | Bare Steel
10001233 | 3 |  |  | no |  | no | Removed from Ground | Gas (Historical Use) | 4000 | Bare Steel | 2006-11-03 | Bare Steel
10001233 | 4 |  |  | no |  | no | Removed from Ground | Gas (Historical Use) | 4000 | Bare Steel | 2006-11-03 | Bare Steel
10001235 | A-95246 | Ball Float | 2006-11-16 | no | 2006-11-16 | no | Currently in Use | Regular | 20000 | Fiberglass Double Walled | 2006-09-28 | Double Walled/Sec. Containment | Pressurized
10001235 | A-95248-A | Ball Float | 2006-11-16 | no | 2006-11-16 | no | Currently in Use | Premium | 8000 | Fiberglass Double Walled | 2006-09-28 | Double Walled/Sec. Containment | Pressurized
10001235 | A-95248-B | Ball Float | 2006-11-16 | no | 2006-11-16 | no | Currently in Use | Diesel | 8000 | Fiberglass Double Walled | 2006-09-28 | Double Walled/Sec. Containment | Pressurized
10001237 | 1A | Ball Float | 2006-09-22 | no | 2006-09-22 | no | Currently in Use | Gas (Historical Use) | 8000 | Composite | 2006-09-22 | Fiberglass Reinforced Plastic | Pressurized
10001237 | 1B | Ball Float | 2006-09-22 | no | 2006-09-22 | no | Currently in Use | Diesel | 4000 | Composite | 2006-09-22 | Fiberglass Reinforced Plastic | Pressurized
10001237 | 2 | Ball Float | 2006-09-22 | no | 2006-09-22 | no | Currently in Use | Gas (Historical Use) | 15000 | Composite | 2006-09-22 | Fiberglass Reinforced Plastic | Pressurized
10001239 | 92059-A | Flapper Valve | 2006-10-06 | no | 2006-10-06 | no | Currently in Use | Regular | 25000 | Fiberglass Double Walled | 2006-09-28 | Double-Walled Fiberglass | Pressurized
10001239 | 92059-B | [10 empty] | Double-Walled Fiberglass | Pressurized
10001239 | 92083 | Flapper Valve | 2006-10-06 | no | 2006-10-06 | no | Currently in Use | Diesel | 8000 | Fiberglass Double Walled | 2006-09-28 | Double-Walled Fiberglass | Pressurized
10001240 | 1 | Ball Float | 2006-02-06 | no | 2006-02-06 | no | Currently in Use | Regular | 10000 | Composite | 2006-02-01 | Fiberglass Reinforced Plastic | Pressurized
10001240 | 2 | Ball Float | 2006-02-06 | no | 2006-02-06 | no | Currently in Use | Premium | 8000 | Composite | 2006-02-01 | Fiberglass Reinforced Plastic | Pressurized
10001240 | 3 | Ball Float | 2006-02-06 | no | 2006-02-06 | no | Currently in Use | Diesel | 6000 | Composite | 2006-02-01 | Fiberglass Reinforced Plastic | Pressurized
10001240 | 4 |  | 2006-02-06 | no | 2006-02-06 | no | Currently in Use | Diesel Off Road | 6000 | Composite | 2006-02-01 | Fiberglass Reinforced Plastic | Pressurized
10001241 | 1 |  |  | no |  | no | Removed from Ground | Diesel | 500 | Fiberglass Double Walled | 2006-11-29 | Double-Walled Fiberglass
10001243 | P329206A |  | 2006-12-04 | no | 2006-12-04 | no | Currently in Use | Gas (Historical Use) | 8000 | Composite | 2006-10-02 | Fiberglass Reinforced Plastic | Pressurized
10001243 | P329206B |  | 2006-12-04 | no | 2006-12-04 | no | Currently in Use | Diesel | 4000 | Composite | 2006-10-02 | Fiberglass Reinforced Plastic | Pressurized
10001243 | P329216 |  | 2006-12-04 | no | 2006-12-04 | no | Currently in Use | Gas (Historical Use) | 12000 | Composite | 2006-10-02 | Fiberglass Reinforced Plastic | Pressurized
10001245 | 4 | Flapper Valve | 2012-06-05 | no | 2012-06-05 | no | Currently in Use | Ultrazol(Fuel Additive) | 1500 | Fiberglass Double Walled | 2012-06-05 | Double-Walled Fiberglass | Pressurized
10001245 | 87A | Ball Float | 2006-11-06 | no | 2006-11-05 | no | Currently in Use | Regular | 30000 | Fiberglass Double Walled | 2006-09-26 | Double-Walled Fiberglass | Pressurized
10001245 | 87B | Ball Float | 2006-11-06 | no | 2006-11-05 | no | Currently in Use | Regular | 30000 | Fiberglass Double Walled | 2006-09-26 | Double-Walled Fiberglass | Pressurized
10001245 | 93 | Ball Float | 2006-11-06 | no | 2006-11-05 | no | Currently in Use | Premium | 30000 | Fiberglass Double Walled | 2006-09-26 | Double-Walled Fiberglass | Pressurized
10001246 | 1 | Flapper Valve | 2003-04-04 | no | 2003-04-04 | no | Currently in Use | Diesel | 15000 | Fiberglass Double Walled | 2003-04-02 | Double-Walled Fiberglass | Safe Suction (Euro)
10001248 | 1 |  | 2006-07-01 | no | 2006-07-01 | no | Currently in Use | Gas (Historical Use) | 10000 | Epoxy | 2006-07-01 | Fiberglass Reinforced Plastic | Pressurized
10001248 | 2 |  | 2006-07-01 | no | 2006-07-01 | no | Currently in Use | Gas (Historical Use) | 8000 | Epoxy | 2006-07-01 | Fiberglass Reinforced Plastic | Pressurized
10001248 | 3 |  | 2006-07-01 | no | 2006-07-01 | no | Currently in Use | Diesel | 4000 | Epoxy | 2006-07-01 | Fiberglass Reinforced Plastic | Pressurized
10001249 | 1 | Overfill Alarm | 2013-01-09 | no | 2013-01-09 | no | Currently in Use | Diesel | 2000 | Fiberglass Double Walled | 2006-12-14 | Double-Walled Fiberglass | Pressurized
10001250 | 1 |  |  | no |  | no | Removed from Ground | Gas (Historical Use) | 0 | Bare Steel | 1987-12-31
10001250 | 2 |  |  | no |  | no | Removed from Ground | Gas (Historical Use) | 0 | Bare Steel | 1987-12-31 | Bare Steel
10001251 | 1 |  |  | no |  | no | Removed from Ground | Used Oil | 500 | Bare Steel | 2006-11-13 | Unknown
10001252 | 1 |  |  | no |  | no | Removed from Ground | Gas (Historical Use) | 500 | Bare Steel | 2003-10-03 | Bare Steel
10001252 | 2 |  |  | no |  | no | Removed from Ground | Gas (Historical Use) | 500 | Bare Steel | 2003-10-03 | Bare Steel
10001252 | 3 |  |  | no |  | no | Removed from Ground | Gas (Historical Use) | 1000 | Bare Steel | 2003-10-03 | Bare Steel
10001255 | 1 |  | 1999-12-01 | no | 1999-12-01 | no | Currently in Use | Gas (Historical Use) | 12000 | Composite | 1999-12-31 | Double-Walled Flex | Pressurized
10001255 | 2 |  | 1999-12-01 | no | 1999-12-01 | no | Currently in Use | Gas (Historical Use) | 8000 | Composite | 1999-12-31 | Double-Walled Flex | Pressurized
10001256 | 1 |  |  | no |  | no | Removed from Ground | Gas (Historical Use) | 550 | Galvanic (STIP-3) | 2006-11-02 | Galvanized Steel | Suction (American)
10001256 | 2 |  |  | no |  | no | Removed from Ground | Gas (Historical Use) | 1000 | Galvanic (STIP-3) | 2006-11-02 | Galvanized Steel | Suction (American)
10001256 | 3 |  |  | no |  | no | Removed from Ground | Gas (Historical Use) | 550 | Galvanic (STIP-3) | 2006-11-02 | Galvanized Steel | Suction (American)
10001258 | 1A | Flapper Valve | 2006-09-12 | no | 2006-09-12 | no | Currently in Use | Regular | 2000 | Composite | 2006-09-01 | Fiberglass Reinforced Plastic | Safe Suction (Euro)
10001258 | 1B | Flapper Valve | 2006-09-12 | no | 2006-09-12 | no | Currently in Use | Diesel | 10000 | Composite | 2006-09-01 | Fiberglass Reinforced Plastic | Safe Suction (Euro)
10001264 | 1A | Flapper Valve | 2006-04-01 | no | 2006-04-01 | no | Currently in Use | Gas (Historical Use) | 1500 | Fiberglass Double Walled | 2006-04-01 | Fiberglass Reinforced Plastic | Pressurized
10001264 | 1B | Flapper Valve | 2006-04-01 | no | 2006-04-01 | no | Currently in Use | Diesel | 1500 | Fiberglass Double Walled | 2006-04-01 | Fiberglass Reinforced Plastic | Pressurized
10001266 | 1 | Ball Float | 2002-10-20 | no | 2002-10-20 | no | Currently in Use | Gas (Historical Use) | 12000 | Composite | 2002-10-20 | Fiberglass Reinforced Plastic | Pressurized
10001266 | 2 | Ball Float | 2002-10-20 | no | 2002-10-20 | no | Currently in Use | Diesel | 12000 | Composite | 2002-10-20 | Fiberglass Reinforced Plastic | Pressurized
10001271 | 1A | Ball Float | 2006-07-01 | no | 2006-07-01 | no | Currently in Use | Gas (Historical Use) | 10000 | Composite | 2006-07-01 | Fiberglass Reinforced Plastic | Pressurized
10001271 | 1B | Ball Float | 2006-07-01 | no | 2006-07-01 | no | Currently in Use | Diesel | 6000 | Composite | 2006-07-01 | Fiberglass Reinforced Plastic | Pressurized
10001271 | 1C | Ball Float | 2006-07-01 | no | 2006-07-01 | no | Currently in Use | Gas (Historical Use) | 4000 | Composite | 2006-07-01 | Fiberglass Reinforced Plastic | Pressurized
10001271 | 2A | Ball Float | 2006-07-01 | no | 2006-07-01 | no | Currently in Use | Diesel | 8000 | Composite | 2006-07-01 | Fiberglass Reinforced Plastic | Pressurized
10001271 | 2B | Ball Float | 2006-07-01 | no | 2006-07-01 | no | Currently in Use | Gas (Historical Use) | 4000 | Composite | 2006-07-01 | Fiberglass Reinforced Plastic | Pressurized
10001271 | 3 |  | 2006-10-01 | no | 2006-10-01 | no | Currently in Use | Gas (Historical Use) | 1000 | Composite | 2006-10-01 | Fiberglass Reinforced Plastic | Safe Suction (Euro)
10001273 | T1 |  |  | no |  | no | Removed from Ground | Diesel | 5000 | Bare Steel | 1943-01-01 | Unknown
10001274 | 1 |  |  | no |  | no | Removed from Ground | Gas (Historical Use) | 3000 | Bare Steel | 2007-01-05 | Galvanized Steel
10001274 | 2 |  |  | no |  | no | Removed from Ground | Gas (Historical Use) | 2000 | Bare Steel | 2007-01-05
10001278 | 1A | Flapper Valve | 2006-11-29 | no | 2006-11-29 | no | Currently in Use | Gas (Historical Use) | 20000 | Fiberglass Double Walled | 2006-11-02 | Double Walled/Sec. Containment | Pressurized
10001278 | 1B | Flapper Valve | 2006-11-29 | no | 2006-11-29 | no | Currently in Use | Gas (Historical Use) | 8000 | Fiberglass Double Walled | 2006-11-02 | Double Walled/Sec. Containment | Pressurized
10001279 | 1A | Ball Float | 2006-06-15 | no | 2006-06-15 | no | Currently in Use | Premium | 8000 | Epoxy | 2006-05-28 | Fiberglass Reinforced Plastic | Pressurized
10001279 | 1B | Ball Float | 2006-06-15 | no | 2006-06-15 | no | Currently in Use | Diesel | 4000 | Epoxy | 2006-05-28 | Fiberglass Reinforced Plastic | Pressurized
10001279 | 2 | Ball Float | 2006-06-15 | no | 2006-06-15 | no | Currently in Use | Regular | 12000 | Epoxy | 2006-05-28 | Fiberglass Reinforced Plastic | Pressurized
10001280 | 1 |  |  | no |  | no | Removed from Ground | Gas (Historical Use) | 500 | Unknown | 1926-01-01 | Unknown
10001280 | 2 |  |  | no |  | no | Removed from Ground | Gas (Historical Use) | 500 | Unknown | 1926-01-01
10001280 | 3 |  |  | no |  | no | Removed from Ground | Gas (Historical Use) | 5000 | Unknown | 1926-01-01
10001280 | 4 |  |  | no |  | no | Removed from Ground | Gas (Historical Use) | 5000 | Unknown | 1926-01-01
10001280 | 5 |  |  | no |  | no | Removed from Ground | Kerosene | 560 | Bare Steel | 2007-02-22
10001281 | 1 |  | 2006-12-01 | no | 2006-12-01 | no | Currently in Use | Gas (Historical Use) | 15000 | Composite | 2006-12-01 | Double-Walled Fiberglass | Pressurized
10001281 | 2A |  | 2006-12-01 | no | 2006-12-01 | no | Currently in Use | Gas (Historical Use) | 6000 | Composite | 2006-12-01 | Double-Walled Fiberglass | Pressurized
10001281 | 2B |  | 2006-12-01 | no | 2006-12-01 | no | Currently in Use | Diesel | 6000 | Composite | 2006-12-01 | Double-Walled Fiberglass | Pressurized
10001283 | 1 | Ball Float | 2005-11-01 | no | 2005-11-01 | no | Currently in Use | E-10 | 10000 | Composite | 2005-11-01 | Fiberglass Reinforced Plastic | Pressurized
10001283 | 2 | Ball Float | 2005-11-01 | no | 2005-11-01 | no | Currently in Use | Diesel | 10000 | Composite | 2005-11-01 | Fiberglass Reinforced Plastic | Pressurized
10001285 | 1 | Ball Float | 2006-12-01 | no | 2006-12-01 | no | Currently in Use | Gas (Historical Use) | 12000 | Epoxy | 2006-11-01 | Fiberglass Reinforced Plastic | Pressurized
10001285 | 2 | Ball Float | 2006-12-01 | no | 2006-12-01 | no | Currently in Use | Gas (Historical Use) | 8000 | Epoxy | 2006-11-01 | Fiberglass Reinforced Plastic | Pressurized
10001285 | 3 | Ball Float | 2006-12-01 | no | 2006-12-01 | no | Currently in Use | Diesel | 3500 | Epoxy | 2006-11-01 | Fiberglass Reinforced Plastic | Pressurized
10001288 | 1 | Flapper Valve | 2007-01-30 | no | 2007-01-30 | no | Currently in Use | Diesel | 10000 | Fiberglass Double Walled | 2007-01-30 | Double-Walled Fiberglass | Suction (American)
10001289 | 1 | Overfill Alarm | 2007-01-12 | no | 2007-01-12 | no | Currently in Use | Diesel | 25000 | Composite | 2007-01-11 | Double-Walled Fiberglass | Pressurized
10001292 | 1 |  | 2006-09-01 | no | 2006-09-01 | no | Currently in Use | Gas (Historical Use) | 20000 | Fiberglass Double Walled | 2006-09-01 | Double-Walled Fiberglass | Pressurized
10001292 | 2 |  | 2006-09-01 | no | 2006-09-01 | no | Currently in Use | Gas (Historical Use) | 20000 | Fiberglass Double Walled | 2006-09-01 | Double-Walled Fiberglass | Pressurized
10001292 | 3 |  | 2006-09-01 | no | 2006-09-01 | no | Currently in Use | Gas (Historical Use) | 12000 | Fiberglass Double Walled | 2006-09-01 | Double-Walled Fiberglass | Pressurized
10001294 | 1 |  |  | no |  | no | Removed from Ground | Gas (Historical Use) | 2000 | Bare Steel | 2007-02-15 | Galvanized Steel
10001294 | 2 |  |  | no |  | no | Removed from Ground | Gas (Historical Use) | 1000 | Bare Steel | 2007-02-15 | Galvanized Steel
10001294 | 3 |  |  | no |  | no | Removed from Ground | Gas (Historical Use) | 500 | Bare Steel | 2007-02-15 | Galvanized Steel
10001296 | 1 |  |  | no |  | no | Removed from Ground | Gas (Historical Use) | 1000 | Bare Steel | 2007-02-21
10001300 | 1 |  |  | no |  | no | Removed from Ground | Gas (Historical Use) | 1000 | Bare Steel | 2006-09-18 | Unknown
10001300 | 2 |  |  | no |  | no | Removed from Ground | Gas (Historical Use) | 1000 | Bare Steel | 2006-09-18 | Unknown
10001300 | 3 |  |  | no |  | no | Removed from Ground | Gas (Historical Use) | 1000 | Bare Steel | 2006-09-18 | Unknown
10001300 | 4 |  |  | no |  | no | Removed from Ground | Gas (Historical Use) | 1000 | Bare Steel | 2006-09-18 | Unknown
10001300 | 5 |  |  | no |  | no | Removed from Ground | Gas (Historical Use) | 1000 | Bare Steel | 2006-09-18 | Unknown
10001300 | 6 |  |  | no |  | no | Removed from Ground | Gas (Historical Use) | 1000 | Bare Steel | 2006-09-18 | Unknown
10001302 | 1A | Ball Float | 2006-11-03 | no | 2006-11-03 | no | Currently in Use | Gas (Historical Use) | 12000 | Composite | 2006-11-02 | Double-Walled Flex | Pressurized
10001302 | 1B | Ball Float | 2006-11-03 | no | 2006-11-03 | no | Currently in Use | Gas (Historical Use) | 8000 | Composite | 2006-11-02 | Double-Walled Flex | Pressurized
10001302 | 2A | Ball Float | 2006-11-03 | no | 2006-11-03 | no | Currently in Use | Diesel | 8000 | Composite | 2006-11-03 | Double-Walled Flex | Pressurized
10001302 | 2B | Ball Float | 2006-11-03 | no | 2006-11-03 | no | Currently in Use | Other | 4000 | Composite | 2006-11-02 | Double-Walled Flex | Pressurized
10001305 | 1 |  |  | no |  | no | Removed from Ground | Gas (Historical Use) | 1000 | Bare Steel | 1966-01-01
10001305 | 2 |  |  | no |  | no | Removed from Ground | Gas (Historical Use) | 1000 | Bare Steel | 1966-01-01
10001305 | 3 |  |  | no |  | no | Removed from Ground | Diesel | 2000 | Bare Steel | 1966-01-01
10001306 | 1 |  |  | no |  | no | Removed from Ground | Not Marked/Tank Removed | 550 | Unknown | 2006-12-02 | Unknown
10001306 | 2 |  |  | no |  | no | Removed from Ground | Not Marked/Tank Removed | 1000 | Unknown | 2006-12-02 | Unknown
10001310 | 1 |  |  | no |  | no | Removed from Ground | Gas (Historical Use) | 5000 | Bare Steel | 1962-01-01 | Bare Steel | Suction (American)
10001310 | 2 |  |  | no |  | no | Removed from Ground | Gas (Historical Use) | 5000 | Bare Steel | 1962-01-01 | Bare Steel | Suction (American)
10001311 | 1 | Overfill Alarm | 1997-09-01 | no | 1997-09-01 | no | Currently in Use | Diesel | 12000 | Fiberglass | 1997-09-01 | Double-Walled Flex | Pressurized
10001312 | 1 |  |  | no |  | no | Removed from Ground | Diesel | 10000 | Bare Steel | 2006-08-21
10001312 | 2 | Flapper Valve |  | no |  | no | Currently in Use | Not Marked | 1000 | Fiberglass Double Walled | 2016-11-15 | Fiberglass Reinforced Plastic | Safe Suction (Euro)
10001313 | 1 |  |  | no |  | no | Removed from Ground | Not Marked | 0 | Unknown
10001314 | 1 | Flapper Valve | 2004-12-01 | no | 2004-12-01 | no | Currently in Use | Diesel | 4000 | Composite Double Walled | 1992-01-01 | Copper | Safe Suction (Euro)
10001315 | 1 | Ball Float | 2007-03-27 | no | 2007-03-27 | no | Currently in Use | E-10 | 20000 | Composite Double Walled | 2007-03-27 | Double-Walled Fiberglass | Pressurized
10001315 | 2 | Ball Float | 2007-03-27 | no | 2007-03-27 | no | Currently in Use | Premium | 12000 | Composite Double Walled | 2007-03-27 | Double-Walled Fiberglass | Pressurized
10001315 | 3 | Ball Float | 2007-10-27 | no | 2007-10-27 | no | Currently in Use | Diesel | 12000 | Composite Double Walled | 2007-03-27 | Double-Walled Fiberglass | Pressurized
10001317 | 1 | Exempted | 2001-06-12 | yes | 2001-06-12 | yes | Temporarily out of use | Empty | 12000 | Epoxy | 2001-06-12 | Double-Walled Flex | Pressurized
10001317 | 2 | Exempted | 2001-06-12 | yes | 2001-06-12 | yes | Temporarily out of use | Empty | 12000 | Epoxy | 2001-06-12 | Double-Walled Flex | Pressurized
10001318 | 1 |  |  | no |  | no | Removed from Ground |  | 0 | Unknown | 1965-01-01
10001322 | 1 | Ball Float | 1997-12-08 | no | 1997-12-08 | no | Removed from Ground | Diesel | 3000 | Fiberglass | 1997-12-08 | Double-Walled Fiberglass | Suction (American)
10001325 | 1 |  | 2007-04-19 | no | 2007-04-19 | no | Currently in Use | Gas (Historical Use) | 20000 | Fiberglass Double Walled | 2007-04-24 | Double Walled/Sec. Containment | Pressurized
10001325 | 2 |  | 2007-04-19 | no | 2007-04-19 | no | Currently in Use | Gas (Historical Use) | 8000 | Fiberglass Double Walled | 2007-04-24 | Double Walled/Sec. Containment | Pressurized
10001327 | 1 |  | 2007-03-14 | no | 2007-03-14 | no | Currently in Use | Gas (Historical Use) | 20000 | Fiberglass Double Walled | 2007-02-16 | Double Walled/Sec. Containment | Pressurized
10001327 | 2A |  | 2007-03-14 | no | 2007-03-14 | no | Currently in Use | Diesel | 8000 | Fiberglass Double Walled | 2007-02-16 | Double Walled/Sec. Containment | Pressurized
10001327 | 2B |  | 2007-03-14 | no | 2007-03-14 | no | Currently in Use | Gas (Historical Use) | 8000 | Fiberglass Double Walled | 2007-03-14 | Double Walled/Sec. Containment | Pressurized
10001330 | 1 |  |  | no |  | no | Removed from Ground |  | 0 | Bare Steel |  | Bare Steel
10001330 | 2 |  |  | no |  | no | Removed from Ground |  | 0 | Bare Steel |  | Bare Steel
10001332 | 1 |  | 2011-08-01 | yes | 2011-08-01 | yes | Temporarily out of use | Diesel | 15000 | Fiberglass Double Walled | 2007-04-01 | Double-Walled Fiberglass | Suction (American)
10001333 | 1 |  |  | no |  | no | Removed from Ground | Gas (Historical Use) | 0 | Unknown
10001334 | 1 |  |  | no |  | no | Removed from Ground | Gas (Historical Use) | 1000 | Bare Steel | 2007-04-12 | Galvanized Steel
10001334 | 2 |  |  | no |  | no | Removed from Ground | Gas (Historical Use) | 1000 | Bare Steel | 2007-04-12 | Galvanized Steel
10001334 | 3 |  |  | no |  | no | Removed from Ground | Gas (Historical Use) | 1000 | Bare Steel | 2007-04-12 | Galvanized Steel
10001336 | 1 |  |  | no |  | no | Removed from Ground | Diesel | 6000 | Bare Steel | 2007-04-04
10001339 | 1 | Ball Float | 2005-11-18 | no | 2005-11-18 | no | Currently in Use | Diesel | 1000 | Fiberglass Double Walled | 2005-11-15 | Double-Walled Fiberglass | Pressurized
10001342 | 1 |  | 2007-04-01 | no | 2007-04-01 | no | Temporarily out of use | Diesel | 15000 | Composite Double Walled | 2007-04-01 | Double-Walled Fiberglass | Pressurized
10001344 | 1 |  |  | no |  | no | Removed from Ground | Gas (Historical Use) | 1000 | Bare Steel | 1987-01-01
10001351 | 1 |  |  | no |  | no | Removed from Ground | Diesel | 0 | Unknown | 1994-01-01
10001352 | 1 |  | 2007-02-06 | no | 2011-03-01 | no | Currently in Use | Gas (Historical Use) | 25000 | Fiberglass Double Walled | 2007-02-05 | Double-Walled Fiberglass | Pressurized
10001352 | 2A |  | 2007-02-06 | no | 2011-03-01 | no | Currently in Use | Gas (Historical Use) | 12000 | Fiberglass Double Walled | 2007-02-05 | Double-Walled Fiberglass | Pressurized
10001352 | 2B |  | 2007-02-06 | no | 2011-03-01 | no | Currently in Use | Diesel | 8000 | Fiberglass Double Walled | 2007-02-05 | Double-Walled Fiberglass | Pressurized
10001353 | 1 |  | 2007-05-16 | no | 2007-05-16 | no | Currently in Use | Gas (Historical Use) | 15000 | Composite Double Walled | 2007-05-16 | Double-Walled Flex | Pressurized
10001353 | 2 |  | 2007-05-16 | no | 2007-05-16 | no | Currently in Use | Diesel | 12000 | Composite Double Walled | 2007-05-16 | Double-Walled Flex | Pressurized
10001353 | 3 |  | 2007-05-16 | no | 2007-05-16 | no | Currently in Use | Gas (Historical Use) | 8000 | Composite Double Walled | 2007-05-16 | Double-Walled Flex | Pressurized
10001354 | 1 |  | 2007-03-15 | no | 2007-03-15 | no | Currently in Use | Gas (Historical Use) | 2500 | Fiberglass Double Walled | 2007-03-10 | Double-Walled Fiberglass | Safe Suction (Euro)
10001354 | 2 |  | 2007-03-15 | no | 2007-03-15 | no | Currently in Use | Gas (Historical Use) | 2500 | Fiberglass Double Walled | 2007-03-10 | Double-Walled Fiberglass | Safe Suction (Euro)
10001358 | 1 | Ball Float | 2006-01-01 | no | 2006-01-01 | no | Currently in Use | E-10 | 20000 | Epoxy | 2005-10-01 | Fiberglass Reinforced Plastic | Pressurized
10001358 | 2A | Ball Float | 2006-01-01 | no | 2006-01-01 | no | Currently in Use | Diesel | 15000 | Epoxy | 2005-10-01 | Fiberglass Reinforced Plastic | Pressurized
10001358 | 2B | Ball Float | 2006-01-01 | no | 2006-01-01 | no | Currently in Use | Premium | 5000 | Epoxy | 2005-10-01 | Fiberglass Reinforced Plastic | Pressurized
10001359 | 1A | Ball Float | 2007-01-01 | no | 2007-01-01 | no | Currently in Use | E-10 | 8000 | Composite | 2007-01-25 | Fiberglass Reinforced Plastic | Pressurized
10001359 | 1B | Ball Float | 2007-01-01 | no | 2007-01-01 | no | Currently in Use | Premium | 4000 | Composite | 2007-01-25 | Fiberglass Reinforced Plastic | Pressurized
10001361 | 1 | Ball Float | 2007-05-01 | no | 2007-05-01 | no | Currently in Use | Gas (Historical Use) | 15000 | Composite Double Walled | 2007-05-01 | Double-Walled Fiberglass | Pressurized
10001361 | 2 | Ball Float | 2007-05-01 | no | 2007-05-01 | no | Currently in Use | Gas (Historical Use) | 10000 | Composite Double Walled | 2007-05-01 | Double-Walled Fiberglass | Pressurized
10001361 | 3 | Ball Float | 2007-05-01 | no | 2007-05-01 | no | Currently in Use | Diesel | 5000 | Composite Double Walled | 2007-05-01 | Double-Walled Fiberglass | Pressurized
10001362 | 1 | Ball Float | 2006-06-01 | no | 2006-06-01 | no | Currently in Use | Gas (Historical Use) | 12000 | Composite Double Walled | 2006-06-01 | Double-Walled Fiberglass | Pressurized
10001363 | 1 |  | 2004-01-01 | no | 2004-01-01 | no | Currently in Use | Diesel | 2500 | Fiberglass Double Walled | 2004-01-01 | Aboveground | Safe Suction (Euro)
10001364 | 1 |  |  | no |  | no | Removed from Ground | Gas (Historical Use) | 1000 | Unknown | 1988-12-01 | Unknown
10001366 | 1 |  | 2007-05-09 | no | 2007-05-09 | no | Currently in Use | E-10 | 2000 | Composite Double Walled | 2007-05-08 | Fiberglass Reinforced Plastic | Safe Suction (Euro)
10001367 | 1A |  | 2007-07-02 | no | 2007-07-02 | no | Currently in Use | Gas (Historical Use) | 8000 | Composite | 2007-07-02 | Fiberglass Reinforced Plastic | Pressurized
10001367 | 1B |  | 2007-07-02 | no | 2007-07-02 | no | Currently in Use | Diesel | 4000 | Composite | 2007-07-02 | Fiberglass Reinforced Plastic | Safe Suction (Euro)
10001370 | 1 | Ball Float | 2007-01-17 | no | 2007-01-17 | no | Currently in Use | Gas (Historical Use) | 12000 | Composite | 2007-01-12 | Fiberglass Reinforced Plastic | Pressurized
10001370 | 2 | Ball Float | 2007-01-17 | no | 2007-01-17 | no | Currently in Use | Gas (Historical Use) | 6000 | Composite | 2007-01-12 | Fiberglass Reinforced Plastic | Pressurized
10001370 | 3 | Ball Float | 2007-01-17 | no | 2007-01-17 | no | Currently in Use | Diesel | 6000 | Composite | 2007-01-12 | Fiberglass Reinforced Plastic | Pressurized
10001370 | 4 | Ball Float | 2007-01-17 | no | 2007-01-17 | no | Currently in Use | Diesel | 4000 | Composite | 2007-01-12 | Fiberglass Reinforced Plastic | Pressurized
10001370 | 5 | Flapper Valve | 2007-01-17 | no | 2007-01-17 | no | Currently in Use | Gas (Historical Use) | 2000 | Composite | 2007-01-12 | Fiberglass Reinforced Plastic | Safe Suction (Euro)
10001370 | 6 | Flapper Valve | 2007-01-17 | no | 2007-01-17 | no | Currently in Use | Kerosene | 2000 | Composite | 2007-01-12 | Fiberglass Reinforced Plastic | Safe Suction (Euro)
10001376 | 1 |  |  | no |  | no | Removed from Ground | Diesel | 211 | Bare Steel | 2007-07-23 | Bare Steel
10001378 | 1 | Ball Float | 2007-04-20 | no | 2007-04-20 | no | Currently in Use | Regular | 25000 | Fiberglass Double Walled | 2007-04-20 | Double-Walled Fiberglass | Pressurized
10001378 | 2 | Ball Float | 2007-04-20 | no | 2007-04-20 | no | Currently in Use | Premium | 7000 | Fiberglass Double Walled | 2007-04-20 | Double-Walled Fiberglass | Pressurized
10001379 | 1 |  | 2007-05-23 | no | 2007-05-23 | no | Currently in Use | Gas (Historical Use) | 25000 | Fiberglass Double Walled | 2007-05-01 | Double-Walled Fiberglass | Pressurized
10001379 | 2A |  | 2007-05-23 | no | 2007-05-23 | no | Currently in Use | Gas (Historical Use) | 10000 | Fiberglass Double Walled | 2007-05-01 | Double-Walled Fiberglass | Pressurized
10001379 | 2B |  | 2007-05-23 | no | 2007-05-23 | no | Currently in Use | Diesel | 6000 | Fiberglass Double Walled | 2007-05-01 | Double-Walled Fiberglass | Pressurized
10001380 | 1 |  | 2007-06-19 | no | 2007-06-19 | no | Currently in Use | Regular | 20000 | Fiberglass Double Walled | 2007-06-05 |  | Pressurized
10001380 | 2A | Flapper Valve | 2007-06-19 | no | 2007-06-19 | no | Currently in Use | Diesel | 12000 | Fiberglass Double Walled | 2007-06-05 | Double Walled | Pressurized
10001380 | 2B | Flapper Valve | 2007-06-19 | no | 2007-06-19 | no | Currently in Use | Premium | 8000 | Fiberglass Double Walled | 2007-06-05 | Double Walled | Pressurized
10001381 | 1 | Ball Float | 2007-05-24 | no | 2007-05-24 | no | Currently in Use | Gas (Historical Use) | 12000 | Epoxy Double-Walled | 2007-05-24 | Double-Walled Fiberglass | Pressurized
10001381 | 2A | Ball Float | 2007-05-24 | no | 2007-05-24 | no | Currently in Use | Gas (Historical Use) | 6000 | Epoxy Double-Walled | 2007-05-24 | Double-Walled Fiberglass | Pressurized
10001381 | 2B | Ball Float | 2007-05-24 | no | 2007-05-24 | no | Currently in Use | Diesel | 4000 | Epoxy Double-Walled | 2007-05-24 | Double-Walled Fiberglass | Pressurized
10001382 | 1 |  |  | no |  | no | Removed from Ground | Gas (Historical Use) | 1000 | Unknown | 2007-06-12 | Unknown
10001382 | 2 |  |  | no |  | no | Removed from Ground | Gas (Historical Use) | 1500 | Unknown | 2007-06-12 | Unknown
10001382 | 3 |  |  | no |  | no | Removed from Ground | Gas (Historical Use) | 1000 | Unknown | 2007-06-12 | Unknown
10001383 | 1A | Ball Float | 2007-04-20 | no | 2007-04-20 | no | Currently in Use | Regular | 12000 | Fiberglass Double Walled | 2007-03-19 |  | Pressurized
10001383 | 1B | Ball Float | 2007-04-20 | no | 2007-04-20 | no | Currently in Use | Premium | 8000 | Fiberglass Double Walled | 2007-03-19 |  | Pressurized
10001383 | 2 | Ball Float | 2007-04-20 | no | 2007-04-20 | no | Currently in Use | Diesel | 8000 | Fiberglass Double Walled | 2007-03-19 |  | Pressurized
10001385 | 1 |  |  | no |  | no | Removed from Ground | Diesel | 750 | Unknown | 2008-07-16
10001385 | 2 |  |  | no |  | no | Removed from Ground | Kerosene | 750 | Unknown | 2008-07-16
10001385 | 3 |  |  | no |  | no | Removed from Ground | Gas (Historical Use) | 1250 | Unknown | 2008-07-16
10001385 | 4 |  |  | no |  | no | Removed from Ground | Gas (Historical Use) | 4000 | Unknown | 2008-07-16
10001385 | 5 |  |  | no |  | no | Removed from Ground | Gas (Historical Use) | 4000 | Unknown | 2008-07-16
10001385 | 6 |  |  | no |  | no | Removed from Ground | Diesel | 1000 | Unknown | 2008-07-16
10001385 | 7 |  |  | no |  | no | Removed from Ground | Diesel | 1000 | Unknown | 2008-07-16
10001385 | 8 |  |  | no |  | no | Removed from Ground | Gas (Historical Use) | 2000 | Unknown | 2008-07-16
10001385 | 9 |  |  | no |  | no | Removed from Ground | Used Oil | 550 | Unknown | 2008-07-16
10001385 | A |  |  | no |  | no | Removed from Ground | Gas (Historical Use) | 3000 | Bare Steel
10001385 | B |  |  | no |  | no | Removed from Ground | Gas (Historical Use) | 3000 | Bare Steel
10001385 | C |  |  | no |  | no | Removed from Ground | Diesel | 3000 | Bare Steel
10001388 | 1 |  |  | no |  | no | Removed from Ground | Gas (Historical Use) | 80 | Unknown | 2007-05-01 | Unknown
10001388 | 2 |  |  | no |  | no | Removed from Ground | Gas (Historical Use) | 55 | Unknown | 2007-05-01 | Unknown
10001389 | 1 |  |  | no |  | no | Removed from Ground | Not Marked/Tank Removed | 5000 | Bare Steel | 2007-06-22 | Bare Steel
10001391 | 1 |  |  | no |  | no | Removed from Ground | Gas (Historical Use) | 750 | Bare Steel | 1988-01-01
10001392 | 1 |  |  | no |  | no | Removed from Ground | Gas (Historical Use) | 0 | Bare Steel | 1986-01-01 | Bare Steel
10001392 | 2 |  |  | no |  | no | Removed from Ground | Gas (Historical Use) | 0 | Bare Steel | 1986-01-01 | Bare Steel
10001392 | 3 |  |  | no |  | no | Removed from Ground | Gas (Historical Use) | 0 | Bare Steel | 1986-01-01 | Bare Steel
10001395 | 1 |  | 2007-02-01 | no | 2007-02-01 | no | Currently in Use | Diesel | 2500 | Fiberglass Double Walled | 2007-02-01 | Double-Walled Fiberglass | Safe Suction (Euro)
10001398 | 1 |  |  | no |  | no | Removed from Ground | Not Marked/Tank Removed | 6000 | Unknown | 1993-01-01
10001398 | 2 |  |  | no |  | no | Removed from Ground | Not Marked/Tank Removed | 500 | Unknown | 1993-01-01
10001399 | 1 |  |  | no |  | no | Removed from Ground | Not Marked/Tank Removed | 0 | Unknown
10001399 | 2 |  |  | no |  | no | Removed from Ground | Not Marked/Tank Removed | 0 | Unknown
10001401 | 1 |  |  | no |  | no | Removed from Ground | Gas (Historical Use) | 500 | Unknown | 2007-04-25
10001401 | 2 |  |  | no |  | no | Removed from Ground | Gas (Historical Use) | 500 | Unknown | 2007-04-25
10001401 | 3 |  |  | no |  | no | Removed from Ground | Gas (Historical Use) | 500 | Unknown | 2007-04-25
10001404 | 1 |  |  | no |  | no | Removed from Ground |  | 0 | Unknown
10001406 | 1 | Ball Float | 2006-12-11 | no | 2006-12-11 | no | Currently in Use | Gas (Historical Use) | 10000 | Fiberglass Double Walled | 2006-05-26 | Double-Walled Fiberglass | Pressurized
10001406 | 2 | Ball Float | 2006-12-11 | no | 2006-12-11 | no | Currently in Use | Diesel | 10000 | Fiberglass Double Walled | 2006-05-26 | Double-Walled Fiberglass | Pressurized
10001407 | P770199A |  | 2007-05-25 | no | 2007-05-25 | no | Currently in Use | Gas (Historical Use) | 8000 | Fiberglass | 2007-05-05 | Fiberglass Reinforced Plastic | Pressurized
10001407 | P770199B |  | 2007-05-25 | no | 2007-05-25 | no | Currently in Use | Diesel | 4000 | Fiberglass | 2007-05-07 | Fiberglass Reinforced Plastic | Pressurized
10001407 | P770200 |  | 2007-05-25 | no | 2007-05-25 | no | Currently in Use | Gas (Historical Use) | 1500 | Fiberglass | 2007-05-07 | Fiberglass Reinforced Plastic | Pressurized
10001408 | 1 | Overfill Alarm | 1990-01-01 | no | 1990-01-01 | no | Currently in Use | New Oil | 6000 | Steel-Impressed Current | 1990-01-01 | Steel (Impressed Current) | Gravity Fed
10001408 | 2 | Overfill Alarm | 1990-01-01 | no | 1990-01-01 | no | Currently in Use | New Oil | 6000 | Steel-Impressed Current | 1990-01-01 | Steel (Impressed Current) | Gravity Fed
10001408 | 3 | Overfill Alarm | 1990-01-01 | no | 1990-01-01 | no | Currently in Use | Used Oil | 6000 | Steel-Impressed Current | 1990-01-01 | Steel (Impressed Current) | Gravity Fed
10001412 | 1 |  |  | no |  | no | Removed from Ground | Diesel | 10000 | Epoxy | 1973-01-01
10001415 | T-1 |  |  | no |  | no | Removed from Ground | Gas (Historical Use) | 1000 | Bare Steel | 2007-08-14 | Bare Steel
10001415 | T-2 |  |  | no |  | no | Removed from Ground | Gas (Historical Use) | 500 | Bare Steel | 2007-08-14 | Bare Steel
10001415 | T-3 |  |  | no |  | no | Removed from Ground | Gas (Historical Use) | 500 | Bare Steel | 2007-08-14 | Bare Steel
10001416 | 1 |  | 2007-03-21 | no | 2007-03-21 | no | Temporarily out of use | Gas (Historical Use) | 2500 | Fiberglass Double Walled | 2012-11-08 | Fiberglass Reinforced Plastic | Safe Suction (Euro)
10001417 | 4A | Ball Float | 2006-01-01 | no | 2006-01-01 | no | Currently in Use | Diesel | 8000 | Composite | 2006-01-01 | Fiberglass Reinforced Plastic | Pressurized
10001417 | 4B | Ball Float | 2006-01-01 | no | 2006-01-01 | no | Currently in Use | Diesel | 4000 | Composite | 2006-01-01 | Fiberglass Reinforced Plastic | Pressurized
10001418 | 1 | Ball Float | 2006-11-01 | no | 2006-11-01 | no | Temporarily out of use | Diesel | 12000 | Composite | 2006-11-01 | Fiberglass Reinforced Plastic | Pressurized
10001418 | 2 | Ball Float | 2006-11-01 | no | 2006-11-01 | no | Temporarily out of use | Gas (Historical Use) | 4000 | Composite | 2006-11-01 | Fiberglass Reinforced Plastic | Pressurized
10001418 | 3 | Ball Float | 2006-11-01 | no | 2006-11-01 | no | Temporarily out of use | Diesel | 8000 | Composite | 2006-11-01 | Fiberglass Reinforced Plastic | Pressurized
10001423 | 1 |  |  | no |  | no | Removed from Ground | Gas (Historical Use) | 2000 | Bare Steel | 1968-01-01 | Bare Steel
10001423 | 2 |  |  | no |  | no | Removed from Ground | Gas (Historical Use) | 1000 | Bare Steel | 1968-01-01 | Bare Steel
10001423 | 3 |  |  | no |  | no | Removed from Ground | Gas (Historical Use) | 1000 | Bare Steel | 1968-01-01 | Bare Steel
10001424 | 1 |  |  | no |  | no | Removed from Ground | Gas (Historical Use) | 1000 | Bare Steel | 1975-01-01
10001424 | 2 |  |  | no |  | no | Removed from Ground | Gas (Historical Use) | 1000 | Bare Steel | 1975-01-01
10001429 | 1 |  |  | no |  | no | Removed from Ground | Not Marked/Tank Removed | 0 | Unknown
10001430 | 1 |  |  | no |  | no | Closed in Ground | Gas (Historical Use) | 1500 | Bare Steel
10001430 | 2 |  |  | no |  | no | Closed in Ground | Gas (Historical Use) | 1500 | Bare Steel
10001430 | 3 |  |  | no |  | no | Closed in Ground | Gas (Historical Use) | 1500 | Bare Steel
10001430 | 4 |  |  | no |  | no | Closed in Ground | Gas (Historical Use) | 1500 | Bare Steel
10001430 | 5 |  |  | no |  | no | Closed in Ground | Gas (Historical Use) | 1500 | Bare Steel
10001431 | 1 |  | 2007-11-01 | no | 2007-11-01 | no | Currently in Use | Gas (Historical Use) | 25000 | Fiberglass Double Walled | 2007-10-24 | Double-Walled Flex | Pressurized
10001431 | 2 |  | 2007-11-01 | no | 2007-11-01 | no | Currently in Use | Gas (Historical Use) | 7000 | Fiberglass Double Walled | 2007-10-24 | Double-Walled Flex | Pressurized
10001431 | 3 | Flapper Valve | 2007-11-01 | no | 2007-11-01 | no | Currently in Use | Diesel | 5000 | Fiberglass Double Walled | 2007-10-24 | Double-Walled Flex | Pressurized
10001431 | 4 | Flapper Valve | 2007-11-01 | no | 2007-11-01 | no | Currently in Use | Diesel | 5000 | Fiberglass Double Walled | 2007-10-24 | Double-Walled Flex | Pressurized
10001434 | 1 | Flapper Valve | 2007-11-15 | no | 2007-11-15 | no | Currently in Use | Regular | 20000 | Fiberglass Double Walled | 2007-11-05 |  | Pressurized
10001434 | 2 | Flapper Valve | 2007-11-15 | no | 2007-11-15 | no | Currently in Use | Premium | 20000 | Fiberglass Double Walled | 2007-11-05 |  | Pressurized
10001434 | 3A | Ball Float | 2007-11-15 | no | 2007-11-15 | no | Currently in Use | Racing Fuel | 15000 | Fiberglass Double Walled | 2007-11-05 |  | Pressurized
10001434 | 3B | Flapper Valve | 2007-11-15 | no | 2007-11-15 | no | Currently in Use | Diesel On Road | 5000 | Fiberglass Double Walled | 2007-11-05 |  | Pressurized
10001434 | 4A | Ball Float | 2007-11-15 | no | 2007-11-15 | no | Currently in Use | Diesel Off Road | 12000 | Fiberglass Double Walled | 2007-11-05 |  | Pressurized
10001434 | 4B | Flapper Valve | 2007-11-15 | no | 2007-11-15 | no | Currently in Use | E-85 | 3000 | Fiberglass Double Walled | 2007-11-05 |  | Pressurized
10001435 | 1 |  |  | no |  | no | Removed from Ground | Gas (Historical Use) | 0 | Not Marked/Unknown
10001436 | P770238 |  | 2007-09-17 | no | 2007-09-17 | no | Currently in Use | Gas (Historical Use) | 15000 | Fiberglass Double Walled | 2007-09-05 | Fiberglass Reinforced Plastic | Pressurized
10001436 | R149006A |  | 2007-09-17 | no | 2007-09-17 | no | Currently in Use | Gas (Historical Use) | 8000 | Fiberglass Double Walled | 2007-09-05 | Fiberglass Reinforced Plastic | Pressurized
10001436 | R149006B |  | 2007-09-17 | no | 2007-09-17 | no | Currently in Use | Diesel | 7000 | Fiberglass Double Walled | 2007-09-05 | Fiberglass Reinforced Plastic | Pressurized
10001437 | 1 |  |  | no |  | no | Removed from Ground | Gas (Historical Use) | 0 | Unknown |  | Unknown
10001439 | 1 | Ball Float | 2007-09-25 | no | 2007-09-25 | no | Currently in Use | Regular | 20000 | Fiberglass Double Walled | 2007-08-16 |  | Pressurized
10001439 | 2 | Ball Float | 2007-09-25 | no | 2007-09-25 | no | Currently in Use | Diesel | 8000 | Fiberglass Double Walled | 2007-08-16 |  | Pressurized
10001439 | 3 | Ball Float | 2007-09-25 | no | 2007-09-25 | no | Currently in Use | Premium | 8000 | Fiberglass Double Walled | 2007-09-25 |  | Pressurized
10001441 | 1 |  | 2007-10-18 | no | 2007-10-18 | no | Currently in Use | Gas (Historical Use) | 20000 | Composite Double Walled | 2007-10-18 | Double-Walled Flex | Pressurized
10001441 | 2 |  | 2007-10-18 | no | 2007-10-18 | no | Currently in Use | Gas (Historical Use) | 8000 | Composite Double Walled | 2007-10-18 | Double-Walled Flex | Pressurized
10001441 | 3 |  | 2007-10-18 | no | 2007-10-18 | no | Currently in Use | Diesel | 8000 | Composite Double Walled | 2007-10-18 | Double-Walled Flex | Pressurized
10001444 | 1 |  |  | no |  | no | Removed from Ground | Used Oil | 500 | Bare Steel | 2007-09-20 | Bare Steel | Gravity Fed
10001445 | 1 |  |  | no |  | no | Removed from Ground | Gas (Historical Use) | 500 | Unknown | 2007-05-24
10001445 | 2 |  |  | no |  | no | Removed from Ground | Gas (Historical Use) | 500 | Unknown | 2007-05-24
10001447 | 1 |  |  | no |  | no | Removed from Ground | Gas (Historical Use) | 1000 | Bare Steel | 2007-07-25 | Bare Steel
10001447 | 2 |  |  | no |  | no | Removed from Ground | Other | 550 | Bare Steel | 2007-07-25 | Bare Steel
10001448 | 1 |  | 2006-11-18 | no | 2006-11-18 | no | Currently in Use | Gas (Historical Use) | 15000 | Composite | 2006-11-18 | Fiberglass Reinforced Plastic | Pressurized
10001448 | 2 |  | 2006-11-18 | no | 2006-11-18 | no | Currently in Use | Gas (Historical Use) | 8000 | Composite | 2006-11-18 | Fiberglass Reinforced Plastic | Pressurized
10001448 | 3 |  | 2006-11-18 | no | 2006-11-18 | no | Currently in Use | Diesel | 10000 | Composite | 2006-11-18 | Fiberglass Reinforced Plastic | Pressurized
10001448 | 4 |  | 2006-11-18 | no | 2006-11-18 | no | Currently in Use | Diesel | 5000 | Composite | 2006-11-18 | Fiberglass Reinforced Plastic | Pressurized
10001450 | 1 | Ball Float | 2004-12-01 | no | 2004-12-01 | yes | Currently in Use | Regular | 12000 | Epoxy | 2004-12-01 | Fiberglass Reinforced Plastic | Pressurized
10001450 | 2 | Ball Float | 2004-12-01 | no | 2004-12-01 | yes | Currently in Use | Premium | 8000 | Epoxy | 2004-12-01 | Fiberglass Reinforced Plastic | Pressurized
10001450 | 3 | Ball Float | 2004-12-01 | no | 2004-12-01 | yes | Currently in Use | Diesel | 4000 | Epoxy | 2004-12-01 | Fiberglass Reinforced Plastic | Pressurized
10001452 | 1A |  | 2007-10-19 | no | 2007-10-19 | no | Currently in Use | Gas (Historical Use) | 20000 | Fiberglass Double Walled | 2007-09-13 | Double Walled/Sec. Containment | Pressurized
10001452 | 1B |  | 2007-10-19 | no | 2007-10-19 | no | Currently in Use | Gas (Historical Use) | 8000 | Fiberglass Double Walled | 2007-09-13 | Double Walled/Sec. Containment | Pressurized
10001455 | 1 |  |  | no |  | no | Removed from Ground | Not Marked | 0 | Unknown |  | Unknown
10001457 | 1 |  | 2006-03-03 | no | 2006-03-03 | no | Currently in Use | Gas (Historical Use) | 12000 | Fiberglass | 2006-03-03 | Fiberglass Reinforced Plastic
10001457 | 2 |  | 2006-03-03 | no | 2006-03-03 | no | Currently in Use | Gas (Historical Use) | 8000 | Fiberglass | 2006-03-03 | Fiberglass Reinforced Plastic
10001457 | 3 |  | 2006-03-03 | no | 2006-03-03 | no | Currently in Use | Diesel | 4000 | Fiberglass | 2006-03-03 | Fiberglass Reinforced Plastic
10001458 | 1 |  | 2007-10-15 | no | 2007-10-15 | no | Currently in Use | Gas (Historical Use) | 12000 | Epoxy | 2007-10-15 | Double-Walled Fiberglass | Pressurized
10001458 | 2A |  | 2007-10-15 | no | 2007-10-15 | no | Currently in Use | Gas (Historical Use) | 8000 | Epoxy | 2007-10-15 | Double-Walled Fiberglass | Pressurized
10001458 | 2B |  | 2007-10-15 | no | 2007-10-15 | no | Currently in Use | Diesel | 4000 | Epoxy | 2007-10-15 | Double-Walled Fiberglass | Pressurized
10001459 | 1 | Ball Float | 2007-05-12 | no | 2007-05-12 | no | Currently in Use | Regular | 12000 | Epoxy Double-Walled | 2007-05-12 | Double-Walled Fiberglass | Pressurized
10001459 | 2A | Ball Float | 2007-05-12 | no | 2007-05-12 | no | Currently in Use | Premium | 6000 | Epoxy Double-Walled | 2007-05-12 | Double-Walled Fiberglass | Pressurized
10001459 | 2B | Ball Float | 2007-05-12 | no | 2007-05-12 | no | Currently in Use | Diesel | 6000 | Epoxy Double-Walled | 2007-05-12 | Double-Walled Fiberglass | Pressurized
10001460 | 1 |  |  | no |  | no | Closed in Ground | Gas (Historical Use) | 0 | Unknown |  | Unknown
10001460 | 2 |  |  | no |  | no | Closed in Ground | Gas (Historical Use) | 0 | Unknown |  | Unknown
10001461 | 1 | Ball Float | 2007-06-01 | no | 2007-06-01 | no | Currently in Use | Gas (Historical Use) | 12000 | Composite Double Walled | 2007-06-01 | Double-Walled Fiberglass | Pressurized
10001461 | 2 | Ball Float | 2007-06-01 | no | 2007-06-01 | no | Currently in Use | Gas (Historical Use) | 6000 | Composite Double Walled | 2007-06-01 | Double-Walled Fiberglass | Pressurized
10001461 | 3 | Ball Float | 2007-06-01 | no | 2007-06-01 | no | Currently in Use | Diesel | 4000 | Composite Double Walled | 2007-06-01 | Double-Walled Fiberglass | Pressurized
10001461 | 4 | Ball Float | 2007-06-01 | no | 2007-06-01 | no | Currently in Use | Kerosene | 2000 | Composite Double Walled | 2007-06-01 | Double-Walled Fiberglass | Safe Suction (Euro)
10001464 | 1 |  |  | no |  | no | Removed from Ground | Gas (Historical Use) | 12000 | Unknown | 2007-12-06 | Unknown
10001464 | 2 |  |  | no |  | no | Removed from Ground | Gas (Historical Use) | 1000 | Unknown | 2007-12-06 | Unknown
10001464 | 3 |  |  | no |  | no | Removed from Ground | Diesel | 1000 | Unknown | 2007-12-06 | Unknown
10001464 | 4 |  |  | no |  | no | Removed from Ground | Not Marked | 6000 | Unknown | 2008-06-16
10001465 | 1 | Flapper Valve | 2007-05-01 | no | 2007-05-01 | no | Currently in Use | E-10 | 10000 | Epoxy Double-Walled | 2007-05-01 | Double-Walled Flex | Pressurized
10001465 | 2A | Flapper Valve | 2007-05-01 | no | 2007-05-01 | no | Currently in Use | Premium | 6000 | Epoxy Double-Walled | 2007-05-01 | Double-Walled Flex | Pressurized
10001465 | 2B | Flapper Valve | 2007-05-01 | no | 2007-05-01 | no | Currently in Use | Diesel | 6000 | Epoxy Double-Walled | 2007-05-01 | Double-Walled Flex | Pressurized
10001466 | 1 | Flapper Valve | 2006-09-05 | no | 2006-09-05 | no | Currently in Use | Diesel | 15000 | Fiberglass Double Walled | 2005-09-09 | Double-Walled Fiberglass | Pressurized
10001466 | 2 | Flapper Valve | 2016-08-29 | no |  | no | Currently in Use | Diesel | 10000 | Fiberglass Double Walled | 2016-08-29 | Double-Walled Fiberglass | Pressurized
10001467 | 1 |  | 2007-04-01 | no | 2007-04-01 | no | Currently in Use | Gas (Historical Use) | 10000 | Composite | 2007-03-01 | Fiberglass Reinforced Plastic | Pressurized
10001467 | 2A |  | 2007-04-01 | no | 2007-04-01 | no | Currently in Use | Gas (Historical Use) | 5000 | Composite | 2007-03-01 | Fiberglass Reinforced Plastic | Pressurized
10001467 | 2B |  | 2007-04-01 | no | 2007-04-01 | no | Currently in Use | Gas (Historical Use) | 5000 | Composite | 2007-03-01 | Fiberglass Reinforced Plastic | Pressurized
10001468 | 1 |  |  | no |  | no | Removed from Ground | Not Marked/Tank Removed | 2000 | Unknown | 2007-09-11 | Unknown
10001470 | 1 |  |  | no |  | no | Removed from Ground | Not Marked/Tank Removed | 1100 | Unknown | 2007-09-26 | Unknown
10001473 | 1 | Ball Float | 2007-07-01 | no | 2007-07-01 | no | Currently in Use | E-10 | 12000 | Composite Double Walled | 2007-07-01 | Double-Walled Fiberglass | Pressurized
10001473 | 2A | Ball Float | 2007-07-01 | no | 2007-07-01 | no | Currently in Use | Aviaion gas/AV Gas | 6000 | Composite Double Walled | 2007-07-01 | Double-Walled Fiberglass | Pressurized
10001473 | 2B | Ball Float | 2007-07-01 | no | 2007-07-01 | no | Currently in Use | Diesel | 6000 | Composite Double Walled | 2007-07-01 | Double-Walled Fiberglass | Pressurized
10001474 | 1 |  |  | no |  | no | Removed from Ground | Gas (Historical Use) | 0 | Unknown | 2007-10-03 | Unknown
10001474 | 2 |  |  | no |  | no | Removed from Ground | Gas (Historical Use) | 0 | Unknown | 2007-10-03 | Unknown
10001474 | 3 |  |  | no |  | no | Removed from Ground | Gas (Historical Use) | 0 | Unknown | 2007-10-03 | Unknown
10001476 | 1 | Ball Float | 2006-01-28 | no | 2006-01-28 | no | Currently in Use | Gas (Historical Use) | 12000 | Composite Double Walled | 2006-01-28 | Double-Walled Flex | Pressurized
10001478 | 1 |  |  | no |  | no | Removed from Ground |  | 3000 | Unknown | 2008-05-15
10001478 | 2 |  |  | no |  | no | Removed from Ground |  | 3000 | Unknown | 2008-05-15
10001478 | 3 |  |  | no |  | no | Removed from Ground |  | 4000 | Unknown | 2008-05-15
10001478 | 4 |  |  | no |  | no | Removed from Ground |  | 500 | Unknown | 2008-05-15
10001483 | 1 |  |  | no |  | no | Permanently Out of Use - historical purposes | Empty | 4000 | Bare Steel
10001483 | 2 |  |  | no |  | no | Permanently Out of Use - historical purposes | Empty | 4000 | Bare Steel
10001483 | 3 |  |  | no |  | no | Permanently Out of Use - historical purposes | Empty | 4000 | Bare Steel
10001483 | 4 |  |  | no |  | no | Permanently Out of Use - historical purposes | Empty | 4000 | Bare Steel
10001485 | 1 |  |  | no |  | no | Removed from Ground | Gas (Historical Use) | 2000 | Bare Steel | 2007-10-17
10001485 | 2 |  |  | no |  | no | Removed from Ground | Gas (Historical Use) | 1000 | Bare Steel | 2007-10-17
10001485 | 3 |  |  | no |  | no | Removed from Ground | Gas (Historical Use) | 1000 | Bare Steel | 2007-10-17
10001485 | 4 |  |  | no |  | no | Removed from Ground | Gas (Historical Use) | 2000 | Bare Steel | 2007-10-17
10001488 | 1 |  |  | no |  | no | Removed from Ground |  | 0 | Not Marked/Unknown
10001489 | 1 | Ball Float | 2007-12-01 | no | 2007-12-01 | no | Currently in Use | Gas (Historical Use) | 8000 | Composite Double Walled | 2007-12-01 | Double-Walled Flex | Pressurized
10001489 | 2A | Ball Float | 2007-12-01 | no | 2007-12-01 | no | Currently in Use | Gas (Historical Use) | 4000 | Composite Double Walled | 2007-12-01 | Double-Walled Flex | Pressurized
10001489 | 2B | Ball Float | 2007-12-01 | no | 2007-12-01 | no | Currently in Use | Diesel | 4000 | Composite Double Walled | 2007-12-01 | Double-Walled Flex | Pressurized
10001490 | 1 |  | 2008-03-11 | no | 2008-03-11 | no | Currently in Use | Gas (Historical Use) | 32000 | Fiberglass Double Walled | 2008-02-29 | Double-Walled Flex | Pressurized
10001490 | 2 |  | 2008-03-11 | no | 2008-03-11 | no | Currently in Use | Gas (Historical Use) | 10000 | Fiberglass Double Walled | 2008-02-29 | Double-Walled Flex | Pressurized
10001490 | 3 | Flapper Valve | 2008-03-11 | no | 2008-03-11 | no | Currently in Use | Diesel | 5000 | Fiberglass Double Walled | 2008-02-29 | Double-Walled Flex | Pressurized
10001490 | 4 | Flapper Valve | 2008-03-11 | no | 2008-03-11 | no | Currently in Use | Diesel | 5000 | Fiberglass Double Walled | 2008-02-29 | Double-Walled Flex | Pressurized
10001491 | 1 |  |  | no |  | no | Removed from Ground | Gas (Historical Use) | 500 | Bare Steel | 2008-02-12
10001491 | 2 |  |  | no |  | no | Removed from Ground |  | 250 | Bare Steel | 2008-02-12
10001492 | 1A | Ball Float | 2008-01-01 | no | 2008-01-01 | no | Currently in Use | Gas (Historical Use) | 8000 | Fiberglass Double Walled | 2008-01-01 | Double-Walled Flex | Pressurized
10001492 | 1B | Ball Float | 2008-01-01 | no | 2008-01-01 | no | Currently in Use | Diesel | 6000 | Fiberglass Double Walled | 2008-01-01 | Double-Walled Flex | Pressurized
10001492 | 2A | Ball Float | 2008-01-01 | no | 2008-01-01 | no | Currently in Use | Gas (Historical Use) | 4000 | Fiberglass Double Walled | 2008-01-01 | Double-Walled Flex | Pressurized
10001492 | 2B | Ball Float | 2008-01-01 | no | 2008-01-01 | no | Currently in Use | Diesel | 4000 | Fiberglass Double Walled | 2008-01-01 | Double-Walled Flex | Pressurized
10001492 | 3 | Ball Float | 2008-01-01 | no | 2008-01-01 | no | Currently in Use | Kerosene | 2000 | Fiberglass Double Walled | 2008-01-01 | Double-Walled Flex | Safe Suction (Euro)
10001494 | 1 |  | 2007-11-01 | no | 2007-11-01 | no | Currently in Use | Gas (Historical Use) | 11000 | Composite Double Walled | 2008-03-04 | Fiberglass Reinforced Plastic | Pressurized
10001494 | 2 |  | 2007-11-01 | no | 2007-11-01 | no | Currently in Use | Diesel | 5000 | Composite Double Walled | 2008-03-04 | Fiberglass Reinforced Plastic | Pressurized
10001497 | 1 |  |  | no |  | no | Removed from Ground | Gas (Historical Use) | 10000 | Bare Steel | 1974-01-01 | Galvanized Steel
10001497 | 2 |  |  | no |  | no | Removed from Ground | Gas (Historical Use) | 4000 | Bare Steel | 1974-01-01 | Galvanized Steel
10001497 | 3 |  |  | no |  | no | Removed from Ground | Gas (Historical Use) | 2000 | Bare Steel | 1974-01-01 | Galvanized Steel
10001498 | 1 |  |  | no |  | no | Installed | Gas (Historical Use) | 2000 | Bare Steel
10001498 | 2 |  |  | no |  | no | Installed | Gas (Historical Use) | 2000 | Bare Steel
10001501 | 1A |  | 2007-11-01 | no | 2007-11-01 | no | Currently in Use | Gas (Historical Use) | 8500 | Composite | 2007-11-01 | Fiberglass Reinforced Plastic | Pressurized
10001501 | 1B |  | 2007-11-01 | no | 2007-11-01 | no | Currently in Use | Gas (Historical Use) | 3500 | Composite | 2007-11-01 | Fiberglass Reinforced Plastic | Pressurized
10001501 | 2A |  | 2007-11-01 | no | 2007-11-01 | no | Currently in Use | Diesel | 3000 | Composite | 2007-11-01 | Fiberglass Reinforced Plastic | Pressurized
10001501 | 2B |  | 2007-11-01 | no | 2007-11-01 | no | Currently in Use | Diesel | 3000 | Composite | 2007-11-01 | Fiberglass Reinforced Plastic | Pressurized
10001503 | 1 |  |  | no |  | no | Removed from Ground |  | 0 | Not Marked/Unknown
10001505 | 1 |  |  | no |  | no | Removed from Ground | Not Marked/Tank Removed | 500 | Unknown |  | Unknown
10001508 | 1 |  | 2007-12-01 | no | 2007-12-01 | no | Currently in Use | Gas (Historical Use) | 15000 | Double Walled | 2007-11-15 | Fiberglass Reinforced Plastic | Pressurized
10001508 | 2 |  | 2007-12-01 | no | 2007-12-01 | no | Currently in Use | Gas (Historical Use) | 5000 | Double Walled | 2007-11-15 | Fiberglass Reinforced Plastic | Pressurized
10001508 | 3 |  | 2007-12-01 | no | 2007-12-01 | no | Currently in Use | Diesel | 10000 | Double Walled | 2007-11-15 | Fiberglass Reinforced Plastic | Pressurized
10001508 | 4 |  | 2007-12-01 | no | 2007-12-01 | no | Currently in Use | Diesel | 5000 | Double Walled | 2007-11-15 | Double Walled | Pressurized
10001513 | 1 | Flapper Valve | 2008-02-01 | no | 2008-02-01 | no | Currently in Use | Gas (Historical Use) | 12000 | Composite | 2007-10-01 | Double-Walled Flex | Pressurized
10001513 | 2 | Flapper Valve | 2008-02-01 | no | 2008-02-01 | no | Currently in Use | Gas (Historical Use) | 6000 | Composite | 2007-10-01 | Double-Walled Flex | Pressurized
10001513 | 3 | Flapper Valve | 2007-12-01 | no | 2007-12-01 | no | Currently in Use | Diesel | 6000 | Composite | 2007-10-01 | Double-Walled Flex | Pressurized
10001517 | 1 | Ball Float | 2008-04-01 | no | 2008-04-01 | no | Currently in Use | Gas (Historical Use) | 12000 | Composite | 2008-04-01 | Double-Walled Fiberglass | Pressurized
10001517 | 2 | Ball Float | 2008-04-01 | no | 2008-04-01 | no | Currently in Use | Gas (Historical Use) | 8000 | Composite | 2008-04-01 | Double-Walled Fiberglass | Pressurized
10001517 | 3 | Ball Float | 2008-04-01 | no | 2008-04-01 | no | Currently in Use | Diesel | 4000 | Composite | 2008-04-01 | Double-Walled Fiberglass | Pressurized
10001518 | 1 |  |  | no |  | no | Closed in Ground | Gas (Historical Use) | 1200 | Bare Steel |  | Unknown
10001518 | 2 |  |  | no |  | no | Closed in Ground | Gas (Historical Use) | 1200 | Bare Steel |  | Unknown
10001519 | 1 |  | 2007-08-01 | no | 2007-08-01 | no | Currently in Use | Gas (Historical Use) | 12000 | Composite Double Walled | 2007-08-03 | Fiberglass Reinforced Plastic | Pressurized
10001519 | 2 |  | 2007-08-01 | no | 2007-08-01 | no | Currently in Use | Gas (Historical Use) | 8000 | Composite Double Walled | 2007-08-03 | Fiberglass Reinforced Plastic | Pressurized
10001519 | 3 |  | 2007-08-01 | no | 2007-08-01 | no | Currently in Use | Diesel | 4000 | Composite Double Walled | 2007-08-03 | Fiberglass Reinforced Plastic | Pressurized
10001522 | 1 |  |  | no |  | no | Removed from Ground | Diesel | 1000 | Bare Steel | 2008-01-01
10001522 | 2 |  |  | no |  | no | Removed from Ground | Used Oil | 500 | Bare Steel | 2007-10-01
10001523 | 1 | Ball Float | 2007-05-01 | no | 2007-05-01 | no | Currently in Use | Gas (Historical Use) | 12000 | Epoxy | 2007-05-01 | Double-Walled Flex | Pressurized
10001523 | 2 | Ball Float | 2007-05-01 | no | 2007-05-01 | no | Currently in Use | Gas (Historical Use) | 5000 | Epoxy | 2007-05-01 | Double-Walled Flex | Pressurized
10001523 | 3 | Ball Float | 2007-05-01 | no | 2007-05-01 | no | Currently in Use | Diesel | 5000 | Epoxy | 2007-05-01 | Double-Walled Flex | Pressurized
10001523 | 4 | Flapper Valve | 2007-05-01 | no | 2007-05-01 | no | Currently in Use | Kerosene | 2000 | Epoxy | 2007-05-01 | Double-Walled Flex | Safe Suction (Euro)
10001525 | 1 |  |  | no |  | no | Removed from Ground | Diesel | 4000 | Unknown | 1960-01-01
10001525 | 2 |  |  | no |  | no | Removed from Ground | Diesel | 4000 | Unknown | 1960-01-01
10001525 | 3 |  |  | no |  | no | Removed from Ground | Gas (Historical Use) | 4000 | Unknown | 1960-01-01
10001525 | 4 |  |  | no |  | no | Removed from Ground | Gas (Historical Use) | 4000 | Unknown | 1960-01-01
10001525 | 5 |  |  | no |  | no | Removed from Ground | Gas (Historical Use) | 10000 | Unknown | 1960-01-01
10001532 | 1 |  | 2008-05-01 | no | 2008-05-01 | no | Currently in Use | Gas (Historical Use) | 12000 | Composite | 2008-05-14 | Double Walled/Sec. Containment | Pressurized
10001532 | 2A |  | 2008-05-01 | no | 2008-05-01 | no | Currently in Use | Gas (Historical Use) | 8000 | Composite | 2008-05-14 | Double Walled/Cath. Prot.
10001532 | 2B |  | 2008-05-01 | no | 2008-05-01 | no | Currently in Use | Diesel | 4000 | Composite | 2008-05-14 | Double Walled/Sec. Containment | Pressurized
10001533 | 1 | Flapper Valve | 2008-05-01 | no | 2008-05-01 | no | Currently in Use | Regular | 12000 | Composite | 2008-05-01 | Double-Walled Fiberglass | Pressurized
10001533 | 2 | Flapper Valve | 2008-05-01 | no | 2008-05-01 | no | Currently in Use | Premium | 8000 | Composite | 2008-05-01 | Double-Walled Fiberglass | Pressurized
10001533 | 3 | Flapper Valve | 2008-05-01 | no | 2008-05-01 | no | Currently in Use | Diesel | 4000 | Composite | 2008-05-01 | Double-Walled Fiberglass | Pressurized
10001534 | 11 |  | 2001-05-01 | no | 2001-05-01 | no | Removed from Ground | Gas (Historical Use) | 12000 | Epoxy Double-Walled | 2001-05-01 |  | Pressurized
10001534 | 1D |  | 1998-05-09 | no | 1998-05-09 | no | Removed from Ground | Diesel | 4000 | Cathodically Protected Steel | 1984-01-01 |  | Pressurized
10001534 | 6G |  | 2001-05-01 | no | 2001-05-01 | no | Removed from Ground |  | 8000 | Cathodically Protected Steel | 1987-01-01 |  | Pressurized
10001534 | 7G |  | 2001-05-01 | no | 2001-05-01 | no | Removed from Ground | Diesel | 4000 | Cathodically Protected Steel | 1984-01-01 |  | Pressurized
10001535 | 1 | Ball Float | 2008-02-01 | no | 2008-02-01 | no | Currently in Use | Gas (Historical Use) | 12000 | Composite | 2008-02-01 | Double-Walled Fiberglass
10001535 | 2 | Ball Float | 2008-02-01 | no | 2008-02-01 | no | Currently in Use | Gas (Historical Use) | 5000 | Composite | 2008-02-01 | Double-Walled Fiberglass
10001535 | 3 | Ball Float | 2008-02-01 | no | 2008-02-01 | no | Currently in Use | Diesel | 5000 | Composite | 2008-02-01 | Double-Walled Fiberglass
10001537 | 1 | Ball Float | 2007-12-27 | no | 2007-12-27 | no | Currently in Use | Gas (Historical Use) | 12000 | Fiberglass | 2007-11-30 | Fiberglass Reinforced Plastic | Pressurized
10001537 | 2A | Ball Float | 2007-12-27 | no | 2007-12-27 | no | Currently in Use | Gas (Historical Use) | 5000 | Fiberglass | 2007-11-30 | Fiberglass Reinforced Plastic | Pressurized
10001537 | 2B | Ball Float | 2007-12-27 | no | 2007-12-27 | no | Currently in Use | Diesel | 5000 | Fiberglass | 2007-11-30 | Fiberglass Reinforced Plastic | Pressurized
10001537 | 3A | Ball Float | 2007-12-27 | no | 2007-12-27 | no | Currently in Use | Diesel | 4000 | Fiberglass | 2007-11-30 | Fiberglass Reinforced Plastic | Pressurized
10001537 | 3B | Flapper Valve | 2007-12-27 | no | 2007-12-27 | no | Currently in Use | Gas (Historical Use) | 3000 | Fiberglass | 2007-11-30 | Fiberglass Reinforced Plastic | Safe Suction (Euro)
10001540 | 1 |  |  | no |  | no | Removed from Ground | Diesel | 550 | Bare Steel | 2008-03-05
10001542 | 1 |  | 2008-03-18 | no | 2008-03-18 | no | Temporarily out of use | Diesel | 20000 | Composite Double Walled | 2008-03-18 | Double-Walled Fiberglass | Pressurized
10001544 | 1A | Ball Float | 2008-03-01 | no | 2008-03-01 | no | Currently in Use | Diesel | 4000 | Composite Double Walled | 2008-01-01 | Double-Walled Flex | Pressurized
10001544 | 1B | Ball Float | 2008-03-01 | no | 2008-03-01 | no | Currently in Use | Premium | 4000 | Composite Double Walled | 2008-01-01 | Double-Walled Flex | Pressurized
10001544 | 2 | Ball Float | 2008-03-01 | no | 2008-03-01 | no | Currently in Use | E-10 | 12000 | Composite Double Walled | 2008-01-01 | Double-Walled Flex | Pressurized
10001548 | 1 |  | 2008-08-01 | no | 2008-08-01 | no | Currently in Use | Gas (Historical Use) | 8200 | Composite | 1993-06-19 | Fiberglass Reinforced Plastic | Pressurized
10001548 | 2 |  | 2008-08-01 | no | 2008-08-01 | no | Currently in Use | Diesel | 8200 | Composite | 1993-06-19 | Fiberglass Reinforced Plastic | Safe Suction (Euro)
10001550 | 1 | Flapper Valve | 2008-04-01 | no | 2008-04-01 | no | Currently in Use | Gas (Historical Use) | 8000 | Epoxy Double-Walled | 2008-04-01 | Fiberglass Reinforced Plastic | Pressurized
10001550 | 2A | Flapper Valve | 2008-04-01 | no | 2008-04-01 | no | Removed from Ground | Diesel | 10000 | Epoxy Double-Walled | 2008-04-01 | Fiberglass Reinforced Plastic | Pressurized
10001550 | 2B | Flapper Valve | 2008-04-01 | no | 2008-04-01 | no | Removed from Ground | Diesel | 5000 | Epoxy Double-Walled | 2008-04-01 | Fiberglass Reinforced Plastic | Pressurized
10001551 | 1 |  |  | no |  | no | Removed from Ground | Kerosene | 1000 | Bare Steel | 2008-04-02 | Bare Steel
10001551 | 2 |  |  | no |  | no | Removed from Ground | Gas (Historical Use) | 1000 | Bare Steel | 2008-04-02 | Bare Steel
10001553 | 1 | Ball Float | 2007-10-01 | no | 2007-10-01 | no | Currently in Use | Regular | 12000 | Composite | 2007-10-01 | Double-Walled Fiberglass | Pressurized
10001553 | 2 | Ball Float | 2007-10-01 | no | 2007-10-01 | no | Currently in Use | Premium | 8000 | Composite | 2007-10-01 | Double-Walled Fiberglass | Pressurized
10001553 | 3 | Ball Float | 2007-10-01 | no | 2007-10-01 | no | Currently in Use | Diesel | 4000 | Composite | 2007-10-01 | Double-Walled Fiberglass | Pressurized
10001554 | 1 | Ball Float | 2008-02-01 | no | 2008-02-01 | no | Currently in Use | Gas (Historical Use) | 10000 | Fiberglass | 2008-02-25 | Double-Walled Fiberglass | Pressurized
10001554 | 2 | Ball Float | 2008-02-01 | no | 2008-02-01 | no | Currently in Use | Diesel | 12000 | Fiberglass | 2008-02-25 | Double-Walled Fiberglass | Pressurized
10001556 | 1 |  |  | no |  | no | Removed from Ground | Diesel | 4000 | Bare Steel | 2008-06-17 | Unknown
10001556 | 2 |  |  | no |  | no | Removed from Ground | Gas (Historical Use) | 4000 | Unknown | 2008-06-17 | Unknown
10001556 | 3 |  |  | no |  | no | Removed from Ground | Gas (Historical Use) | 4000 | Unknown | 2008-06-17 | Unknown
10001557 | 1 |  |  | no |  | no | Removed from Ground | Used Oil | 1000 | Bare Steel | 2008-04-10
10001558 | 1 |  |  | no |  | no | Removed from Ground | Gas (Historical Use) | 1000 | Bare Steel | 2008-02-15 | Galvanized Steel
10001558 | 2 |  |  | no |  | no | Removed from Ground | Gas (Historical Use) | 1000 | Bare Steel | 2008-02-15 | Galvanized Steel
10001558 | 3 |  |  | no |  | no | Removed from Ground | Gas (Historical Use) | 1000 | Bare Steel | 2008-02-15 | Galvanized Steel
10001559 | 1 | Ball Float | 2008-04-01 | no | 2008-04-01 | no | Currently in Use | Diesel | 20000 | Fiberglass Double Walled | 2008-02-01 | Double-Walled Fiberglass | Pressurized
10001559 | 2 | Ball Float | 2008-04-01 | no | 2008-04-01 | no | Currently in Use | Regular | 8000 | Fiberglass Double Walled | 2008-02-01 | Double-Walled Fiberglass | Pressurized
10001562 | 1 | Ball Float | 2008-05-01 | no | 2008-05-01 | no | Currently in Use | Gas (Historical Use) | 15000 | Composite | 2008-05-01 | Fiberglass Reinforced Plastic | Pressurized
10001562 | 2A | Ball Float | 2008-05-01 | no | 2008-05-01 | no | Currently in Use | Gas (Historical Use) | 6000 | Composite | 2008-03-01 | Fiberglass Reinforced Plastic | Pressurized
10001562 | 2B | Ball Float | 2008-05-01 | no | 2008-05-01 | no | Currently in Use | Diesel | 6000 | Composite | 2008-03-01 | Fiberglass Reinforced Plastic | Pressurized
10001564 | 1 |  |  | no |  | no | Removed from Ground | Gas (Historical Use) | 1000 | Unknown | 2008-05-28 | Unknown
10001564 | 2 |  |  | no |  | no | Removed from Ground | Diesel | 1000 | Unknown | 2008-05-29 | Unknown
10001564 | 3 |  |  | no |  | no | Temporarily out of use | Diesel | 500 | Unknown | 2008-10-09
10001565 | 1 |  |  | no |  | no | Removed from Ground | Diesel | 350 | Bare Steel | 2008-03-13 | Unknown
10001566 | 1 |  |  | no |  | no | Removed from Ground |  | 0 | Unknown
10001567 | 1 |  |  | no |  | no | Removed from Ground | Diesel | 300 | Cathodically Protected Steel | 1980-01-01 | Bare Steel
10001568 | 1 |  | 2008-05-30 | no | 2008-05-30 | no | Currently in Use | Gas (Historical Use) | 12000 | Composite | 2008-05-30 | Fiberglass Reinforced Plastic | Pressurized
10001568 | 2A |  | 2008-05-30 | no | 2008-05-30 | no | Currently in Use | Gas (Historical Use) | 8000 | Composite | 2008-05-30 | Fiberglass Reinforced Plastic | Pressurized
10001568 | 2B |  | 2008-05-30 | no | 2008-05-30 | no | Currently in Use | Diesel | 4000 | Composite | 2008-05-30 | Fiberglass Reinforced Plastic | Pressurized
10001572 | 1 |  | 2008-08-06 | no | 2008-08-06 | no | Currently in Use | Gas (Historical Use) | 20000 | Fiberglass Double Walled | 2008-08-06 | Double-Walled Fiberglass | Pressurized
10001572 | 2 |  | 2008-08-06 | no | 2008-08-06 | no | Currently in Use | Diesel | 12000 | Fiberglass Double Walled | 2008-08-06 | Double-Walled Fiberglass | Pressurized
10001572 | 3 |  | 2008-08-06 | no | 2008-08-06 | no | Currently in Use | Gas (Historical Use) | 12000 | Fiberglass Double Walled | 2008-08-06 | Double-Walled Fiberglass | Pressurized
10001577 | 1 | Ball Float | 2008-05-18 | no | 2008-05-18 | no | Currently in Use | Gas (Historical Use) | 20000 | Fiberglass Double Walled | 2008-05-18 | Double-Walled Flex | Pressurized
10001577 | 2 | Ball Float | 2008-05-18 | no | 2008-05-18 | no | Currently in Use | Gas (Historical Use) | 10000 | Fiberglass Double Walled | 2008-05-18 | Double-Walled Flex | Pressurized
10001577 | 3 | Ball Float | 2008-05-18 | no | 2008-05-18 | no | Currently in Use | Diesel | 10000 | Fiberglass Double Walled | 2008-05-18 | Double-Walled Flex | Pressurized
10001579 | 1 |  | 2008-05-10 | no | 2008-05-10 | no | Currently in Use | Gas (Historical Use) | 20000 | Fiberglass Double Walled | 2008-04-18 | Double-Walled Fiberglass | Pressurized
10001579 | 2 |  | 2008-05-10 | no | 2008-05-10 | no | Currently in Use | Gas (Historical Use) | 12000 | Fiberglass Double Walled | 2008-04-18 | Double-Walled Fiberglass | Pressurized
10001580 | 1 | Flapper Valve | 2008-05-21 | no | 2008-05-21 | no | Currently in Use | Gas (Historical Use) | 20000 | Fiberglass Double Walled | 2008-05-21 | Double-Walled Fiberglass | Pressurized
10001580 | 2A | Flapper Valve | 2008-05-21 | no | 2008-05-21 | no | Currently in Use | Diesel | 12000 | Fiberglass Double Walled | 2008-05-21 | Double-Walled Fiberglass | Pressurized
10001580 | 2B | Flapper Valve | 2008-05-21 | no | 2008-05-21 | no | Currently in Use | Premium | 8000 | Fiberglass Double Walled | 2008-05-21 | Double-Walled Fiberglass | Pressurized
10001581 | 1 | Flapper Valve | 2000-01-06 | no | 2000-01-06 | no | Currently in Use | Diesel | 15000 | Fiberglass | 1999-12-28 | Double-Walled Fiberglass | Pressurized
10001591 | 1 |  |  | no |  | no | Removed from Ground | Gas (Historical Use) | 3000 | Bare Steel | 2008-07-09 | Bare Steel
10001591 | 2 |  |  | no |  | no | Removed from Ground | Gas (Historical Use) | 3000 | Bare Steel | 2008-07-09
10001591 | 3 |  |  | no |  | no | Removed from Ground | Gas (Historical Use) | 3000 | Bare Steel | 2008-07-09 | Bare Steel
10001591 | 4 |  |  | no |  | no | Removed from Ground | Gas (Historical Use) | 3000 | Bare Steel | 2008-07-09 | Bare Steel
10001592 | 1 |  |  | no |  | no | Removed from Ground | Gas (Historical Use) | 575 | Bare Steel | 2008-07-21 | Bare Steel | Suction (American)
10001592 | 2 |  |  | no |  | no | Removed from Ground | Gas (Historical Use) | 575 | Bare Steel | 2008-07-21 | Bare Steel | Suction (American)
10001592 | 3 |  |  | no |  | no | Removed from Ground | Gas (Historical Use) | 575 | Bare Steel | 2008-07-21 | Bare Steel | Suction (American)
10001592 | 4 |  |  | no |  | no | Removed from Ground | Gas (Historical Use) | 575 | Bare Steel | 2008-07-21 | Bare Steel | Suction (American)
10001594 | 1A |  | 2008-12-04 | no | 2008-12-04 | no | Currently in Use | Gas (Historical Use) | 25000 | Fiberglass Double Walled | 2008-09-08 | Double-Walled Flex | Pressurized
10001594 | 1B |  | 2008-12-04 | no | 2008-12-04 | no | Currently in Use | Gas (Historical Use) | 7000 | Fiberglass Double Walled | 2008-09-09 | Double-Walled Flex | Pressurized
10001594 | 2A |  | 2008-12-04 | no | 2008-12-04 | no | Currently in Use | Diesel | 5000 | Fiberglass Double Walled | 2008-09-09 | Double-Walled Flex | Pressurized
10001594 | 2B |  | 2008-12-04 | no | 2008-12-04 | no | Currently in Use | Diesel | 5000 | Fiberglass Double Walled | 2008-09-09 | Double-Walled Flex | Pressurized
10001598 | 1 | Ball Float | 2008-09-01 | no | 2008-09-01 | no | Currently in Use | Regular | 15000 | Composite Double Walled | 2008-09-01 | Double-Walled Fiberglass | Pressurized
10001598 | 2 | Ball Float | 2008-09-01 | no | 2008-09-01 | no | Currently in Use | Premium | 6000 | Composite Double Walled | 2008-09-01 | Double-Walled Fiberglass | Pressurized
10001598 | 3 | Ball Float | 2008-09-01 | no | 2008-09-01 | no | Currently in Use | Diesel | 15000 | Composite Double Walled | 2008-09-01 | Double-Walled Fiberglass | Pressurized
10001601 | 1 |  | 2008-08-13 | no | 2008-08-13 | no | Currently in Use | Gas (Historical Use) | 20000 | Fiberglass Double Walled | 2008-08-13 | Double Walled | Pressurized
10001601 | 2A |  | 2008-08-13 | no | 2008-08-13 | no | Currently in Use | Diesel | 12000 | Fiberglass Double Walled | 2008-08-13 | Double Walled | Pressurized
10001601 | 2B |  | 2008-08-13 | no | 2008-08-13 | no | Currently in Use | Diesel | 8000 | Fiberglass Double Walled | 2008-08-13 | Double Walled | Pressurized
10001602 | 1A | Ball Float | 2008-09-01 | no | 2008-09-01 | no | Currently in Use | Gas (Historical Use) | 12000 | Fiberglass Double Walled | 2008-09-01 | Double-Walled Fiberglass | Pressurized
10001602 | 1B | Ball Float | 2008-09-01 | no | 2008-09-01 | no | Currently in Use | Gas (Historical Use) | 5000 | Fiberglass Double Walled | 2008-09-01 | Double-Walled Fiberglass | Pressurized
10001602 | 2 | Ball Float | 2008-09-01 | no | 2008-09-01 | no | Currently in Use | Diesel | 7000 | Fiberglass Double Walled | 2008-09-01 | Double-Walled Fiberglass | Pressurized
10001603 | 1 | Flapper Valve | 2008-09-20 | no | 2008-09-20 | yes | Currently in Use | Gas (Historical Use) | 3000 | Galvanic (STIP-3) | 2008-09-20 | Bare Steel | Safe Suction (Euro)
10001605 | 1 | Ball Float | 2008-03-03 | no | 2008-03-03 | no | Currently in Use | E-10 | 10000 | Composite Double Walled | 2008-09-25 | Double-Walled Fiberglass | Pressurized
10001605 | 2 | Ball Float | 2008-03-03 | no | 2008-03-08 | no | Currently in Use | E-10 | 8000 | Composite Double Walled | 2008-09-25 | Double-Walled Fiberglass | Pressurized
10001605 | 3 | Ball Float | 2008-03-03 | no | 2008-03-08 | no | Currently in Use | Diesel | 5000 | Composite Double Walled | 2008-09-25 | Double-Walled Fiberglass | Pressurized
10001606 | 1 |  |  | no |  | no | Removed from Ground | Gas (Historical Use) | 2000 | Bare Steel | 2008-08-20
10001606 | 2 |  |  | no |  | no | Removed from Ground | Gas (Historical Use) | 2000 | Bare Steel | 2008-08-20
10001606 | 3 |  |  | no |  | no | Removed from Ground | Gas (Historical Use) | 2000 | Bare Steel | 2008-08-20
10001607 | 1 |  | 1987-01-01 | no |  | no | Removed from Ground | Diesel | 20000 | Fiberglass Double Walled | 1987-01-01 | Steel/FG Secondary containment | Safe Suction (Euro)
10001607 | 2 |  | 2016-07-01 | no | 2016-06-01 | no | Currently in Use | Diesel | 15000 | Fiberglass Double Walled | 2016-05-06 | Double-Walled Fiberglass | Suction (American)
10001608 | 1 |  |  | no | 2011-06-06 | no | Currently in Use | Diesel | 15000 | Fiberglass Double Walled | 1994-01-01 | Double-Walled Flex | Suction (American)
10001610 | 1 |  | 2008-04-07 | no | 2008-04-07 | no | Currently in Use | Gas (Historical Use) | 20000 | Fiberglass Double Walled | 2008-04-07 | Double Walled/Sec. Containment | Pressurized
10001610 | 2A |  | 2008-04-07 | no | 2008-04-07 | no | Currently in Use | Diesel | 8000 | Fiberglass Double Walled | 2008-04-07 | Double Walled/Sec. Containment | Pressurized
10001610 | 2B |  | 2008-04-07 | no | 2008-04-07 | no | Currently in Use | Gas (Historical Use) | 8000 | Fiberglass Double Walled | 2008-04-07 | Double Walled/Sec. Containment | Pressurized
10001613 | T1 |  |  | no |  | no | Removed from Ground | Not Marked/Tank Removed | 8000 | Bare Steel | 2008-08-05 | Bare Steel | Safe Suction (Euro)
10001613 | T10 |  |  | no |  | no | Removed from Ground | Used Oil | 500 | Bare Steel | 2008-08-05 | Bare Steel | Suction (American)
10001613 | T11 |  |  | no |  | no | Removed from Ground | Not Marked/Tank Removed | 500 | Bare Steel | 2008-08-05 | Bare Steel | Suction (American)
10001613 | T12 |  |  | no |  | no | Removed from Ground | Not Marked/Tank Removed | 1500 | Bare Steel | 2008-08-05 | Bare Steel | Suction (American)
10001613 | T13 |  |  | no |  | no | Removed from Ground | Not Marked/Tank Removed | 2000 | Bare Steel | 2008-08-05 | Bare Steel | Suction (American)
10001613 | T14 |  |  | no |  | no | Removed from Ground | Not Marked/Tank Removed | 3000 | Bare Steel | 2008-08-05 | Bare Steel | Suction (American)
10001613 | T15 |  |  | no |  | no | Removed from Ground | Not Marked/Tank Removed | 3000 | Bare Steel | 2008-08-05 | Bare Steel | Suction (American)
10001613 | T2 |  |  | no |  | no | Removed from Ground | Not Marked/Tank Removed | 8000 | Bare Steel | 2008-08-05 | Bare Steel | Safe Suction (Euro)
10001613 | T3 |  |  | no |  | no | Removed from Ground | Not Marked/Tank Removed | 8000 | Bare Steel | 2008-08-05 | Bare Steel | Safe Suction (Euro)
10001613 | T4 |  |  | no |  | no | Removed from Ground | Not Marked/Tank Removed | 8000 | Bare Steel | 2008-08-05 | Bare Steel | Safe Suction (Euro)
10001613 | T5 |  |  | no |  | no | Removed from Ground | Not Marked/Tank Removed | 8000 | Bare Steel | 2008-08-05 | Bare Steel | Safe Suction (Euro)
10001613 | T6 |  |  | no |  | no | Removed from Ground | Not Marked/Tank Removed | 3000 | Bare Steel | 2008-08-05 | Bare Steel | Suction (American)
10001613 | T7 |  |  | no |  | no | Removed from Ground | Not Marked/Tank Removed | 3000 | Bare Steel | 2008-08-05 | Bare Steel | Suction (American)
10001613 | T8 |  |  | no |  | no | Removed from Ground | Not Marked/Tank Removed | 3000 | Bare Steel | 2008-08-05 | Bare Steel | Suction (American)
10001613 | T9 |  |  | no |  | no | Removed from Ground | Used Oil | 1100 | Bare Steel | 2008-08-05 | Bare Steel | Suction (American)
10001615 | 1 | Flapper Valve | 2008-03-01 | no | 2008-03-01 | no | Currently in Use | Diesel | 20000 | Fiberglass Double Walled | 2008-03-01 | Double-Walled Fiberglass | Pressurized
10001616 | 1 |  |  | no |  | no | Removed from Ground |  | 750 | Bare Steel | 2008-06-01
10001616 | 2 |  |  | no |  | no | Removed from Ground |  | 750 | Bare Steel | 2008-06-01
10001617 | 1A |  | 2008-03-01 | no | 2008-03-01 | no | Currently in Use | Gas (Historical Use) | 8500 | Composite Double Walled | 2008-03-01 | Double-Walled Fiberglass | Pressurized
10001617 | 1B |  | 2008-03-01 | no | 2008-03-01 | no | Currently in Use | Gas (Historical Use) | 3500 | Composite Double Walled | 2008-03-01 | Double-Walled Fiberglass | Pressurized
10001618 | 1 |  |  | no |  | no | Removed from Ground | Gas (Historical Use) | 2000 | Unknown |  | Unknown
10001619 | 1 | Ball Float | 2008-09-28 | no | 2008-09-28 | no | Currently in Use | E-10 | 8000 | Composite Double Walled | 2008-09-27 | Double-Walled Fiberglass | Pressurized
10001619 | 2 | Ball Float | 2008-09-28 | no | 2008-09-28 | no | Currently in Use | Premium | 4000 | Composite Double Walled | 2008-09-27 | Double-Walled Fiberglass | Pressurized
10001619 | 3 | Ball Float | 2008-09-28 | no | 2008-09-28 | no | Currently in Use | Diesel | 6000 | Composite Double Walled | 2008-09-27 | Double-Walled Fiberglass | Pressurized
10001624 | 1 |  |  | no |  | no | Removed from Ground | Gas (Historical Use) | 1000 | Unknown | 2008-11-05 | Unknown
10001625 | 1 |  |  | no |  | no | Removed from Ground |  | 2000 | Bare Steel | 1930-01-01
10001625 | 2 |  |  | no |  | no | Removed from Ground |  | 2000 | Bare Steel | 1930-01-01
10001625 | 3 |  |  | no |  | no | Removed from Ground |  | 2000 | Bare Steel | 1930-01-01
10001626 | 1A |  | 2008-08-21 | no | 2008-08-21 | no | Currently in Use | Gas (Historical Use) | 20000 | Fiberglass Double Walled | 2008-07-15 | Double Walled/Sec. Containment | Pressurized
10001626 | 1B |  | 2008-08-21 | no | 2008-08-21 | no | Currently in Use | Gas (Historical Use) | 8000 | Fiberglass Double Walled | 2008-07-15 | Double Walled/Sec. Containment | Pressurized
10001629 | 1A |  | 2008-10-01 | no | 2008-10-01 | no | Currently in Use | Diesel | 10000 | Fiberglass Double Walled | 2008-08-28 | Double Walled/Sec. Containment | Pressurized
10001629 | 1B |  | 2008-10-01 | no | 2008-10-01 | no | Currently in Use | Gas (Historical Use) | 8000 | Fiberglass Double Walled | 2008-08-28 | Double Walled/Sec. Containment | Pressurized
10001629 | A.120116 |  | 2008-10-01 | no | 2008-10-01 | no | Currently in Use | Gas (Historical Use) | 20000 | Fiberglass Double Walled | 2008-08-18 | Double Walled/Sec. Containment | Pressurized
10001631 | 1 |  | 1999-02-01 | no | 1999-02-01 | no | Currently in Use | Gas (Historical Use) | 1000 | Epoxy | 1999-02-01 | Double-Walled Fiberglass | Safe Suction (Euro)
10001634 | 1 | Flapper Valve | 2008-08-01 | no | 2008-08-01 | no | Currently in Use | Regular | 12000 | Composite Double Walled | 2008-05-01 | Double-Walled Fiberglass | Pressurized
10001634 | 2 | Flapper Valve | 2008-08-01 | no | 2008-08-01 | no | Currently in Use | Premium | 8000 | Composite Double Walled | 2008-05-01 | Double-Walled Fiberglass | Pressurized
10001634 | 3 | Flapper Valve | 2008-08-01 | no | 2008-08-01 | no | Currently in Use | Diesel On Road | 6000 | Composite Double Walled | 2008-05-01 | Double-Walled Fiberglass | Pressurized
10001634 | 4 | Flapper Valve | 2008-08-01 | no | 2008-08-01 | no | Currently in Use | Diesel Off Road | 6000 | Composite Double Walled | 2008-05-01 | Fiberglass Reinforced Plastic | Safe Suction (Euro)
10001638 | 1 | Ball Float | 2008-09-17 | no | 2008-09-17 | no | Currently in Use | Gas (Historical Use) | 20000 | Fiberglass Double Walled | 2008-09-10 | Double-Walled Fiberglass | Pressurized
10001638 | 2A | Ball Float | 2008-09-17 | no | 2008-09-17 | no | Currently in Use | Gas (Historical Use) | 8000 | Fiberglass Double Walled | 2008-09-24 | Double-Walled Fiberglass | Pressurized
10001638 | 2B | Ball Float | 2008-09-17 | no | 2008-09-17 | no | Currently in Use | Diesel | 6000 | Fiberglass Double Walled | 2008-09-10 | Double-Walled Fiberglass | Pressurized
10001638 | 2C | Ball Float | 2008-09-17 | no | 2008-09-17 | no | Currently in Use | Diesel | 6000 | Fiberglass Double Walled | 2008-09-10 | Double-Walled Fiberglass | Pressurized
10001639 | 1 |  |  | no |  | no | Removed from Ground |  | 500 | Unknown | 2008-12-04 | Unknown
10001639 | 2 |  |  | no |  | no | Removed from Ground |  | 500 | Unknown | 2008-12-04 | Unknown
10001644 | 1 |  |  | no |  | no | Removed from Ground | Not Marked/Tank Removed | 500 | Bare Steel | 2008-09-19 | Unknown
10001647 | 1 |  |  | no |  | no | Removed from Ground |  | 1000 | Bare Steel | 2008-10-28
10001649 | 1 | Flapper Valve | 2008-10-01 | no | 1994-03-16 | no | Currently in Use | Gas (Historical Use) | 20000 | Fiberglass Double Walled | 2008-09-01 | Double-Walled Flex | Pressurized
10001649 | 2 | Flapper Valve | 2008-10-01 | no | 1994-03-16 | no | Currently in Use | Gas (Historical Use) | 20000 | Fiberglass Double Walled | 2008-09-01 | Double-Walled Flex | Pressurized
10001649 | 3A | Flapper Valve | 2008-10-01 | no | 1994-03-16 | no | Currently in Use | Gas (Historical Use) | 12000 | Fiberglass Double Walled | 2008-09-01 | Double-Walled Flex | Pressurized
10001649 | 3B | Flapper Valve | 2008-10-01 | no | 1994-03-16 | no | Currently in Use | Diesel | 8000 | Fiberglass Double Walled | 2008-09-01 | Double-Walled Flex | Pressurized
10001652 | 1 |  | 2008-11-10 | no | 2008-11-10 | no | Currently in Use | Gas (Historical Use) | 20000 | Fiberglass Double Walled | 2008-10-14 | Double Walled | Pressurized
10001652 | 2A |  | 2008-11-10 | no | 2008-11-10 | no | Currently in Use | Diesel | 10000 | Fiberglass Double Walled | 2008-10-14 | Double Walled/Sec. Containment | Pressurized
10001652 | 2B |  | 2008-11-10 | no | 2008-11-10 | no | Currently in Use | Gas (Historical Use) | 8000 | Fiberglass Double Walled | 2008-10-14 | Double Walled/Cath. Prot. | Pressurized
10001657 | 1A | Ball Float | 2007-03-29 | no | 2007-03-29 | no | Currently in Use | Gas (Historical Use) | 6000 | Epoxy | 2007-03-29 | Double-Walled Flex | Pressurized
10001657 | 1B | Ball Float | 2007-03-29 | no | 2007-03-29 | no | Currently in Use | Diesel | 6000 | Epoxy | 2007-03-29 | Double-Walled Flex | Pressurized
10001657 | 2A | Ball Float | 2007-03-29 | no | 2007-03-29 | no | Currently in Use | Diesel | 7500 | Epoxy | 2007-03-29 | Double-Walled Flex | Pressurized
10001657 | 2B | Ball Float | 2007-03-29 | no | 2007-03-29 | no | Currently in Use | Gas (Historical Use) | 7500 | Epoxy | 2007-03-29 | Double-Walled Flex | Pressurized
10001659 | 1 | Overfill Alarm | 2009-01-27 | no | 2009-01-20 | no | Currently in Use | Regular | 20000 | Fiberglass Double Walled | 2009-01-13 |  | Pressurized
10001659 | 2A | Overfill Alarm | 2009-01-27 | no | 2009-01-20 | no | Currently in Use | Diesel | 10000 | Fiberglass Double Walled | 2009-01-13 |  | Pressurized
10001659 | 2B | Overfill Alarm | 2009-01-27 | no | 2009-01-20 | no | Currently in Use | Premium | 8000 | Fiberglass Double Walled | 2009-01-13 |  | Pressurized
10001661 | 1 |  | 2008-11-14 | no | 2008-11-14 | no | Currently in Use | Gas (Historical Use) | 20000 | Fiberglass Double Walled | 2008-10-09 | Double Walled/Sec. Containment | Pressurized
10001661 | 2A |  | 2008-11-14 | no | 2008-11-14 | no | Currently in Use | Diesel | 10000 | Fiberglass Double Walled | 2008-10-09 | Double Walled/Sec. Containment | Pressurized
10001661 | 2B |  | 2008-11-14 | no | 2008-11-14 | no | Currently in Use | Gas (Historical Use) | 8000 | Fiberglass Double Walled | 2008-10-09 | Double Walled/Sec. Containment | Pressurized
10001664 | 1 | Ball Float | 2007-10-01 | no | 2007-10-01 | no | Currently in Use | Gas (Historical Use) | 8000 | Composite | 2007-10-01 | Fiberglass Reinforced Plastic | Pressurized
10001664 | 2A | Ball Float | 2007-10-01 | no | 2007-10-01 | no | Currently in Use | Gas (Historical Use) | 4000 | Composite | 2007-10-01 | Fiberglass Reinforced Plastic | Pressurized
10001664 | 2B | Ball Float | 2007-10-01 | no | 2007-10-01 | no | Currently in Use | Diesel | 4000 | Composite | 2007-10-01 | Fiberglass Reinforced Plastic | Pressurized
10001665 | 1 |  | 2006-09-01 | no | 2006-09-01 | no | Currently in Use | Gas (Historical Use) | 20000 | Fiberglass Double Walled | 2008-05-22 | Double-Walled Fiberglass | Pressurized
10001665 | 2 |  | 2006-09-01 | no | 2006-09-01 | no | Currently in Use | Gas (Historical Use) | 20000 | Fiberglass Double Walled | 2008-05-22 | Double-Walled Fiberglass | Pressurized
10001665 | 3 |  | 2006-09-01 | no | 2006-09-01 | no | Currently in Use | Gas (Historical Use) | 12000 | Fiberglass Double Walled | 2008-05-22 | Double-Walled Fiberglass | Pressurized
10001671 | A 120239 |  | 2009-01-05 | no | 2009-01-05 | no | Currently in Use | Gas (Historical Use) | 20000 | Fiberglass Double Walled | 2008-11-26 | Double-Walled Flex | Pressurized
10001671 | A120240 A |  | 2009-01-05 | no | 2009-01-05 | no | Currently in Use | Diesel | 10000 | Fiberglass Double Walled | 2008-11-26 | Double-Walled Flex | Pressurized
10001671 | A120240 B |  | 2009-01-05 | no | 2009-01-05 | no | Currently in Use | Gas (Historical Use) | 8000 | Fiberglass Double Walled | 2008-11-26 | Double-Walled Flex | Pressurized
10001672 | 1 |  |  | no |  | no | Removed from Ground | Not Marked/Tank Removed | 0 | Unknown | 1970-01-01 | Unknown
10001672 | 2 |  |  | no |  | no | Removed from Ground | Not Marked/Tank Removed | 0 | Unknown | 1970-01-01 | Unknown
10001672 | 3 |  |  | no |  | no | Removed from Ground | Not Marked/Tank Removed | 0 | Unknown | 1970-01-01 | Unknown
10001673 | 1 |  |  | no |  | no | Closed in Ground | Not Marked | 0 | Unknown |  | Unknown
10001673 | 2 |  |  | no |  | no | Closed in Ground | Not Marked | 0 | Unknown |  | Unknown
10001673 | 3 |  |  | no |  | no | Closed in Ground | Not Marked | 0 | Unknown |  | Unknown
10001673 | 4 |  |  | no |  | no | Closed in Ground | Not Marked | 0 | Unknown |  | Unknown
10001675 | 1A | Flapper Valve | 2009-01-01 | no | 2008-12-01 | no | Currently in Use | Regular | 25000 | Fiberglass Double Walled | 2008-12-01 | Double-Walled Flex | Pressurized
10001675 | 1B | Flapper Valve | 2009-01-01 | no | 2008-12-01 | no | Currently in Use | Premium | 7000 | Fiberglass Double Walled | 2008-12-01 | Double-Walled Flex | Pressurized
10001675 | 2A | Flapper Valve | 2009-01-01 | no | 2008-12-01 | no | Currently in Use | Diesel | 5000 | Fiberglass Double Walled | 2008-12-01 | Double-Walled Flex | Pressurized
10001675 | 2B | Flapper Valve | 2009-01-01 | no | 2008-12-01 | no | Currently in Use | Diesel | 5000 | Fiberglass Double Walled | 2008-12-01 | Double-Walled Flex | Pressurized
10001678 | 1 |  |  | no |  | no | Removed from Ground | Diesel | 2500 | Bare Steel | 2009-01-17 | Bare Steel
10001678 | 2 |  | 2009-01-19 | no | 2009-01-19 | no | Currently in Use | Diesel | 2500 | Composite Double Walled | 2009-01-19 | Double-Walled Flex | Safe Suction (Euro)
10001683 | 1 | Ball Float | 2008-08-12 | no | 2008-08-12 | no | Currently in Use | Gas (Historical Use) | 12000 | Composite Double Walled | 2008-08-12 | Double-Walled Fiberglass
10001683 | 2 | Ball Float | 2008-08-12 | no | 2008-08-12 | no | Currently in Use | Gas (Historical Use) | 4000 | Composite Double Walled | 2008-08-12 | Double-Walled Fiberglass
10001683 | 3 | Ball Float | 2008-08-12 | no | 2008-08-12 | no | Currently in Use | Diesel | 8000 | Composite Double Walled | 2008-08-12 | Double-Walled Fiberglass
10001684 | 1 |  |  | no |  | no | Closed in Ground | Not Marked | 2000 | Bare Steel | 1963-12-31 | Bare Steel
10001684 | 2 |  |  | no |  | no | Closed in Ground | Not Marked | 2000 | Bare Steel | 1963-12-31 | Bare Steel
10001684 | 3 |  |  | no |  | no | Closed in Ground |  | 2000 | Bare Steel | 1963-12-31 | Bare Steel
10001687 | 1 |  | 2009-03-16 | no | 2009-03-16 | no | Currently in Use | Gas (Historical Use) | 15000 | Composite Double Walled | 2008-10-28 | Double-Walled Flex | Pressurized
10001687 | 2 |  | 2009-03-16 | no | 2009-03-16 | no | Currently in Use | Gas (Historical Use) | 15000 | Composite Double Walled | 2008-10-28 | Double-Walled Flex | Pressurized
10001687 | 3 |  | 2009-03-16 | no | 2009-03-16 | no | Currently in Use | Gas (Historical Use) | 8000 | Composite Double Walled | 2008-10-28 | Double-Walled Flex | Pressurized
10001687 | 4 |  | 2009-03-16 | no | 2009-03-16 | no | Currently in Use | Diesel | 8000 | Composite Double Walled | 2008-10-28 | Double-Walled Flex | Pressurized
10001688 | 1 | Ball Float | 2002-02-01 | no | 2002-02-01 | no | Currently in Use | Diesel | 12000 | Composite | 2002-03-01 | Fiberglass Reinforced Plastic | Pressurized
10001691 | 1 |  |  | no |  | no | Removed from Ground | Gas (Historical Use) | 1000 | Unknown | 2009-01-20 | Unknown
10001691 | 2 |  |  | no |  | no | Removed from Ground | Gas (Historical Use) | 560 | Unknown | 2009-01-20 | Unknown
10001692 | 1 |  |  | no |  | no | Removed from Ground | Diesel | 500 | Bare Steel | 1940-01-01
10001693 | 1 |  |  | no |  | no | Removed from Ground | Not Marked | 0 | Unknown | 1965-01-01
10001696 | 1A | Flapper Valve | 2009-04-01 | no | 2009-04-01 | no | Currently in Use | Gas (Historical Use) | 10000 | Fiberglass Double Walled | 2009-04-01 | Double-Walled Fiberglass | Pressurized
10001696 | 1B | Flapper Valve | 2009-04-01 | no | 2009-04-01 | no | Currently in Use | Diesel | 10000 | Fiberglass Double Walled | 2009-04-01 | Fiberglass Reinforced Plastic | Pressurized
10001698 | 1 | Ball Float | 2008-10-17 | no | 2008-10-17 | no | Currently in Use | Gas (Historical Use) | 12000 | Composite Double Walled | 2008-10-17 | Double-Walled Flex
10001698 | 2A | Ball Float | 2008-10-17 | no | 2008-10-17 | no | Currently in Use | Gas (Historical Use) | 4000 | Composite Double Walled | 2008-10-17 | Double-Walled Flex
10001698 | 2B | Ball Float | 2008-10-17 | no | 2008-10-17 | no | Currently in Use | Diesel | 4000 | Composite Double Walled | 2008-10-17 | Double-Walled Flex
10001699 | 1A | Ball Float | 2008-12-01 | no | 2008-12-01 | no | Currently in Use | Regular | 4000 | Fiberglass Double Walled | 2008-12-01 | Double-Walled Fiberglass | Pressurized
10001699 | 1B | Ball Float | 2008-12-01 | no | 2008-12-01 | no | Currently in Use | Premium | 8000 | Fiberglass Double Walled | 2008-12-01 | Double-Walled Fiberglass | Pressurized
10001699 | 2A | Ball Float | 2008-12-01 | no | 2008-12-01 | no | Installed | Diesel | 5000 | Fiberglass Double Walled | 2008-12-01 | Double-Walled Fiberglass | Pressurized
10001699 | 2B | Ball Float | 2008-12-01 | no | 2008-12-01 | no | Currently in Use | Diesel Off Road | 5000 | Fiberglass Double Walled | 2008-12-01 | Double-Walled Fiberglass | Pressurized
10001699 | 2C | Flapper Valve | 2008-12-01 | no | 2008-12-01 | no | Currently in Use | Kerosene | 2000 | Fiberglass Double Walled | 2008-12-01 | Double-Walled Fiberglass | Safe Suction (Euro)
10001700 | 1 |  |  | no |  | no | Removed from Ground |  | 3000 | Unknown | 2009-04-10
10001700 | 2 |  |  | no |  | no | Removed from Ground |  | 1800 | Unknown | 2009-04-10
10001700 | 3 |  |  | no |  | no | Removed from Ground |  | 3000 | Unknown | 2009-05-07
10001701 | 1 |  |  | no |  | no | Removed from Ground |  | 0 | Unknown | 2009-04-10
10001701 | 2 |  |  | no |  | no | Removed from Ground |  | 0 | Unknown | 2009-04-10
10001701 | 3 |  |  | no |  | no | Removed from Ground | Used Oil | 250 | Unknown | 2009-05-18
10001707 | 1 |  | 2009-03-02 | no | 2009-03-02 | no | Currently in Use | Regular | 15000 | Fiberglass Double Walled | 2008-11-07 | Double-Walled Fiberglass | Pressurized
10001707 | 2A |  | 2009-03-02 | no | 2009-03-02 | no | Currently in Use | Premium | 8000 | Fiberglass Double Walled | 2008-11-07 | Double-Walled Fiberglass | Pressurized
10001707 | 2B |  | 2009-03-02 | no | 2009-03-02 | no | Currently in Use | Diesel | 7000 | Fiberglass Double Walled | 2008-11-07 | Double-Walled Fiberglass | Pressurized
10001710 | 1 |  |  | no |  | no | Removed from Ground | Used Oil | 1000 | Bare Steel | 2009-03-10 | Unknown
10001710 | 2 |  |  | no |  | no | Removed from Ground | Used Oil | 1000 | Bare Steel | 2009-03-10 | Unknown
10001710 | 3 | Flapper Valve | 2017-06-19 | no | 2017-06-19 | no | Currently in Use | Regular | 12000 | Composite Double Walled | 2017-02-19 | Double-Walled Fiberglass | Pressurized
10001710 | 4 | Flapper Valve | 2017-06-19 | no | 2017-06-19 | no | Currently in Use | Premium | 10000 | Composite Double Walled | 2017-02-19 | Double-Walled Fiberglass | Pressurized
10001710 | 5 | Flapper Valve | 2017-06-19 | no | 2017-06-19 | no | Currently in Use | Diesel | 5000 | Composite Double Walled | 2017-02-09 | Double-Walled Fiberglass | Pressurized
10001712 | 1 | Flapper Valve | 2009-01-30 | no | 2009-01-30 | no | Currently in Use | Diesel | 1000 | Fiberglass | 2009-01-29 | Double-Walled Fiberglass | Pressurized
10001713 | 1 |  | 2009-05-01 | no | 2009-04-30 | no | Currently in Use | Gas (Historical Use) | 20000 | Composite Double Walled | 2009-05-01 | Double-Walled Fiberglass | Pressurized
10001713 | 2 |  | 2009-05-01 | no | 2009-04-30 | no | Currently in Use | Gas (Historical Use) | 12000 | Composite Double Walled | 2009-05-01 | Double-Walled Fiberglass | Pressurized
10001713 | 3 |  | 2009-05-01 | no | 2009-04-30 | no | Currently in Use | Diesel | 12000 | Composite Double Walled | 2009-05-01 | Double-Walled Fiberglass | Pressurized
10001714 | 1A | Ball Float | 2008-07-16 | no | 2008-07-16 | no | Currently in Use | Premium | 8000 | Composite Double Walled | 2008-07-15 | Double-Walled Fiberglass | Pressurized
10001714 | 1B | Ball Float | 2008-07-16 | no | 2008-07-16 | no | Currently in Use | Diesel | 4000 | Composite Double Walled | 2011-02-17 | Double-Walled Fiberglass | Pressurized
10001714 | 2A | Flapper Valve | 2008-07-16 | no | 2008-07-16 | no | Currently in Use | Diesel Off Road | 2000 | Composite Double Walled | 2008-07-15 | Double-Walled Fiberglass | Safe Suction (Euro)
10001714 | 2B | Ball Float | 2008-07-16 | no | 2008-07-16 | no | Currently in Use | E-85 | 10000 | Composite Double Walled | 2008-07-15 | Double-Walled Fiberglass | Pressurized
10001717 | 1 | Ball Float | 2008-09-04 | no | 2008-09-04 | no | Currently in Use | Gas (Historical Use) | 15000 | Composite Double Walled | 2008-09-04 | Double-Walled Fiberglass | Pressurized
10001717 | 2 | Ball Float | 2008-09-04 | no | 2008-09-04 | no | Currently in Use | Diesel | 8000 | Composite Double Walled | 2008-09-04 | Double-Walled Fiberglass | Pressurized
10001717 | 3 | Ball Float | 2008-09-04 | no | 2008-09-04 | no | Currently in Use | Gas (Historical Use) | 4000 | Composite Double Walled | 2008-09-04 | Double-Walled Fiberglass | Pressurized
10001718 | 1 |  |  | no |  | no | Removed from Ground | Not Marked/Tank Removed | 1000 | Unknown | 2008-06-10 | Unknown
10001718 | 2 |  |  | no |  | no | Removed from Ground | Not Marked/Tank Removed | 1000 | Unknown | 2008-06-10 | Unknown
10001718 | 3 |  |  | no |  | no | Removed from Ground | Not Marked/Tank Removed | 1000 | Unknown | 2008-06-10 | Unknown
10001719 | 304 |  |  | no |  | no | Removed from Ground | Diesel | 8000 | Bare Steel | 1998-11-04 | Bare Steel
10001721 | 1 |  |  | no |  | no | Removed from Ground | Gas (Historical Use) | 6000 | Unknown | 2009-06-08 | Unknown
10001721 | 2 |  |  | no |  | no | Removed from Ground | Gas (Historical Use) | 6000 | Unknown | 2009-06-08 | Unknown
10001721 | 3 |  |  | no |  | no | Removed from Ground | Gas (Historical Use) | 6000 | Unknown | 2009-06-08 | Unknown
10001722 | 1-A.120450 |  | 2009-05-07 | no | 2009-06-15 | no | Currently in Use | Gas (Historical Use) | 20000 | Fiberglass Double Walled | 2009-04-09 | Double-Walled Flex | Pressurized
10001722 | 2A-120444 |  | 2009-05-07 | no | 2009-06-15 | no | Currently in Use | Diesel | 10000 | Fiberglass Double Walled | 2009-04-09 | Double-Walled Flex | Pressurized
10001722 | 2B-120444 |  | 2009-05-07 | no | 2009-06-15 | no | Currently in Use | Gas (Historical Use) | 8000 | Fiberglass Double Walled | 2009-04-09 | Double-Walled Flex | Pressurized
10001726 | 1 |  |  | no |  | no | Closed in Ground | Gas (Historical Use) | 600 | Unknown | 2009-02-11 | Unknown
10001726 | 2 |  |  | no |  | no | Closed in Ground | Gas (Historical Use) | 600 | Unknown | 2009-02-11 | Unknown
10001729 | 1 |  | 2009-05-15 | no | 2009-06-15 | no | Currently in Use | Gas (Historical Use) | 20000 | Fiberglass Double Walled | 2009-05-15 | Double-Walled Flex | Pressurized
10001729 | 2A |  | 2009-05-15 | no | 2009-06-15 | no | Currently in Use | Diesel | 10000 | Fiberglass Double Walled | 2009-04-08 | Double-Walled Flex | Pressurized
10001729 | 2B |  | 2009-05-15 | no | 2009-06-15 | no | Currently in Use | Gas (Historical Use) | 8000 | Fiberglass Double Walled | 2009-04-08 | Double-Walled Flex | Pressurized
10001735 | 1 |  | 2009-05-06 | no | 2009-05-06 | no | Currently in Use | Gas (Historical Use) | 15000 | Composite Double Walled | 2009-05-06 | Double-Walled Flex | Pressurized
10001735 | 2 |  | 2009-05-06 | no | 2009-05-06 | no | Currently in Use | Gas (Historical Use) | 15000 | Composite Double Walled | 2009-05-06 | Double-Walled Flex | Pressurized
10001735 | 3 |  | 2009-05-06 | no | 2009-05-06 | no | Currently in Use | Gas (Historical Use) | 8000 | Composite Double Walled | 2009-05-06 | Double-Walled Flex | Pressurized
10001735 | 4 |  | 2009-05-06 | no | 2009-05-06 | no | Currently in Use | Diesel | 8000 | Composite Double Walled | 2009-05-06 | Double-Walled Flex | Pressurized
10001736 | 1 |  |  | no |  | no | Removed from Ground | Diesel | 1000 | Bare Steel | 2009-05-26 | Bare Steel
10001737 | 1 |  |  | no |  | no | Removed from Ground | Gas (Historical Use) | 550 | Unknown | 2009-04-27 | Unknown
10001737 | 2 |  |  | no |  | no | Removed from Ground | Gas (Historical Use) | 550 | Unknown | 2009-04-27 | Unknown
10001737 | 3 |  |  | no |  | no | Removed from Ground | Gas (Historical Use) | 1000 | Unknown | 2009-04-27 | Unknown
10001737 | 4 |  |  | no |  | no | Removed from Ground | Gas (Historical Use) | 1000 | Unknown | 2009-05-12 | Unknown
10001737 | 5 |  |  | no |  | no | Removed from Ground | Gas (Historical Use) | 1000 | Unknown | 2009-05-12 | Unknown
10001740 | 1 | Flapper Valve | 2009-04-01 | no | 2009-04-01 | no | Currently in Use | Regular | 20000 | Fiberglass Double Walled | 2009-01-01 | Double-Walled Fiberglass | Pressurized
10001740 | 2 |  | 2009-04-01 | no | 2009-04-01 | no | Currently in Use | Regular | 20000 | Fiberglass Double Walled | 2009-01-01 | Double-Walled Fiberglass | Pressurized
10001740 | 3 | Flapper Valve | 2009-04-01 | no | 2009-04-01 | no | Currently in Use | Premium | 12000 | Fiberglass Double Walled | 2009-01-01 | Double-Walled Fiberglass | Pressurized
10001740 | 4A | Flapper Valve | 2016-10-27 | no | 2016-10-27 | no | Currently in Use | E-0 | 10000 | Fiberglass Double Walled | 2016-10-25 | Double-Walled Flex | Pressurized
10001740 | 4B | Flapper Valve | 2016-10-27 | no | 2016-10-27 | no | Currently in Use | Diesel | 10000 | Fiberglass Double Walled | 2016-10-25 | Double-Walled Flex | Pressurized
10001748 | 1 | Ball Float | 2009-03-01 | no | 2009-03-01 | no | Currently in Use | Regular | 20000 | Fiberglass Double Walled | 2009-01-01 | Double-Walled Fiberglass | Pressurized
10001750 | 1 | Ball Float | 2009-02-01 | no | 2009-02-01 | no | Currently in Use | Gas (Historical Use) | 20000 | Fiberglass Double Walled | 2009-01-01 | Double-Walled Fiberglass | Pressurized
10001750 | 2 | Ball Float | 2009-02-01 | no | 2009-02-01 | no | Currently in Use | Gas (Historical Use) | 20000 | Fiberglass Double Walled | 2009-01-01 | Double-Walled Fiberglass | Pressurized
10001750 | 3 | Ball Float | 2009-02-01 | no | 2009-02-01 | no | Currently in Use | Gas (Historical Use) | 20000 | Fiberglass Double Walled | 2009-01-01 | Double-Walled Fiberglass | Pressurized
10001751 | 1 | Ball Float | 2009-01-01 | yes | 2009-01-01 | no | Currently in Use | Regular | 20000 | Fiberglass Double Walled | 2009-01-01 | Double-Walled Fiberglass | Pressurized
10001751 | 2 | Ball Float | 2009-01-01 | yes | 2009-01-01 | no | Currently in Use | Regular | 20000 | Fiberglass Double Walled | 2009-01-01 | Double-Walled Fiberglass | Pressurized
10001754 | 1 |  | 2009-06-11 | no | 2009-06-11 | no | Currently in Use | Gas (Historical Use) | 15000 | Composite Double Walled | 2009-06-11 | Double-Walled Fiberglass | Pressurized
10001754 | 2A |  | 2009-06-11 | no | 2009-06-11 | no | Currently in Use | Gas (Historical Use) | 8000 | Composite Double Walled | 2009-06-11 | Double-Walled Fiberglass | Pressurized
10001754 | 2B |  | 2009-06-11 | no | 2009-06-11 | no | Currently in Use | Gas (Historical Use) | 7000 | Composite Double Walled | 2009-06-11 | Double-Walled Fiberglass | Pressurized
10001756 | 1 |  |  | no |  | no | Removed from Ground | Not Marked/Tank Removed | 1000 | Bare Steel | 2009-05-01
10001756 | 2 |  |  | no |  | no | Removed from Ground | Not Marked/Tank Removed | 1000 | Bare Steel | 2009-05-01
10001759 | 1 |  | 2009-05-19 | no | 2009-05-19 | no | Currently in Use | Diesel | 20000 | Fiberglass Double Walled | 2009-05-19 | Double-Walled Fiberglass | Pressurized
10001759 | 2 |  | 2009-05-19 | no | 2009-05-19 | no | Currently in Use | Gas (Historical Use) | 6000 | Fiberglass Double Walled | 2009-05-19 | Double-Walled Fiberglass | Pressurized
10001760 | 1 |  |  | no |  | no | Removed from Ground | Gas (Historical Use) | 1000 | Bare Steel | 2006-12-01 | Bare Steel | Safe Suction (Euro)
10001760 | 2 |  |  | no |  | no | Removed from Ground | Gas (Historical Use) | 500 | Bare Steel | 2006-12-01 | Bare Steel | Safe Suction (Euro)
10001760 | 3 |  |  | no |  | no | Removed from Ground | Gas (Historical Use) | 500 | Bare Steel | 2006-12-01 | Bare Steel | Safe Suction (Euro)
10001761 | 1 |  | 2009-06-12 | no | 2009-06-12 | no | Currently in Use | Gas (Historical Use) | 15000 | Fiberglass Double Walled | 2009-06-12 | Double-Walled Fiberglass | Pressurized
10001761 | 2 |  | 2009-06-12 | no | 2009-06-12 | no | Currently in Use | Gas (Historical Use) | 10000 | Fiberglass Double Walled | 2009-06-12 | Double-Walled Fiberglass | Pressurized
10001761 | 3 |  | 2009-06-12 | no | 2009-06-12 | no | Currently in Use | Diesel | 5000 | Fiberglass Double Walled | 2009-06-12 | Double-Walled Fiberglass | Pressurized
10001763 | 1A | Ball Float | 2009-03-01 | no | 2009-03-01 | no | Currently in Use | Premium | 3500 | Composite Double Walled | 2009-03-01 | Double-Walled Fiberglass | Pressurized
10001763 | 1B | Ball Float | 2009-03-01 | no | 2009-03-01 | no | Currently in Use | E-10 | 8500 | Composite Double Walled | 2009-03-01 | Double-Walled Fiberglass | Pressurized
10001763 | 2 | Ball Float | 2009-03-01 | no | 2009-03-01 | no | Currently in Use | Diesel | 3000 | Composite Double Walled | 2009-03-01 | Double-Walled Fiberglass | Pressurized
10001772 | 1 |  |  | no |  | no | Removed from Ground | Gas (Historical Use) | 260 | Bare Steel | 1964-01-01 | Bare Steel
10001774 | 1A | Ball Float | 2009-01-13 | no | 2009-01-13 | no | Currently in Use | Regular | 8000 | Composite Double Walled | 2009-01-12 | Double-Walled Flex | Pressurized
10001774 | 1B | Ball Float | 2009-01-13 | no | 2009-01-13 | no | Currently in Use | Premium | 2000 | Composite Double Walled | 2009-01-12 | Double-Walled Flex | Pressurized
10001774 | 2 | Ball Float | 2009-01-13 | no | 2009-01-13 | no | Currently in Use | Diesel | 4000 | Composite Double Walled | 2009-01-12 | Double-Walled Flex | Pressurized
10001776 | 1 | Ball Float | 2008-11-01 | no | 2008-11-01 | no | Currently in Use | Gas (Historical Use) | 12000 | Tank Jacket | 2008-11-01 | Double-Walled Fiberglass | Pressurized
10001776 | 2A | Ball Float | 2008-11-01 | no | 2008-11-01 | no | Currently in Use | Gas (Historical Use) | 10000 | Tank Jacket | 2008-11-01 | Double-Walled Fiberglass | Pressurized
10001776 | 2B | Ball Float | 2008-11-01 | no | 2008-11-01 | no | Currently in Use | Diesel | 5000 | Tank Jacket | 2008-11-01 | Double-Walled Fiberglass | Pressurized
10001778 | 1 | Ball Float | 2009-07-16 | no | 2009-07-16 | no | Currently in Use | Gas (Historical Use) | 20000 | Composite Double Walled | 2009-07-16 | Double-Walled Fiberglass | Pressurized
10001778 | 2 | Ball Float | 2009-07-16 | no | 2009-07-16 | no | Currently in Use | Gas (Historical Use) | 12000 | Composite Double Walled | 2009-07-16 | Double-Walled Fiberglass | Pressurized
10001778 | 3 | Ball Float | 2009-07-16 | no | 2009-07-16 | no | Currently in Use | Diesel | 12000 | Composite Double Walled | 2009-07-16 | Double-Walled Fiberglass | Pressurized
10001779 | 1 | Overfill Alarm | 2009-09-03 | no | 2009-09-03 | no | Currently in Use | Regular | 20000 | Composite Double Walled | 2009-09-03 | Double-Walled Fiberglass | Pressurized
10001779 | 2 | Overfill Alarm | 2009-09-03 | no | 2009-09-03 | no | Currently in Use | Diesel | 12000 | Composite Double Walled | 2009-09-03 | Double-Walled Fiberglass | Pressurized
10001779 | 3 | Overfill Alarm | 2009-09-03 | no | 2009-09-03 | no | Currently in Use | Premium | 12000 | Composite Double Walled | 2009-09-03 | Double-Walled Fiberglass | Pressurized
10001781 | 1 | Ball Float | 2009-10-01 | no | 2009-10-01 | no | Currently in Use | Regular | 10000 | Composite Double Walled | 2009-10-01 | Double-Walled Fiberglass | Pressurized
10001781 | 2 | Ball Float | 2009-10-01 | no | 2009-10-01 | no | Currently in Use | Diesel | 10000 | Composite Double Walled | 2009-10-01 | Double-Walled Fiberglass | Pressurized
10001785 | 1 |  |  | no |  | no | Removed from Ground |  | 0 | Unknown
10001790 | 1 |  |  | no |  | no | Removed from Ground | Diesel | 1500 | Bare Steel | 2009-10-22 | Unknown
10001793 | 1 |  | 2008-12-01 | no | 2008-12-01 | no | Currently in Use | Gas (Historical Use) | 12000 | Composite Double Walled | 2008-12-01 | Double-Walled Fiberglass | Pressurized
10001793 | 2A |  | 2008-12-01 | no | 2008-12-01 | no | Currently in Use | Gas (Historical Use) | 4000 | Composite Double Walled | 2008-12-01 | Double-Walled Fiberglass | Pressurized
10001793 | 2B |  | 2008-12-01 | no | 2008-12-01 | no | Currently in Use | Diesel | 6000 | Composite Double Walled | 2008-12-01 | Double-Walled Fiberglass | Pressurized
10001798 | 1 |  | 2009-05-08 | no | 2009-05-08 | no | Currently in Use | Diesel | 30000 | Composite Double Walled | 2009-05-08 | Double-Walled Fiberglass | Pressurized
10001798 | 2 |  | 2009-05-08 | no | 2009-05-08 | no | Currently in Use | Diesel | 30000 | Composite Double Walled | 2009-05-08 | Double-Walled Fiberglass | Pressurized
10001799 | 1A | Ball Float | 2009-12-15 | no | 2010-01-27 | no | Currently in Use | E-10 | 20000 | Fiberglass Double Walled | 2009-11-11 | Double-Walled Flex | Pressurized
10001799 | 1B | Ball Float | 2009-12-15 | no | 2010-01-27 | no | Currently in Use | E-10 | 8000 | Fiberglass Double Walled | 2009-11-11 | Double-Walled Flex | Pressurized
10001800 | 1 | Ball Float | 2009-12-01 | no | 2009-12-01 | no | Currently in Use | E-10 | 12000 | Composite Double Walled | 2009-12-01 | Double-Walled Fiberglass | Pressurized
10001800 | 2A | Ball Float | 2009-12-01 | no | 2009-12-01 | no | Currently in Use | Diesel | 6000 | Composite Double Walled | 2009-12-01 | Double-Walled Fiberglass | Pressurized
10001800 | 2B | Ball Float | 2009-12-01 | no | 2009-12-01 | no | Currently in Use | Diesel | 6000 | Composite Double Walled | 2009-12-01 | Double-Walled Fiberglass | Pressurized
10001800 | 3 | Ball Float | 2013-02-01 | no | 2013-02-01 | no | Currently in Use | Premium | 3000 | Composite Double Walled | 2013-02-01 | Double-Walled Fiberglass | Pressurized
10001801 | 1A |  | 2009-12-01 | no | 2009-12-01 | no | Currently in Use | Gas (Historical Use) | 8500 | Composite Double Walled | 2009-12-01 | Double-Walled Fiberglass | Pressurized
10001801 | 1B |  | 2009-12-01 | no | 2009-12-01 | no | Currently in Use | Gas (Historical Use) | 3500 | Composite Double Walled | 2009-12-01 | Double-Walled Fiberglass | Pressurized
10001801 | 2 |  | 2009-12-01 | no | 2009-12-01 | no | Currently in Use | Gas (Historical Use) | 3000 | Composite Double Walled | 2009-12-01 | Double-Walled Fiberglass | Pressurized
10001803 | 1 | Ball Float | 2009-12-31 | no | 2010-01-29 | no | Currently in Use | Regular | 20000 | Fiberglass Double Walled | 2009-12-01 | Double-Walled Flex | Pressurized
10001803 | 2A | Ball Float | 2009-12-31 | no | 2010-01-29 | no | Currently in Use | Diesel | 10000 | Fiberglass Double Walled | 2009-12-01 | Double-Walled Flex | Pressurized
10001803 | 2B | Ball Float | 2009-12-31 | no | 2010-01-29 | no | Currently in Use | Premium | 8000 | Fiberglass Double Walled | 2009-12-01 | Double-Walled Flex | Pressurized
10001804 | 1 |  |  | no |  | no | Removed from Ground | Diesel | 3000 | Bare Steel | 1970-01-01 | Bare Steel
10001805 | 1 |  | 2009-02-01 | no | 2009-02-01 | no | Currently in Use | Diesel | 1000 | Fiberglass Double Walled | 2009-02-01 | Double-Walled Fiberglass | Pressurized
10001808 | 1 |  |  | no |  | no | Removed from Ground | Diesel | 1000 | Bare Steel | 2009-11-24 | Bare Steel
10001811 | 1 |  |  | yes |  | no | Removed from Ground | Gas (Historical Use) | 4000 | Bare Steel | 2010-01-12
10001811 | 2 |  |  | yes |  | no | Removed from Ground |  | 4000 | Bare Steel | 2010-01-12
10001812 | 1 |  |  | no |  | no | Removed from Ground | Diesel | 2000 | Bare Steel | 1995-04-26
10001816 | 1 |  |  | no |  | no | Removed from Ground | Diesel | 1000 | Unknown | 2009-11-05
10001818 | 1 |  |  | no |  | no | Removed from Ground | Gas (Historical Use) | 2000 | Unknown
10001818 | 2 |  |  | no |  | no | Removed from Ground | Gas (Historical Use) | 3000 | Unknown
10001818 | 3 |  |  | no |  | no | Removed from Ground | Gas (Historical Use) | 4000 | Unknown
10001827 | 1 |  | 2006-02-01 | no | 2006-02-01 | no | Currently in Use | Biodiesel | 20000 | Composite | 2006-02-01 | Fiberglass Reinforced Plastic | Pressurized
10001828 | 1 |  |  | no |  | no | Removed from Ground | Diesel | 8000 | Bare Steel | 2010-04-16
10001828 | 2 |  |  | no |  | no | Removed from Ground | Gas (Historical Use) | 7500 | Bare Steel | 2010-04-16
10001828 | 3 |  |  | no |  | no | Removed from Ground | Gas (Historical Use) | 1000 | Bare Steel | 2010-04-16
10001828 | 4 |  |  | no |  | no | Removed from Ground | Diesel | 5000 | Bare Steel | 2010-04-16
10001830 | 1 | Flapper Valve | 2010-02-01 | no | 2009-10-01 | no | Currently in Use | Diesel | 2500 | Fiberglass Double Walled | 2009-10-01 | Double-Walled Flex | Safe Suction (Euro)
10001833 | 1 |  |  | no |  | no | Removed from Ground | Gas (Historical Use) | 2000 | Bare Steel | 2010-02-10 | Unknown
10001833 | 2 |  |  | no |  | no | Removed from Ground | Gas (Historical Use) | 2000 | Bare Steel | 2010-02-11 | Unknown
10001833 | 3 |  |  | no |  | no | Removed from Ground | Gas (Historical Use) | 4000 | Bare Steel | 2010-02-11 | Unknown
10001835 | 1 |  |  | no |  | no | Removed from Ground | Not Marked/Tank Removed | 0 | Unknown | 2010-03-29 | Unknown
10001844 | 1 |  | 2006-11-01 | no | 2006-11-01 | no | Currently in Use | Gas (Historical Use) | 12000 | Composite | 2006-11-01 | Fiberglass Reinforced Plastic | Pressurized
10001844 | 2 |  | 2006-11-01 | no | 2006-11-01 | no | Currently in Use | Diesel | 12000 | Composite | 2006-11-01 | Fiberglass Reinforced Plastic | Pressurized
10001844 | 3A |  | 2006-11-01 | no | 2006-11-01 | no | Currently in Use | Gas (Historical Use) | 6000 | Composite | 2006-11-01 | Fiberglass Reinforced Plastic | Pressurized
10001844 | 3B |  | 2006-11-01 | no | 2006-11-01 | no | Currently in Use | Diesel | 4000 | Composite | 2006-11-01 | Fiberglass Reinforced Plastic | Pressurized
10001845 | 1A |  | 2010-05-05 | no | 2010-05-05 | no | Currently in Use | Gas (Historical Use) | 15000 | Composite Double Walled | 2010-03-10 | Double-Walled Flex | Pressurized
10001845 | 1B |  | 2010-05-05 | no | 2010-05-05 | no | Currently in Use | Gas (Historical Use) | 5000 | Composite Double Walled | 2010-03-10 | Double-Walled Flex | Pressurized
10001845 | 1C |  | 2010-05-05 | no | 2010-05-05 | no | Currently in Use | Diesel | 5000 | Composite Double Walled | 2010-03-10 | Double-Walled Flex | Pressurized
10001848 | 1 |  | 2011-04-15 | no | 2011-04-15 | no | Currently in Use | Gas (Historical Use) | 20000 | Fiberglass Double Walled | 2010-03-10 | Double-Walled Flex | Pressurized
10001848 | 2A |  | 2011-04-15 | no | 2011-04-15 | no | Currently in Use | Diesel | 12000 | Fiberglass Double Walled | 2010-03-10 | Double-Walled Flex | Pressurized
10001848 | 2B |  | 2011-04-15 | no | 2011-04-15 | no | Currently in Use | Gas (Historical Use) | 8000 | Fiberglass Double Walled | 2010-03-10 | Double-Walled Flex | Pressurized
10001849 | 1 | Ball Float | 2010-04-15 | no | 2010-04-15 | no | Currently in Use | Gas (Historical Use) | 20000 | Composite Double Walled | 2010-04-15 | Double-Walled Fiberglass | Pressurized
10001849 | 2 | Ball Float | 2010-04-15 | no | 2010-04-15 | no | Currently in Use | Gas (Historical Use) | 12000 | Composite Double Walled | 2010-04-15 | Double-Walled Fiberglass | Pressurized
10001849 | 3 | Ball Float | 2010-04-15 | no | 2010-04-15 | no | Currently in Use | Diesel | 12000 | Composite Double Walled | 2010-04-15 | Double-Walled Fiberglass | Pressurized
10001851 | 1 |  |  | no |  | no | Removed from Ground | Gas (Historical Use) | 4000 | Bare Steel | 1980-01-01 | Galvanized Steel
10001851 | 2 |  |  | no |  | no | Removed from Ground | Gas (Historical Use) | 4000 | Bare Steel | 1980-01-01 | Galvanized Steel
10001857 | 1 | Ball Float | 2010-06-30 | no | 2010-06-14 | no | Currently in Use | Gas (Historical Use) | 12000 | Composite Double Walled | 2010-06-14 | Double-Walled Fiberglass | Gravity Fed
10001857 | 2 | Ball Float | 2010-06-30 | no | 2010-06-14 | no | Currently in Use | Gas (Historical Use) | 8000 | Composite Double Walled | 2010-06-14 | Double-Walled Fiberglass | Gravity Fed
10001857 | 3 | Ball Float | 2010-06-30 | no | 2010-06-14 | no | Currently in Use | Diesel | 4000 | Composite Double Walled | 2010-06-14 | Double-Walled Fiberglass | Gravity Fed
10001858 | 1 | Ball Float | 2010-05-01 | no | 2010-05-01 | no | Currently in Use | E-10 | 12000 | Composite Double Walled | 2010-05-01 | Double-Walled Fiberglass | Pressurized
10001858 | 2A | Ball Float | 2010-05-01 | no | 2010-05-01 | no | Currently in Use | Premium | 4000 | Composite Double Walled | 2010-05-01 | Double-Walled Fiberglass | Pressurized
10001858 | 2B | Ball Float | 2010-05-01 | no | 2010-05-01 | no | Currently in Use | Diesel | 4000 | Composite Double Walled | 2010-05-01 | Double-Walled Fiberglass | Pressurized
10001860 | 1 |  | 2002-01-01 | no | 2002-01-01 | no | Currently in Use | Diesel | 5000 | Epoxy Double-Walled | 2002-01-01 | Double-Walled Flex | Safe Suction (Euro)
10001861 | 1 |  |  | no |  | no | Removed from Ground | Diesel | 500 | Bare Steel | 2010-05-19 | Unknown
10001862 | 1 | Flapper Valve | 2009-12-15 | no | 2009-12-15 | no | Currently in Use | Diesel | 15000 | Fiberglass Double Walled | 2009-11-20 | Double-Walled Fiberglass | Pressurized
10001862 | 2 | Flapper Valve | 2009-12-15 | no | 2009-12-15 | no | Currently in Use | Diesel | 15000 | Fiberglass Double Walled | 2009-11-20 | Double-Walled Fiberglass | Pressurized
10001870 | G556 |  |  | no |  | no | Removed from Ground | Not Marked/Tank Removed | 1100 | Bare Steel | 2010-06-08
10001871 | 1 | Ball Float | 2012-10-01 | no |  | no | Currently in Use | Gas (Historical Use) | 12000 | Composite Double Walled | 2009-11-25 | Double-Walled Flex | Pressurized
10001871 | 2 | Ball Float | 2012-10-01 | no |  | no | Currently in Use | Gas (Historical Use) | 6000 | Composite Double Walled | 2009-11-25 | Double-Walled Flex | Pressurized
10001871 | 3 | Ball Float | 2012-10-01 | no |  | no | Currently in Use | Diesel | 6000 | Composite Double Walled | 2009-11-25 | Double-Walled Flex | Pressurized
10001874 | 1 |  | 2010-07-08 | no | 2010-07-08 | no | Removed from Ground | Gas (Historical Use) | 20000 | Fiberglass Double Walled | 2010-06-17 | Double-Walled Flex | Pressurized
10001874 | 2A |  | 2010-07-08 | no | 2010-07-08 | no | Removed from Ground | Diesel | 10000 | Fiberglass Double Walled | 2010-06-17 | Double-Walled Flex | Pressurized
10001874 | 2B |  | 2010-07-08 | no | 2010-07-08 | no | Removed from Ground | Gas (Historical Use) | 8000 | Fiberglass Double Walled | 2010-06-17 | Double-Walled Flex | Pressurized
10001876 | 1 |  |  | no |  | no | Removed from Ground | Used Oil | 0 | Unknown | 2010-07-19 | Unknown
10001877 | 1 |  |  | no |  | no | Closed in Ground | Used Oil | 550 | Bare Steel | 2010-07-16 | Bare Steel
10001879 | 1 |  |  | no |  | no | Removed from Ground | Gas (Historical Use) | 8000 | Bare Steel | 1955-01-01 | Galvanized Steel
10001879 | 2 |  |  | no |  | no | Removed from Ground | Diesel | 8000 | Bare Steel | 1955-01-01 | Galvanized Steel
10001879 | 3 |  |  | no |  | no | Removed from Ground | Diesel | 7500 | Bare Steel | 1955-01-01 | Galvanized Steel
10001879 | 4 |  |  | no |  | no | Removed from Ground | Other | 550 | Bare Steel | 1955-01-05 | Galvanized Steel
10001879 | 5 |  |  | no |  | no | Removed from Ground | Other | 550 | Bare Steel | 1955-01-01 | Galvanized Steel
10001880 | 1 |  |  | no |  | no | Removed from Ground | Not Marked/Tank Removed | 900 | Unknown | 2010-07-21 | Unknown
10001880 | 2 |  |  | no |  | no | Removed from Ground | Not Marked/Tank Removed | 900 | Unknown | 2010-07-21 | Unknown
10001881 | 1A | Ball Float | 2008-04-12 | no | 2008-04-12 | no | Currently in Use | E-10 | 18000 | Fiberglass Double Walled | 2008-03-26 | Double-Walled Fiberglass | Pressurized
10001881 | 1B | Ball Float | 2008-04-12 | no | 2008-04-12 | no | Currently in Use | Diesel | 6000 | Fiberglass Double Walled | 2008-03-26 | Double-Walled Fiberglass | Pressurized
10001884 | 1A |  | 2010-08-23 | no | 2010-08-23 | no | Currently in Use | Gas (Historical Use) | 8500 | Composite Double Walled | 2010-07-01 | Double-Walled Fiberglass | Pressurized
10001884 | 1B |  | 2010-08-23 | no | 2010-08-23 | no | Currently in Use | Gas (Historical Use) | 3500 | Composite Double Walled | 2010-07-01 | Double-Walled Fiberglass | Pressurized
10001884 | 2 |  | 2010-08-23 | no | 2010-08-23 | no | Currently in Use | Diesel | 3000 | Composite Double Walled | 2010-07-01 | Double-Walled Fiberglass | Pressurized
10001886 | 1 |  |  | no |  | no | Removed from Ground | Diesel | 8000 | Bare Steel | 2007-06-29
10001888 | 1 | Ball Float | 2010-06-22 | no | 2010-06-22 | no | Currently in Use | Regular | 15000 | Composite Double Walled | 2010-06-21 | Double-Walled Flex | Pressurized
10001888 | 2 | Ball Float | 2010-06-22 | no | 2010-06-22 | no | Currently in Use | Diesel On Road | 15000 | Composite Double Walled | 2010-06-21 | Double-Walled Flex | Pressurized
10001888 | 3 | Ball Float | 2010-06-22 | no | 2010-06-22 | no | Currently in Use | Diesel Off Road | 4000 | Composite Double Walled | 2010-06-21 | Double-Walled Flex | Pressurized
10001889 | 1 |  |  | no |  | no | Removed from Ground | Diesel | 12000 | Unknown | 2010-07-09 | Unknown
10001889 | 2 |  |  | no |  | no | Removed from Ground | Diesel | 12000 | Unknown | 2010-07-09 | Unknown
10001890 | 1 |  |  | no |  | no | Removed from Ground | Diesel | 500 | Unknown
10001896 | 1 | Ball Float | 2010-07-20 | no | 2010-07-20 | no | Currently in Use | Gas (Historical Use) | 20000 | Fiberglass Double Walled | 2010-07-01 | Double-Walled Flex | Pressurized
10001896 | 2A | Ball Float | 2010-07-20 | no | 2010-07-20 | no | Currently in Use | Diesel | 12000 | Fiberglass Double Walled | 2010-07-01 | Double-Walled Flex | Pressurized
10001896 | 2B | Ball Float | 2010-07-20 | no | 2010-07-20 | no | Currently in Use | Gas (Historical Use) | 8000 | Fiberglass Double Walled | 2010-07-01 | Double-Walled Flex | Pressurized
10001900 | 1 | Ball Float | 2010-07-01 | no | 2010-07-01 | no | Currently in Use | Gas (Historical Use) | 12000 | Composite Double Walled | 2010-07-01 | Double-Walled Fiberglass | Pressurized
10001900 | 2 | Ball Float | 2010-07-01 | no | 2010-07-01 | no | Currently in Use | Gas (Historical Use) | 8000 | Composite Double Walled | 2010-07-01 | Double-Walled Fiberglass | Pressurized
10001900 | 3 | Ball Float | 2010-07-01 | no | 2010-07-01 | no | Currently in Use | Diesel | 4000 | Composite Double Walled | 2010-07-01 | Double-Walled Fiberglass | Pressurized
10001901 | 1A |  | 2007-03-01 | no | 2012-11-22 | no | Currently in Use | Gas (Historical Use) | 8000 | Composite | 2007-02-01 | Double-Walled Fiberglass | Pressurized
10001901 | 1B |  | 2007-02-01 | no | 2012-11-22 | no | Currently in Use | Gas (Historical Use) | 4000 | Composite | 2006-02-01 | Double-Walled Fiberglass | Pressurized
10001902 | 1 |  |  | no |  | no | Removed from Ground | Not Marked/Tank Removed | 0 | Unknown |  | Unknown
10001904 | 1 |  |  | no |  | no | Removed from Ground | Gas (Historical Use) | 0 | Unknown | 1976-01-01 | Bare Steel | Safe Suction (Euro)
10001904 | 2 |  |  | no |  | no | Removed from Ground | Diesel | 0 | Unknown | 1976-01-01 | Bare Steel | Safe Suction (Euro)
10001904 | 3 |  |  | no |  | no | Removed from Ground | Used Oil | 0 | Unknown | 1976-01-01 | Bare Steel | Safe Suction (Euro)
10001905 | 1 | Ball Float | 2010-05-18 | no | 2010-05-18 | no | Currently in Use | E-10 | 15000 | Composite Double Walled | 2010-05-18 | Double-Walled Fiberglass | Pressurized
10001905 | 2A | Ball Float | 2010-05-18 | no | 2010-05-18 | no | Currently in Use | E-10 | 6000 | Composite Double Walled | 2010-05-18 | Double-Walled Fiberglass | Pressurized
10001905 | 2B | Ball Float | 2010-05-18 | no | 2010-05-18 | no | Currently in Use | Diesel | 4000 | Composite Double Walled | 2010-05-18 | Double-Walled Fiberglass | Pressurized
10001906 | 1 | Ball Float | 2010-07-28 | no | 2010-07-28 | no | Currently in Use | Gas (Historical Use) | 20000 | Fiberglass Double Walled | 2010-07-28 | Double-Walled Flex | Pressurized
10001906 | 2A | Ball Float | 2010-07-28 | no | 2010-07-28 | no | Currently in Use | Diesel | 12000 | Fiberglass Double Walled | 2010-07-28 | Double-Walled Flex | Pressurized
10001906 | 2B | Ball Float | 2010-07-28 | no | 2010-07-28 | no | Currently in Use | Gas (Historical Use) | 8000 | Fiberglass Double Walled | 2010-07-28 | Double-Walled Flex | Pressurized
10001908 | 1A |  | 2009-10-20 | no |  | yes | Currently in Use | Gas (Historical Use) | 10000 | Fiberglass Double Walled | 2009-10-02 | Double-Walled Fiberglass | Pressurized
10001908 | 1B |  | 2009-10-20 | no |  | yes | Currently in Use | Gas (Historical Use) | 5000 | Fiberglass Double Walled | 2009-10-02 | Double-Walled Fiberglass | Pressurized
10001908 | 1C |  | 2009-10-20 | no |  | yes | Currently in Use | Diesel | 5000 | Fiberglass Double Walled | 2009-10-02 | Double-Walled Fiberglass | Pressurized
10001909 | 1 |  |  | no |  | no | Removed from Ground | Not Marked/Tank Removed | 0 | Unknown
10001910 | 1 |  |  | no |  | no | Closed in Ground | Gas (Historical Use) | 0 | Unknown | 2000-01-01 | Unknown
10001912 | 1 |  |  | no |  | no | Removed from Ground | Gas (Historical Use) | 0 | Unknown | 1980-01-01 | Galvanized Steel
10001912 | 2 |  |  | no |  | no | Removed from Ground | Gas (Historical Use) | 0 | Unknown | 1980-01-01 | Galvanized Steel
10001912 | 3 |  |  | no |  | no | Removed from Ground | Gas (Historical Use) | 0 | Unknown | 1980-01-01 | Galvanized Steel
10001914 | 1 |  | 2010-10-01 | no | 2010-10-01 | no | Currently in Use | Gas (Historical Use) | 12000 | Composite Double Walled | 2010-09-01 | Double-Walled Fiberglass | Pressurized
10001914 | 2 |  | 2010-10-01 | no | 2010-10-01 | no | Currently in Use | Gas (Historical Use) | 4000 | Composite Double Walled | 2010-09-01 | Double-Walled Fiberglass | Pressurized
10001917 | 1 |  | 2011-07-22 | no | 2011-07-22 | no | Currently in Use | Diesel | 40000 | Composite Double Walled | 2010-08-23 | Double-Walled Fiberglass | Pressurized
10001919 | 1 | Ball Float | 2010-08-22 | no | 2010-08-22 | no | Currently in Use | Gas (Historical Use) | 20000 | Composite Double Walled | 2010-08-22 | Double-Walled Fiberglass | Pressurized
10001919 | 2 | Ball Float | 2010-08-22 | no | 2010-08-22 | no | Currently in Use | Gas (Historical Use) | 12000 | Composite Double Walled | 2010-08-22 | Double-Walled Fiberglass | Pressurized
10001919 | 3 | Ball Float | 2010-08-22 | no | 2010-08-22 | no | Currently in Use | Diesel | 12000 | Composite Double Walled | 2010-08-22 | Double-Walled Fiberglass | Pressurized
10001920 | 1 | Ball Float | 2010-07-23 | no | 2010-07-23 | no | Currently in Use | Gas (Historical Use) | 30000 | Fiberglass Double Walled | 2010-07-09 | Double-Walled Fiberglass | Pressurized
10001920 | 2 | Ball Float | 2010-07-23 | no | 2010-07-23 | no | Currently in Use | Gas (Historical Use) | 30000 | Fiberglass Double Walled | 2010-07-09 | Double-Walled Fiberglass | Pressurized
10001920 | 3 | Ball Float | 2010-07-23 | no | 2010-07-23 | no | Currently in Use | Gas (Historical Use) | 30000 | Fiberglass Double Walled | 2010-07-09 | Fiberglass Reinforced Plastic | Pressurized
10001920 | 4 | Flapper Valve | 2011-10-19 | no | 2011-10-19 | no | Currently in Use | Ultrazol (Fuel Additive) | 1500 | Fiberglass Double Walled | 2011-10-19 | Double-Walled Fiberglass | Pressurized
10001922 | 1 |  | 2010-10-20 | no | 2010-10-20 | no | Removed from Ground | Gas (Historical Use) | 15000 | Fiberglass Double Walled | 2010-09-24 | Double-Walled Fiberglass | Pressurized
10001922 | 2 |  | 2010-10-20 | no | 2010-10-20 | no | Removed from Ground | Gas (Historical Use) | 15000 | Fiberglass Double Walled | 2010-09-24 | Double-Walled Fiberglass | Pressurized
10001925 | 1 |  | 2010-08-26 | no | 2010-08-26 | no | Currently in Use | Gas (Historical Use) | 20000 | Fiberglass Double Walled | 2010-08-26 | Double-Walled Flex | Pressurized
10001925 | 2A |  | 2010-08-26 | no | 2010-08-26 | no | Currently in Use | E-10 | 12000 | Fiberglass Double Walled | 2010-08-26 | Double-Walled Flex | Pressurized
10001925 | 2B |  | 2010-08-26 | no | 2010-08-26 | no | Currently in Use | Gas (Historical Use) | 8000 | Fiberglass Double Walled | 2010-08-26 | Double-Walled Flex | Pressurized
10001926 | 1 |  | 2010-11-01 | no | 2010-11-01 | no | Currently in Use | Gas (Historical Use) | 15000 | Composite Double Walled | 2010-11-01 | Double-Walled Fiberglass | Pressurized
10001926 | 2A |  | 2010-11-01 | no | 2010-11-01 | no | Currently in Use | Gas (Historical Use) | 5000 | Composite Double Walled | 2010-11-01 | Double-Walled Fiberglass | Pressurized
10001926 | 2B |  | 2010-11-01 | no | 2010-11-01 | no | Currently in Use | Diesel | 5000 | Composite Double Walled | 2010-11-01 | Double-Walled Fiberglass | Pressurized
10001926 | 2C |  | 2010-11-01 | no | 2010-11-01 | no | Currently in Use | Gas (Historical Use) | 5000 | Composite Double Walled | 2010-11-01 | Double-Walled Fiberglass | Pressurized
10001928 | 1 | Flapper Valve | 2010-02-02 | no | 2009-12-01 | no | Currently in Use | Gas (Historical Use) | 20000 | Tank Jacket | 2009-11-01 | Double-Walled Fiberglass | Pressurized
10001928 | 2 | Flapper Valve | 2010-02-02 | no | 2009-12-01 | no | Currently in Use | Diesel | 20000 | Tank Jacket | 2009-11-01 | Double-Walled Fiberglass | Pressurized
10001929 | 1 | Flapper Valve | 2015-08-11 | no | 2015-08-11 | no | Currently in Use | Diesel | 1000 | Composite Double Walled | 2010-12-15 | Fiberglass Reinforced Plastic | Suction (American)
10001933 | 1 |  |  | no |  | no | Removed from Ground | Gas (Historical Use) | 0 | Unknown | 1977-12-31 | Unknown
10001936 | 1 | Flapper Valve | 2004-09-01 | no | 2004-09-01 | no | Currently in Use | Gas (Historical Use) | 2500 | Fiberglass Double Walled | 2004-09-01 | Double-Walled Fiberglass | Safe Suction (Euro)
10001936 | 2 | Flapper Valve | 2004-09-01 | no | 2004-09-01 | no | Currently in Use | Diesel | 2500 | Fiberglass Double Walled | 2004-09-01 | Double-Walled Fiberglass | Safe Suction (Euro)
10001940 | 1 |  |  | no |  | no | Removed from Ground |  | 0 | Unknown
10001941 | 1 | Flapper Valve | 2010-09-01 | no | 2010-09-01 | no | Currently in Use | Regular | 20000 | Fiberglass Double Walled | 2010-08-01 | Double-Walled Flex | Pressurized
10001941 | 2 | Flapper Valve | 2010-09-01 | no | 2010-09-01 | no | Currently in Use | Regular | 20000 | Fiberglass Double Walled | 2010-08-01 | Double-Walled Flex | Pressurized
10001941 | 3A | Flapper Valve | 2010-09-01 | no | 2010-09-01 | no | Currently in Use | Premium | 12000 | Fiberglass Double Walled | 2010-08-01 | Double-Walled Flex | Pressurized
10001941 | 3B | Flapper Valve | 2010-09-01 | no | 2010-09-01 | no | Currently in Use | Diesel | 8000 | Fiberglass Double Walled | 2010-08-01 | Double-Walled Flex | Pressurized
10001943 | 1A |  | 2010-10-01 | no | 2010-10-01 | no | Currently in Use | Gas (Historical Use) | 4000 | Fiberglass Double Walled | 2010-10-01 | Fiberglass Reinforced Plastic | Pressurized
10001943 | 1B |  | 2010-10-01 | no | 2010-10-01 | no | Currently in Use | Diesel | 4000 | Fiberglass Double Walled | 2010-10-01 | Fiberglass Reinforced Plastic | Pressurized
10001943 | 2 |  | 2010-10-01 |  | 2010-10-01 |  | Currently in Use | Gas (Historical Use) | 8000 | Fiberglass Double Walled | 2010-10-01 | Fiberglass Reinforced Plastic | Pressurized
10001944 | 1 | Ball Float | 2010-12-09 | no | 2010-12-09 | no | Currently in Use | Regular | 20000 | Composite Double Walled | 2010-12-09 | Double-Walled Fiberglass | Pressurized
10001944 | 2 | Ball Float | 2010-12-09 | no | 2010-12-09 | no | Currently in Use | Diesel | 12000 | Composite Double Walled | 2010-12-09 | Double-Walled Fiberglass | Pressurized
10001944 | 3 | Ball Float | 2010-12-09 | no | 2010-12-09 | no | Currently in Use | Premium | 12000 | Composite Double Walled | 2010-12-09 | Double-Walled Fiberglass | Pressurized
10001945 | 1 |  |  | no |  | no | Closed in Ground | Diesel | 1000 | Bare Steel | 2010-12-17
10001948 | 1A |  | 2010-09-01 | no | 2010-09-01 | no | Currently in Use | Gas (Historical Use) | 8 | Composite Double Walled | 2010-09-01 | Double-Walled Fiberglass | Pressurized
10001948 | 1B |  | 2010-09-01 | no | 2010-09-01 | no | Currently in Use | Diesel | 4000 | Composite Double Walled | 2010-09-01 | Double-Walled Fiberglass | Pressurized
10001949 | 1 |  |  | no |  | no | Removed from Ground | Gas (Historical Use) | 4000 | Bare Steel | 2011-01-17 | Bare Steel
10001949 | 2 |  |  | no |  | no | Removed from Ground | Gas (Historical Use) | 3000 | Bare Steel | 2011-01-18 | Bare Steel
10001949 | 3 |  |  | no |  | no | Removed from Ground | Gas (Historical Use) | 3000 | Bare Steel | 2011-01-18 | Bare Steel
10001949 | 4 |  |  | no |  | no | Removed from Ground | Gas (Historical Use) | 2000 | Bare Steel | 2011-01-18 | Bare Steel
10001949 | 5 |  |  | no |  | no | Removed from Ground | Used Oil | 500 | Bare Steel | 2011-01-18 | Bare Steel
10001950 | 1 |  | 2010-12-15 | no | 2010-12-15 | no | Currently in Use | Gas (Historical Use) | 20000 | Fiberglass Double Walled | 2010-11-19 | Double-Walled Flex | Pressurized
10001950 | 2A |  | 2010-12-15 | no | 2010-12-15 | no | Currently in Use | Diesel | 10000 | Fiberglass Double Walled | 2010-11-19 | Double-Walled Flex | Pressurized
10001950 | 2B |  | 2010-12-15 | no | 2010-12-15 | no | Currently in Use | Gas (Historical Use) | 8000 | Fiberglass Double Walled | 2010-11-19 | Double-Walled Flex | Pressurized
10001951 | 1 |  |  | no |  | no | Removed from Ground | Gas (Historical Use) | 500 | Unknown | 2010-09-28 | Unknown
10001952 | 1 |  |  | no |  | no | Removed from Ground |  | 0 | Not Marked/Unknown
10001954 | 1 | Flapper Valve | 2010-12-15 | no | 2010-12-15 | no | Currently in Use | E-10 | 20000 | Composite Double Walled | 2010-10-07 | Double-Walled Fiberglass | Pressurized
10001954 | 2 | Flapper Valve | 2010-10-07 | no | 2010-10-07 | no | Currently in Use | Premium | 12000 | Composite Double Walled | 2010-10-07 | Double-Walled Fiberglass | Pressurized
10001955 | 1 |  | 2010-05-25 | no | 2010-05-25 | no | Currently in Use | Gas (Historical Use) | 20000 | Fiberglass Double Walled | 2010-05-14 | Double-Walled Flex | Pressurized
10001955 | 2A |  | 2010-05-25 | no | 2010-05-25 | no | Currently in Use | Diesel | 12000 | Fiberglass Double Walled | 2010-05-14 | Double-Walled Flex | Pressurized
10001955 | 2B |  | 2010-05-25 | no | 2010-05-25 | no | Currently in Use | Gas (Historical Use) | 8000 | Fiberglass Double Walled | 2010-05-14 | Double-Walled Flex | Pressurized
10001956 | 1 |  | 2011-01-01 | no | 2011-01-01 | no | Currently in Use | Gas (Historical Use) | 15000 | Composite Double Walled | 2011-01-01 | Double-Walled Fiberglass | Pressurized
10001956 | 2A |  | 2011-01-01 |  | 2011-01-01 |  | Currently in Use | Gas (Historical Use) | 5000 | Composite Double Walled | 2011-01-01 | Double-Walled Fiberglass | Pressurized
10001956 | 2B |  | 2011-01-01 |  | 2011-01-01 |  | Currently in Use | Gas (Historical Use) | 5000 | Composite Double Walled | 2011-01-01 | Double-Walled Fiberglass | Pressurized
10001956 | 2C |  | 2011-01-01 |  | 2011-01-01 |  | Currently in Use | Diesel | 5000 | Composite Double Walled | 2011-01-01 | Double-Walled Fiberglass | Pressurized
10001962 | 1 | Ball Float | 2010-03-25 | no | 2010-03-25 | no | Currently in Use | Gas (Historical Use) | 4000 | Fiberglass Double Walled | 2010-03-25 | Double-Walled Fiberglass | Pressurized
10001962 | 2 | Ball Float | 2010-03-25 | no | 2010-03-25 | no | Currently in Use | Diesel | 2000 | Fiberglass Double Walled | 2010-03-25 | Double-Walled Fiberglass | Pressurized
10001964 | 1 |  | 2010-12-01 | no | 2010-12-01 | no | Currently in Use | Gas (Historical Use) | 12000 | Composite Double Walled | 2010-12-01 | Double-Walled Fiberglass | Pressurized
10001964 | 2 |  | 2010-12-01 | no | 2010-12-01 | no | Currently in Use | Gas (Historical Use) | 5000 | Composite Double Walled | 2010-12-01 | Double-Walled Fiberglass | Pressurized
10001964 | 3 |  | 2010-12-01 | no | 2010-12-01 | no | Currently in Use | Diesel | 10000 | Composite Double Walled | 2010-12-01 | Double-Walled Fiberglass | Pressurized
10001965 | 1 | Flapper Valve | 2010-11-20 | no | 2010-11-20 | no | Currently in Use | Diesel | 12000 | Composite Double Walled | 2010-11-18 | Double-Walled Flex | Pressurized
10001966 | 1 | Ball Float | 2010-10-26 | no | 2010-10-26 | no | Currently in Use | Regular | 12000 | Composite Double Walled | 2010-10-15 | Double-Walled Fiberglass | Pressurized
10001966 | 2A | Ball Float | 2010-10-26 | no | 2010-10-26 | no | Currently in Use | Premium | 8000 | Composite Double Walled | 2010-10-15 | Double-Walled Fiberglass | Pressurized
10001966 | 2B | Ball Float | 2010-10-26 | no | 2010-10-26 | no | Currently in Use | Diesel | 4000 | Composite Double Walled | 2010-10-15 | Double-Walled Fiberglass | Pressurized
10001971 | 1 |  |  | no |  | no | Removed from Ground | Not Marked/Tank Removed | 500 | Bare Steel | 2006-06-05
10001971 | 2 |  |  | no |  | no | Removed from Ground | Not Marked/Tank Removed | 500 | Bare Steel | 2006-06-05
10001974 | 1 |  |  | no |  | no | Removed from Ground | Not Marked/Tank Removed | 550 | Unknown | 2010-11-04 | Unknown
10001976 | 1A |  | 2011-04-13 | no | 2011-04-13 | no | Currently in Use | Gas (Historical Use) | 4000 | Composite Double Walled | 2011-03-01 | Fiberglass Reinforced Plastic | Safe Suction (Euro)
10001976 | 1B |  | 2011-04-13 | no | 2011-04-13 | no | Currently in Use | Diesel | 4000 | Composite Double Walled | 2011-03-01 | Fiberglass Reinforced Plastic | Safe Suction (Euro)
10001977 | 1 | Ball Float | 2011-01-13 | no | 2011-01-13 | no | Currently in Use | Diesel | 20000 | Fiberglass Double Walled | 2011-01-12 | Double-Walled Fiberglass | Pressurized
10001977 | 2 | Ball Float | 2011-01-13 | no | 2011-01-13 | no | Currently in Use | Diesel | 20000 | Fiberglass Double Walled | 2011-01-12 | Double-Walled Fiberglass | Pressurized
10001977 | 3 | Ball Float | 2011-01-13 | no | 2011-01-13 | no | Currently in Use | Diesel | 20000 | Fiberglass Double Walled | 2011-01-12 | Double-Walled Fiberglass | Pressurized
10001977 | 4 | Ball Float | 2011-01-13 | no | 2011-01-13 | no | Currently in Use | Regular | 20000 | Fiberglass Double Walled | 2011-01-12 |  | Pressurized
10001977 | 5A | Ball Float | 2011-01-13 | no | 2011-01-13 | no | Currently in Use | Gas (Historical Use) | 8000 | Fiberglass Double Walled | 2011-01-12 | Double-Walled Fiberglass | Pressurized
10001977 | 5B | Ball Float | 2011-01-13 | no | 2011-01-13 | no | Currently in Use | Gas (Historical Use) | 12000 | Fiberglass Double Walled | 2011-01-12 | Double-Walled Fiberglass
10001980 | 1 |  | 1976-01-01 | no | 1976-01-01 | no | Removed from Ground | Gas (Historical Use) | 150 | Bare Steel | 1976-01-01 | Bare Steel
10001985 | 1 |  |  | no |  | no | Removed from Ground | Used Oil | 550 | Unknown | 2011-06-06
10001985 | 2 |  |  | no |  | no | Removed from Ground | Used Oil | 550 | Unknown | 2011-06-06
10001987 | 1A | Ball Float | 2011-04-27 | no | 2011-04-27 | no | Currently in Use | E-10 | 10000 | Composite | 2011-04-27 | Double-Walled Fiberglass | Pressurized
10001987 | 1B | Ball Float | 2011-04-27 | no | 2011-04-27 | no | Currently in Use | E-10 | 5000 | Composite | 2011-04-27 | Double-Walled Fiberglass | Pressurized
10001989 | 1 |  |  | no |  | no | Removed from Ground | Used Oil | 550 | Bare Steel | 2010-10-19 | Bare Steel
10001992 | 1 | Ball Float | 2011-03-01 | no | 2011-03-01 | no | Currently in Use | Regular | 12000 | Epoxy Double-Walled | 2011-03-12 | Double-Walled Fiberglass | Pressurized
10001992 | 2 | Ball Float | 2011-03-01 | no | 2011-03-01 | no | Currently in Use | Premium | 8000 | Epoxy Double-Walled | 2011-03-12 | Double-Walled Fiberglass | Pressurized
10001992 | 3 | Ball Float | 2011-03-01 | no | 2011-03-01 | no | Currently in Use | Diesel | 4000 | Epoxy Double-Walled | 2011-03-12 | Double-Walled Fiberglass | Pressurized
10001993 | 1 |  |  | no |  | no | Removed from Ground | Diesel | 980 | Unknown | 2011-04-18 | Unknown
10001996 | 1A | Ball Float | 2011-02-08 | no | 2011-02-08 | no | Currently in Use | Gas (Historical Use) | 10000 | Composite | 2011-02-08 | Double-Walled Fiberglass | Pressurized
10001996 | 1B | Ball Float | 2011-02-08 | no | 2011-02-08 | no | Currently in Use | Gas (Historical Use) | 5000 | Composite | 2011-02-08 | Double-Walled Fiberglass | Pressurized
10001998 | 1 |  | 2011-07-01 | no | 2011-07-28 | no | Currently in Use | Regular | 20000 | Fiberglass Double Walled | 2011-05-01 | Double-Walled Fiberglass | Pressurized
10001998 | 2 |  | 2011-07-01 | no | 2011-07-28 | no | Currently in Use |  | 20000 | Fiberglass Double Walled | 2011-05-01 | Double-Walled Fiberglass | Pressurized
10001998 | 3 |  | 2011-07-01 | no | 2011-07-28 | no | Currently in Use | Premium | 12000 | Fiberglass Double Walled | 2011-05-01 | Double-Walled Fiberglass | Pressurized
10001998 | 4 |  | 2011-07-01 | no | 2011-07-28 | no | Currently in Use | Diesel | 12000 | Fiberglass Double Walled | 2011-05-01 | Double-Walled Fiberglass | Pressurized
10001999 | 1 |  |  | no |  | no | Removed from Ground | Diesel | 350 | Bare Steel | 1970-01-01 | Bare Steel | Safe Suction (Euro)
10002000 | 1 |  | 2011-07-01 | no | 2011-08-11 | no | Currently in Use | Gas (Historical Use) | 20000 | Fiberglass Double Walled | 2011-03-01 | Double-Walled Fiberglass | Pressurized
10002000 | 2 |  | 2011-07-01 | no | 2011-08-11 | no | Currently in Use | Gas (Historical Use) | 20000 | Fiberglass Double Walled | 2011-03-01 | Double-Walled Fiberglass | Pressurized
10002000 | 3 |  | 2011-07-01 | no | 2011-08-11 | no | Currently in Use | Gas (Historical Use) | 12000 | Fiberglass Double Walled | 2011-03-01 | Double-Walled Fiberglass | Pressurized
10002000 | 4 |  | 2011-07-01 | no | 2011-08-11 | no | Currently in Use | Diesel | 12000 | Fiberglass Double Walled | 2011-03-01 | Double-Walled Fiberglass | Pressurized
10002001 | 1 |  |  | no |  | no | Removed from Ground | Diesel | 500 | Bare Steel | 2011-06-15 | Unknown
10002003 | 1 |  |  | no |  | no | Removed from Ground | Gas (Historical Use) | 4000 | Bare Steel | 1941-01-01
10002003 | 2 |  |  | no |  | no | Removed from Ground | Gas (Historical Use) | 2500 | Bare Steel | 1941-01-01
10002003 | 3 |  |  | no |  | no | Removed from Ground | Gas (Historical Use) | 2500 | Bare Steel | 1941-01-01
10002004 | 1 | Ball Float | 2011-06-29 | no | 2011-06-29 | no | Currently in Use | Gas (Historical Use) | 20000 | Composite Double Walled | 2011-06-29 | Double-Walled Fiberglass | Pressurized
10002004 | 2 | Ball Float | 2011-06-29 | no | 2011-06-29 | no | Currently in Use | Diesel | 12000 | Composite Double Walled | 2011-06-29 | Double-Walled Fiberglass | Pressurized
10002004 | 3 | Ball Float | 2011-06-29 | no | 2011-06-29 | no | Currently in Use | Gas (Historical Use) | 12000 | Composite Double Walled | 2011-06-29 | Double-Walled Fiberglass | Pressurized
10002005 | 1 |  | 2011-08-02 | no | 2011-08-02 | no | Currently in Use | Gas (Historical Use) | 12000 | Composite Double Walled | 2011-08-02 | Double-Walled Flex | Pressurized
10002005 | 2A |  | 2011-08-02 | no | 2011-08-02 | no | Currently in Use | Diesel | 5000 | Composite Double Walled | 2011-08-02 | Double-Walled Flex | Pressurized
10002005 | 2B |  | 2011-08-02 | no | 2011-08-02 | no | Currently in Use | Gas (Historical Use) | 5000 | Composite Double Walled | 2011-08-02 | Double-Walled Flex | Pressurized
10002006 | 1 | Ball Float | 2011-03-12 |  | 2011-03-12 |  | Currently in Use | Gas (Historical Use) | 20000 | Fiberglass Double Walled | 2011-03-12 | Double-Walled Flex | Pressurized
10002006 | 2A | Ball Float | 2011-03-12 |  | 2011-03-12 |  | Currently in Use | Diesel | 12000 | Fiberglass Double Walled | 2011-03-12 | Double-Walled Flex | Pressurized
10002006 | 2B | Ball Float | 2011-03-12 |  | 2011-03-12 |  | Currently in Use | Gas (Historical Use) | 8000 | Fiberglass Double Walled | 2011-03-12 | Double-Walled Flex | Pressurized
10002008 | 1 | Ball Float | 2011-07-21 | no | 2011-07-21 | no | Currently in Use | Regular | 20000 | Composite Double Walled | 2011-07-21 | Double-Walled Fiberglass | Pressurized
10002008 | 2 | Ball Float | 2011-07-21 | no | 2011-07-21 | no | Currently in Use | Diesel | 12000 | Composite Double Walled | 2011-07-21 | Double-Walled Fiberglass | Pressurized
10002008 | 3 | Ball Float | 2011-07-21 | no | 2011-07-21 | no | Currently in Use | Premium | 12000 | Composite Double Walled | 2011-07-21 | Double-Walled Fiberglass | Pressurized
10002010 | 1 |  | 2011-06-28 | no | 2011-06-28 | no | Currently in Use | Gas (Historical Use) | 20000 | Fiberglass Double Walled | 2011-05-26 | Double-Walled Flex | Pressurized
10002010 | 2A |  | 2011-06-28 | no | 2011-06-28 | no | Currently in Use | Diesel | 10000 | Fiberglass Double Walled | 2011-05-26 | Double-Walled Flex | Pressurized
10002010 | 2B |  | 2011-06-28 | no | 2011-06-28 | no | Currently in Use | Gas (Historical Use) | 8000 | Fiberglass Double Walled | 2011-05-26 | Double-Walled Flex | Pressurized
10002012 | 1 | Ball Float | 2011-05-05 | no | 2011-05-05 | no | Currently in Use | Gas (Historical Use) | 12000 | Composite Double Walled | 2011-05-05 | Double-Walled Flex | Pressurized
10002012 | 2 | Ball Float | 2011-05-05 | no | 2011-05-05 | no | Currently in Use | Gas (Historical Use) | 4000 | Composite Double Walled | 2011-05-05 | Double-Walled Flex | Pressurized
10002012 | 3 | Ball Float | 2011-05-05 | no | 2011-05-05 | no | Currently in Use | Diesel | 4000 | Composite Double Walled | 2011-05-05 | Double-Walled Flex | Pressurized
10002015 | 1 |  |  | no |  | no | Closed in Ground | Gas (Historical Use) | 550 | Bare Steel | 2011-07-20 | Unknown
10002017 | 1 |  | 2011-09-19 | no | 2011-09-19 | no | Currently in Use | Diesel | 12000 | Fiberglass Double Walled | 2011-09-19 | Double-Walled Flex | Suction (American)
10002019 | 1 |  |  | no |  | no | Removed from Ground | Diesel | 1000 | Bare Steel | 1989-01-01 | Bare Steel
10002023 | 1 |  |  | no |  | no | Removed from Ground | Diesel | 265 | Bare Steel | 2011-08-24 | Unknown
10002026 | E1 | Overfill Alarm | 1990-01-01 | no | 2011-09-13 | no | Temporarily out of use | Aviaion gas/AV Gas | 15000 | Fiberglass | 1990-01-01 | Aboveground | Safe Suction (Euro)
10002027 | 1 |  | 2011-10-01 | no | 2011-10-01 | no | Currently in Use | Gas (Historical Use) | 15000 | Composite Double Walled | 2011-10-01 | Double-Walled Fiberglass | Pressurized
10002027 | 2A |  | 2011-10-01 | no | 2011-10-01 | no | Currently in Use | Gas (Historical Use) | 5000 | Composite Double Walled | 2011-10-01 | Double-Walled Fiberglass | Pressurized
10002027 | 2B |  | 2011-10-01 | no | 2011-10-01 | no | Currently in Use | Gas (Historical Use) | 5000 | Composite Double Walled | 2011-10-01 | Double-Walled Fiberglass | Pressurized
10002027 | 2C |  | 2011-10-01 | no | 2011-10-01 | no | Currently in Use | Diesel | 5000 | Composite Double Walled | 2011-10-01 | Double-Walled Fiberglass | Pressurized
10002029 | 1 | Ball Float | 2011-08-02 | no | 2011-08-02 | no | Currently in Use | Gas (Historical Use) | 10000 | Composite Double Walled | 2011-08-02 | Double-Walled Fiberglass | Pressurized
10002029 | 2 | Ball Float | 2011-08-02 | no | 2011-08-02 | no | Currently in Use | Gas (Historical Use) | 5000 | Composite Double Walled | 2011-08-02 | Double-Walled Fiberglass | Pressurized
10002029 | 3 | Ball Float | 2011-08-02 | no | 2011-08-02 | no | Currently in Use | Diesel | 5000 | Composite Double Walled | 2011-08-02 | Double-Walled Fiberglass | Pressurized
10002030 | 1 |  |  | no |  | no | Removed from Ground | Gas (Historical Use) | 550 | Bare Steel | 2011-08-09 | Bare Steel | Suction (American)
10002033 | 1 | Ball Float | 2011-08-01 | no | 2011-08-01 | no | Currently in Use | Diesel | 12000 | Composite | 2011-08-01 | Double-Walled Fiberglass | Pressurized
10002033 | 2 | Ball Float | 2011-08-01 | yes | 2011-08-01 | yes | Currently in Use | Used Oil | 12000 | Composite | 2011-08-01 | Double-Walled Fiberglass | Pressurized
10002034 | 1 |  |  | no |  | no | Removed from Ground | Not Marked/Tank Removed | 750 | Bare Steel | 2011-09-29 | Unknown
10002036 | 1 | Ball Float | 2011-10-11 | no | 2011-10-11 | no | Currently in Use | Gas (Historical Use) | 20000 | Composite Double Walled | 2011-10-11 | Double-Walled Fiberglass | Pressurized
10002036 | 2 | Ball Float | 2011-10-11 | no | 2011-10-11 | no | Currently in Use | Gas (Historical Use) | 12000 | Composite Double Walled | 2011-10-11 | Double-Walled Fiberglass | Pressurized
10002036 | 3 | Ball Float | 2011-10-11 | no | 2011-10-11 | no | Currently in Use | Diesel | 12000 | Composite Double Walled | 2011-10-11 | Double-Walled Fiberglass | Pressurized
10002037 | 1 |  |  | no |  | no | Removed from Ground | Gas (Historical Use) | 500 | Bare Steel | 2011-09-19 | Bare Steel
10002037 | 2 |  |  | no |  | no | Removed from Ground | Gas (Historical Use) | 500 | Bare Steel | 2011-09-19 | Bare Steel
10002039 | 1 |  | 2015-08-04 | no | 2015-08-04 | no | Currently in Use | Gas (Historical Use) | 20000 | Fiberglass Double Walled | 2011-08-18 | Double-Walled Flex | Pressurized
10002039 | 2 |  | 2015-08-04 | no | 2015-08-04 | no | Currently in Use | Diesel | 10000 | Fiberglass Double Walled | 2011-08-18 | Double-Walled Flex | Pressurized
10002039 | 3 |  | 2015-08-04 | no | 2015-08-04 | no | Currently in Use | Gas (Historical Use) | 8000 | Fiberglass Double Walled | 2011-08-18 | Double-Walled Flex | Pressurized
10002039 | 4 | Ball Float |  | no | 2015-08-04 | no | Currently in Use | Gas (Historical Use) | 10000 | Fiberglass Double Walled | 2015-03-02 | Double-Walled Flex | Pressurized
10002040 | 1 |  |  | no |  | no | Removed from Ground | Not Marked | 1000 | Bare Steel | 2011-10-24 | Bare Steel
10002041 | 1 |  | 1979-01-01 | no | 1979-01-01 | no | Removed from Ground | Diesel | 2000 | Bare Steel | 1979-01-01 | Bare Steel
10002043 | 562129A | Ball Float | 2011-10-01 | no | 2011-10-01 | no | Currently in Use |  | 12000 | Epoxy Double-Walled | 2011-10-01 | Double-Walled Fiberglass | Pressurized
10002043 | 562129B | Ball Float | 2011-10-01 | no | 2011-10-01 | no | Currently in Use | Diesel | 4000 | Epoxy Double-Walled | 2011-10-01 | Double-Walled Fiberglass | Pressurized
10002043 | 562129C | Ball Float | 2011-10-01 | no | 2011-10-01 | no | Currently in Use | Diesel | 4000 | Epoxy Double-Walled | 2011-10-01 | Double-Walled Fiberglass | Pressurized
10002044 | 1 |  |  | no |  | no | Removed from Ground | Used Oil | 600 | Unknown | 2011-11-15 | Unknown
10002044 | 2 |  |  | no |  | no | Removed from Ground | Not Marked/Tank Removed | 10000 | Unknown | 2011-11-15 | Unknown
10002044 | 3 |  |  | no |  | no | Removed from Ground | Not Marked/Tank Removed | 4000 | Unknown | 2011-11-15 | Unknown
10002044 | 4 |  |  | no |  | no | Removed from Ground | Not Marked/Tank Removed | 4000 | Unknown | 2011-11-15 | Unknown
10002044 | 5 |  |  | no |  | no | Removed from Ground | Not Marked/Tank Removed | 4000 | Unknown | 2011-11-15 | Unknown
10002044 | 6 |  |  | no |  | no | Removed from Ground | Not Marked/Tank Removed | 4000 | Unknown | 2011-11-15 | Unknown
10002044 | 7 |  |  | no |  | no | Removed from Ground | Not Marked/Tank Removed | 4000 | Unknown | 2011-11-15 | Unknown
10002044 | 8 |  |  | no |  | no | Removed from Ground | Not Marked/Tank Removed | 4000 | Unknown | 2011-11-15 | Unknown
10002045 | 1 | Ball Float | 2011-12-01 | no | 2011-12-01 | no | Removed from Ground | Gas (Historical Use) | 8000 | Composite Double Walled | 2011-12-01 | Double-Walled Fiberglass | Pressurized
10002045 | 1R |  | 2014-08-22 | no | 2014-08-22 | no | Currently in Use | Gas (Historical Use) | 8000 | Composite Double Walled | 2014-08-22 | Double-Walled Fiberglass | Pressurized
10002045 | 2 | Ball Float | 2011-12-01 |  | 2011-12-01 |  | Removed from Ground | Diesel | 4000 | Composite Double Walled | 2011-12-01 | Double-Walled Fiberglass | Pressurized
10002045 | 2R |  | 2014-08-22 | no | 2014-08-22 | no | Currently in Use | Diesel | 4000 | Composite Double Walled | 2014-08-22 | Double-Walled Fiberglass | Pressurized
10002046 | 1 |  | 2011-10-27 | no | 2011-10-27 | no | Currently in Use | Gas (Historical Use) | 20000 | Fiberglass Double Walled | 2011-09-23 | Double-Walled Flex | Pressurized
10002046 | 2A |  | 2011-10-27 | no | 2011-10-27 | no | Currently in Use | Gas (Historical Use) | 8000 | Fiberglass Double Walled | 2011-09-23 | Double-Walled Flex | Pressurized
10002046 | 2B |  | 2011-10-27 | no | 2011-10-27 | no | Currently in Use | Diesel | 10000 | Fiberglass Double Walled | 2011-09-23 | Double-Walled Flex | Pressurized
10002050 | 1 | Ball Float | 2011-12-01 | no | 2011-12-01 | no | Currently in Use | Gas (Historical Use) | 12000 | Epoxy Double-Walled | 2011-11-01 | Double-Walled Flex | Pressurized
10002050 | 2 | Ball Float | 2011-12-01 | no | 2011-12-01 | no | Currently in Use | Gas (Historical Use) | 8000 | Epoxy Double-Walled | 2011-11-01 | Double-Walled Flex | Pressurized
10002050 | 3 | Ball Float | 2011-12-01 | no | 2011-12-01 | no | Currently in Use | Diesel | 8000 | Epoxy Double-Walled | 2011-11-01 | Double-Walled Flex | Pressurized
10002051 | 1 |  | 2011-07-28 | no | 2011-07-28 | no | Currently in Use | Gas (Historical Use) | 15000 | Tank Jacket | 2011-07-28 | Double-Walled Fiberglass | Pressurized
10002051 | 2 |  | 2011-07-28 | no | 2011-07-28 | no | Currently in Use | Gas (Historical Use) | 10000 | Tank Jacket | 2011-07-28 | Double-Walled Fiberglass | Pressurized
10002051 | 3 |  | 2011-07-28 | no | 2011-07-28 | no | Currently in Use | Diesel | 5000 | Tank Jacket | 2011-07-28 | Double-Walled Fiberglass | Pressurized
10002052 | 1A | Ball Float | 2011-10-10 | no | 2011-10-10 | no | Currently in Use | Regular | 12000 | Composite Double Walled | 2011-10-10 | Double-Walled Fiberglass | Pressurized
10002052 | 1B | Ball Float | 2011-10-10 | no | 2011-10-10 | no | Currently in Use | Premium | 8000 | Composite Double Walled | 2011-10-10 | Double-Walled Fiberglass | Pressurized
10002052 | 2A | Ball Float | 2011-10-10 | no | 2011-10-10 | no | Currently in Use | Diesel On Road | 6000 | Composite Double Walled | 2011-10-10 | Double-Walled Fiberglass | Pressurized
10002052 | 2B | Ball Float | 2011-10-10 | no | 2011-10-10 | no | Currently in Use | Diesel Off Road | 3000 | Composite Double Walled | 2011-10-10 | Double-Walled Fiberglass | Pressurized
10002052 | 2C |  | 2011-10-10 | no | 2011-10-10 | no | Currently in Use | E-0 | 3000 | Composite Double Walled | 2011-10-10 | Double-Walled Fiberglass | Pressurized
10002057 | 1 |  |  | no |  | no | Removed from Ground | Gas (Historical Use) | 237 | Bare Steel | 2011-12-08
10002062 | 1 |  | 2011-12-30 | no | 2011-12-30 | no | Currently in Use | Gas (Historical Use) | 20000 | Fiberglass Double Walled | 2011-11-03 | Double-Walled Flex | Pressurized
10002062 | 2A |  | 2011-12-30 | no | 2011-12-30 | no | Currently in Use | Diesel | 10000 | Fiberglass Double Walled | 2011-11-03 | Double-Walled Flex | Pressurized
10002062 | 2B |  | 2011-12-30 | no | 2011-12-30 | no | Currently in Use | Gas (Historical Use) | 8000 | Fiberglass Double Walled | 2011-11-03 | Double-Walled Flex | Pressurized
10002063 | 1 |  | 2011-10-06 | no | 2011-10-06 | no | Currently in Use | Gas (Historical Use) | 15000 | Tank Jacket Double Walled | 2011-10-06 | Double-Walled Fiberglass | Pressurized
10002063 | 2 |  | 2011-10-06 | no | 2011-10-06 | no | Currently in Use | Gas (Historical Use) | 5000 | Tank Jacket Double Walled | 2011-10-06 | Double-Walled Fiberglass | Pressurized
10002063 | 3 |  | 2011-10-06 | no | 2011-10-06 | no | Currently in Use | Diesel | 5000 | Tank Jacket Double Walled | 2011-10-06 | Double-Walled Fiberglass | Pressurized
10002068 | 1 |  | 2011-12-01 | no | 2011-12-01 | no | Currently in Use | Regular | 20000 | Fiberglass Double Walled | 2011-12-01 | Double-Walled Fiberglass | Pressurized
10002068 | 2 |  | 2011-12-01 | no | 2011-12-01 | no | Currently in Use | Premium | 20000 | Fiberglass Double Walled | 2011-10-30 | Double-Walled Fiberglass | Pressurized
10002068 | 3 |  | 2011-12-01 | no | 2011-12-01 | no | Currently in Use | Plus | 12000 | Fiberglass Double Walled | 2011-10-30 | Double-Walled Fiberglass | Pressurized
10002068 | 4 |  | 2011-12-01 | no | 2011-12-01 | no | Currently in Use | Diesel | 12000 | Fiberglass Double Walled | 2011-10-30 | Fiberglass Reinforced Plastic | Pressurized
10002069 | 1 |  |  | no |  | no | Currently in Use | Diesel | 1000 | Fiberglass Double Walled | 2011-06-08 | Bare Steel
10002070 | 1 |  |  | no |  | no | Removed from Ground | Not Marked/Tank Removed | 2000 | Bare Steel | 2012-03-07 | Unknown
10002070 | 2 |  |  | no |  | no | Removed from Ground | Not Marked/Tank Removed | 2000 | Bare Steel | 2012-03-07 | Unknown
10002070 | 3 |  |  | no | 2012-01-18 | no | Temporarily out of use | Not Marked/Tank Removed | 2000 | Bare Steel | 2012-03-07 | Unknown
10002070 | 4 | Overfill Alarm | 2012-01-18 | no | 2012-01-18 | no | Currently in Use | Regular | 20000 | Composite Double Walled | 2012-01-18 | Double-Walled Fiberglass | Pressurized
10002070 | 5 | Overfill Alarm | 2012-01-18 | no | 2012-01-18 | no | Currently in Use | Premium | 12000 | Composite Double Walled | 2012-01-18 | Double-Walled Fiberglass | Pressurized
10002070 | 6 | Ball Float | 2012-01-18 | no | 2012-01-18 | no | Currently in Use | Diesel | 12000 | Composite Double Walled | 2012-01-18 | Double-Walled Fiberglass | Pressurized
10002071 | 1 | Ball Float | 2011-12-05 | no | 2011-12-05 | no | Currently in Use | Gas (Historical Use) | 20000 | Composite Double Walled | 2011-12-05 | Double-Walled Fiberglass | Pressurized
10002071 | 2 | Ball Float | 2011-12-05 | no | 2011-12-05 | no | Currently in Use | Gas (Historical Use) | 12000 | Composite Double Walled | 2011-12-05 | Double-Walled Fiberglass | Pressurized
10002071 | 3 | Ball Float | 2011-12-05 | no | 2011-12-05 | no | Currently in Use | Diesel | 12000 | Composite Double Walled | 2011-12-05 | Double-Walled Fiberglass | Pressurized
10002073 | 1 |  | 2012-02-12 | no | 2012-02-12 | no | Currently in Use | Gas (Historical Use) | 12000 | Composite Double Walled | 2012-02-01 | Double-Walled Fiberglass | Pressurized
10002073 | 2A |  | 2012-02-01 | no | 2012-02-01 | no | Currently in Use | Gas (Historical Use) | 3000 | Composite Double Walled | 2012-02-01 | Double-Walled Fiberglass | Pressurized
10002073 | 2B |  | 2012-02-01 | no | 2012-02-01 | no | Currently in Use | Diesel | 3000 | Composite Double Walled | 2012-02-01 | Double-Walled Fiberglass | Pressurized
10002077 | 1 |  | 2012-02-01 | no | 2012-02-01 | no | Currently in Use | Diesel | 12000 | Composite | 2012-02-01 | Double-Walled Fiberglass | Pressurized
10002078 | 1 |  |  | no |  | no | Removed from Ground | Gas (Historical Use) | 0 | Unknown |  | Unknown
10002078 | 2 |  |  | no |  | no | Removed from Ground | Gas (Historical Use) | 0 | Unknown |  | Unknown
10002078 | 3 |  |  | no |  | no | Removed from Ground | Not Marked/Tank Removed | 4000 | Unknown | 2015-02-25 | Unknown
10002078 | 4 |  |  | no |  | no | Removed from Ground | Not Marked/Tank Removed | 1250 | Unknown | 2015-02-25 | Unknown
10002080 | 1 |  | 2011-11-01 | no | 2011-09-01 | no | Currently in Use | Diesel | 6000 | Fiberglass Double Walled | 2011-09-01 | Double-Walled Flex | Suction (American)
10002083 | 1 | Ball Float | 2012-03-01 | no | 2012-03-01 | no | Currently in Use | Gas (Historical Use) | 8000 | Composite Double Walled | 2012-03-01 | Double-Walled Fiberglass | Pressurized
10002083 | 2 | Ball Float | 2012-03-01 |  | 2012-03-01 |  | Currently in Use | Gas (Historical Use) | 4000 | Composite Double Walled | 2012-03-01 | Double-Walled Fiberglass | Pressurized
10002083 | 3 | Ball Float | 2012-03-01 |  | 2012-03-01 |  | Currently in Use | Diesel | 4000 | Composite Double Walled | 2012-03-01 | Double-Walled Fiberglass | Pressurized
10002084 | 1 |  | 2012-01-31 | no | 2012-01-31 | no | Currently in Use | Gas (Historical Use) | 15000 | Composite Double Walled | 2012-01-31 | Double-Walled Flex | Pressurized
10002084 | 2 |  | 2012-01-31 | no | 2012-01-31 | no | Currently in Use | Gas (Historical Use) | 15000 | Composite Double Walled | 2012-01-31 | Double-Walled Flex | Pressurized
10002084 | 3 |  | 2012-01-31 | no | 2012-01-31 | no | Currently in Use | Gas (Historical Use) | 8000 | Composite Double Walled | 2012-01-31 | Double-Walled Flex | Pressurized
10002084 | 4 |  | 2012-01-31 | no | 2012-01-31 | no | Currently in Use | Diesel | 8000 | Composite Double Walled | 2012-01-31 | Double-Walled Flex | Pressurized
10002087 | 1 | Flapper Valve | 2012-04-01 | no |  | no | Currently in Use | Gas (Historical Use) | 20000 | Fiberglass Double Walled | 2011-10-01 | Double-Walled Fiberglass | Pressurized
10002087 | 2 | Flapper Valve | 2012-04-01 | no |  | no | Currently in Use | Gas (Historical Use) | 20000 | Fiberglass Double Walled | 2011-10-01 | Double-Walled Fiberglass | Pressurized
10002087 | 3 | Flapper Valve | 2012-04-01 | no |  | no | Currently in Use | Gas (Historical Use) | 12000 | Fiberglass Double Walled | 2011-10-01 | Double-Walled Fiberglass | Pressurized
10002087 | 4 | Flapper Valve | 2012-04-01 | no |  | no | Currently in Use | Diesel | 12000 | Fiberglass Double Walled | 2011-10-01 | Double-Walled Fiberglass | Pressurized
10002090 | 1 |  |  | no |  | no | Removed from Ground | Gas (Historical Use) | 3000 | Bare Steel | 2012-02-21 | Bare Steel
10002090 | 2 |  |  | no |  | no | Removed from Ground | Gas (Historical Use) | 4000 | Bare Steel | 2012-02-21 | Bare Steel
10002090 | 3 |  |  | no |  | no | Removed from Ground |  | 3000 | Bare Steel | 2012-02-22 | Bare Steel
10002091 | 1A | Ball Float | 2012-02-16 | no |  | no | Currently in Use | E-10 | 10000 | Composite Double Walled | 2012-02-15 | Double-Walled Fiberglass | Pressurized
10002091 | 1B | Ball Float | 2012-02-16 | no |  | no | Currently in Use | Plus | 5000 | Composite Double Walled | 2012-02-15 | Double-Walled Fiberglass | Pressurized
10002091 | 1C | Ball Float | 2012-02-16 | no |  | no | Currently in Use | Diesel | 5000 | Composite Double Walled | 2012-02-15 | Double-Walled Fiberglass | Pressurized
10002092 | 1 |  |  | no |  | no | Removed from Ground | Gas (Historical Use) | 1000 | Unknown
10002093 | 1 | Flapper Valve | 2007-01-25 | no | 2007-01-25 | no | Currently in Use | Diesel | 3333 | Composite Double Walled | 2007-01-25 | Double-Walled Fiberglass | Safe Suction (Euro)
10002093 | 2 | Flapper Valve | 2007-01-25 | no | 2007-01-25 | no | Currently in Use | Gas (Historical Use) | 3333 | Composite Double Walled | 2007-01-25 | Double-Walled Fiberglass | Safe Suction (Euro)
10002093 | 3 | Flapper Valve | 2007-01-25 | no | 2007-01-25 | no | Currently in Use | E-10 | 3333 | Composite Double Walled | 2007-01-25 | Double-Walled Fiberglass | Safe Suction (Euro)
10002094 | 1A | Flapper Valve | 1995-11-01 | no | 1995-11-01 | no | Currently in Use | E-10 | 4000 | Tank Jacket | 1995-11-01 | Double-Walled Flex | Pressurized
10002094 | 1B | Flapper Valve | 1995-11-01 | no | 1995-11-01 | no | Currently in Use | Diesel | 8000 | Tank Jacket | 1995-11-01 | Double-Walled Flex | Pressurized
10002095 | 1 |  | 2012-01-01 | no | 2012-01-01 | no | Currently in Use | Diesel | 12000 | Tank Jacket Double Walled | 2012-01-27 | Steel/FG Secondary containment | Safe Suction (Euro)
10002095 | 2 |  | 2012-01-01 | no | 2012-01-01 | no | Currently in Use | Diesel | 8000 | Tank Jacket Double Walled | 2012-01-27 | Steel/FG Secondary containment | Safe Suction (Euro)
10002096 | 1 |  |  | no |  | no | Removed from Ground | Gas (Historical Use) | 560 | Bare Steel | 2004-12-29
10002097 | 1 |  | 2012-03-01 | no | 2012-03-01 | no | Currently in Use | Gas (Historical Use) | 12000 | Composite Double Walled | 2012-02-29 | Double-Walled Fiberglass
10002097 | 2 |  | 2012-03-01 |  | 2012-03-01 |  | Currently in Use | Gas (Historical Use) | 4000 | Composite Double Walled | 2012-02-29 | Double-Walled Fiberglass
10002097 | 3 |  | 2012-03-01 |  | 2012-03-01 |  | Currently in Use | Gas (Historical Use) | 8000 | Composite Double Walled | 2012-02-29 | Double-Walled Fiberglass
10002097 | 4 |  | 2012-03-01 |  | 2012-03-01 |  | Currently in Use | Diesel | 10000 | Composite Double Walled | 2012-02-29 | Double-Walled Fiberglass
10002098 | 1A |  | 2012-02-15 | no | 2012-02-15 | no | Currently in Use | Gas (Historical Use) | 12000 | Fiberglass Double Walled | 2012-02-15 | Double-Walled Fiberglass | Pressurized
10002098 | 1B |  | 2012-02-15 | no | 2012-02-15 | no | Currently in Use | Diesel | 8000 | Fiberglass Double Walled | 2012-02-15 | Double-Walled Fiberglass | Pressurized
10002098 | 2 |  | 2012-02-15 | no | 2012-02-15 | no | Currently in Use | Gas (Historical Use) | 20000 | Fiberglass Double Walled | 2012-02-15 | Double-Walled Fiberglass | Pressurized
10002100 | 1 |  |  | no |  | no | Removed from Ground | Gas (Historical Use) | 4000 | Bare Steel | 1975-01-01
10002100 | 2 |  |  | no |  | no | Removed from Ground | Gas (Historical Use) | 3000 | Bare Steel | 1975-01-01
10002100 | 3 |  |  | no |  | no | Removed from Ground | Gas (Historical Use) | 3000 | Bare Steel | 1975-01-01
10002100 | 4 |  |  | no |  | no | Removed from Ground | Gas (Historical Use) | 3000 | Bare Steel | 1975-01-01
10002102 | 1 |  |  | no |  | no | Removed from Ground | Gas (Historical Use) | 0 | Not Marked/Unknown | 1992-01-01
10002102 | 2 |  |  | no |  | no | Removed from Ground | Gas (Historical Use) | 0 | Not Marked/Unknown | 1992-01-01 | Not Marked
10002102 | 3 |  |  | no |  | no | Removed from Ground | Gas (Historical Use) | 0 | Not Marked/Unknown | 1992-01-01 | Not Marked
10002102 | 4 |  |  | no |  | no | Removed from Ground | Gas (Historical Use) | 0 | Not Marked/Unknown | 1992-01-01 | Not Marked
10002102 | 5 |  |  | no |  | no | Removed from Ground |  | 0 | Not Marked/Unknown | 1992-01-01 | Not Marked
10002102 | 6 |  |  | no |  | no | Removed from Ground |  | 0 | Not Marked/Unknown | 1992-01-01 | Not Marked
10002102 | 7 |  |  | no |  | no | Removed from Ground |  | 0 | Not Marked/Unknown | 2012-05-17 | Not Marked
10002104 | 1A | Flapper Valve | 1996-08-20 | no | 1996-08-20 | no | Currently in Use | Diesel | 4000 | Composite | 1996-08-01 | Fiberglass Reinforced Plastic | Safe Suction (Euro)
10002104 | 1B | Flapper Valve | 1996-08-20 | no | 1996-08-20 | no | Currently in Use | Regular | 8000 | Composite | 1996-08-01 | Fiberglass Reinforced Plastic | Safe Suction (Euro)
10002107 | 1 | Ball Float | 2011-11-01 | no | 2011-11-01 | no | Currently in Use | Regular | 12000 | Epoxy Double-Walled | 2011-11-01 | Double-Walled Fiberglass | Pressurized
10002107 | 2 | Ball Float | 2011-11-01 | no | 2011-11-01 | no | Currently in Use | Premium | 4000 | Epoxy Double-Walled | 2011-11-01 | Double-Walled Fiberglass | Pressurized
10002107 | 3 | Ball Float | 2011-11-01 | no | 2011-11-01 | no | Currently in Use | Diesel | 4000 | Epoxy Double-Walled | 2011-11-01 | Double-Walled Fiberglass | Pressurized
10002108 | 1 |  |  | no |  | no | Removed from Ground | Gas (Historical Use) | 500 | Bare Steel | 2012-02-27 | Galvanized Steel
10002108 | 2 |  |  | no |  | no | Removed from Ground | Gas (Historical Use) | 500 | Bare Steel | 2012-02-27 | Galvanized Steel
10002111 | 1 |  | 2012-01-12 | no | 2012-01-12 | no | Currently in Use | Gas (Historical Use) | 15000 | Epoxy Double-Walled | 2011-11-16 | Double-Walled Fiberglass | Pressurized
10002112 | 1 |  |  | no |  | no | Removed from Ground | Gas (Historical Use) | 6000 | Bare Steel | 1955-01-01 | Bare Steel
10002112 | 2 |  |  | no |  | no | Removed from Ground | Gas (Historical Use) | 6000 | Bare Steel | 1955-01-01 | Bare Steel
10002112 | 3 |  |  | no |  | no | Removed from Ground | Used Oil | 550 | Bare Steel | 1955-01-01 | Bare Steel
10002113 | 1 |  |  | no |  | no | Removed from Ground | Gas (Historical Use) | 750 | Bare Steel | 1920-01-01 | Bare Steel
10002113 | 2 |  |  | no |  | no | Removed from Ground |  | 750 | Bare Steel | 1920-01-01 | Bare Steel
10002114 | 1 | Ball Float | 2012-06-04 | no | 2012-06-04 | no | Currently in Use | Gas (Historical Use) | 20000 | Composite Double Walled | 2012-06-04 | Double-Walled Fiberglass | Pressurized
10002114 | 2 | Ball Float | 2012-06-04 | no | 2012-06-04 | no | Currently in Use | Gas (Historical Use) | 12000 | Composite Double Walled | 2012-06-04 | Double-Walled Fiberglass | Pressurized
10002114 | 3 | Ball Float | 2012-06-04 | no | 2012-06-04 | no | Currently in Use | Diesel | 12000 | Composite Double Walled | 2012-06-04 | Double-Walled Fiberglass | Pressurized
10002120 | 1 |  |  | no |  | no | Removed from Ground | Gas (Historical Use) | 0 | Unknown | 1976-01-01 | Unknown
10002120 | 2 |  |  | no |  | no | Removed from Ground | Gas (Historical Use) | 0 | Unknown | 1976-01-01 | Unknown
10002121 | 1 | Ball Float | 2012-04-01 | no | 2012-04-01 | no | Currently in Use | Regular | 12000 | Tank Jacket | 2012-04-01 | Double-Walled Fiberglass | Pressurized
10002121 | 2 | Ball Float | 2012-04-01 | no | 2012-04-01 | no | Currently in Use | Premium | 6000 | Tank Jacket | 2012-04-01 | Double-Walled Fiberglass | Pressurized
10002121 | 3 | Ball Float | 2012-04-01 | no | 2012-04-01 | no | Currently in Use | Diesel | 4000 | Tank Jacket | 2012-04-01 | Double-Walled Fiberglass | Pressurized
10002124 | 1 |  | 2012-08-15 | no | 2012-08-15 | no | Currently in Use | Gas (Historical Use) | 20000 | Fiberglass Double Walled | 2012-07-11 | Double Walled | Pressurized
10002124 | 2A |  | 2012-08-15 | no | 2012-08-15 | no | Currently in Use | Diesel | 12000 | Fiberglass Double Walled | 2012-07-11 | Double Walled | Pressurized
10002124 | 2B |  | 2012-08-15 | no | 2012-08-15 | no | Currently in Use | Gas (Historical Use) | 8000 | Fiberglass Double Walled | 2012-07-11 | Double Walled | Pressurized
10002126 | 1 |  |  | no |  | no | Removed from Ground | Gas (Historical Use) | 0 | Bare Steel | 1981-01-01
10002126 | 2 |  |  | no |  | no | Removed from Ground | Gas (Historical Use) | 0 | Bare Steel | 1981-01-01
10002130 | 1 |  |  | no |  | no | Closed in Ground | Gas (Historical Use) | 4000 | Bare Steel | 1947-01-01 | Galvanized Steel
10002130 | 2 |  |  | no |  | no | Closed in Ground | Gas (Historical Use) | 4000 | Bare Steel | 1947-01-01 | Galvanized Steel
10002130 | 3 |  |  | no |  | no | Closed in Ground | Gas (Historical Use) | 2000 | Bare Steel | 1947-01-01 | Galvanized Steel
10002130 | 4 |  |  | no |  | no | Closed in Ground | Diesel | 2000 | Bare Steel | 1947-01-01 | Galvanized Steel
10002130 | 5 |  |  | no |  | no | Closed in Ground | Used Oil | 550 | Bare Steel | 1947-01-01 | Galvanized Steel
10002130 | 6 |  |  | no |  | no | Closed in Ground | Used Oil | 250 | Bare Steel | 1947-01-01 | Galvanized Steel
10002132 | 1 |  | 2012-06-13 | no | 2013-08-07 | no | Currently in Use | Gas (Historical Use) | 20000 | Fiberglass Double Walled | 2012-05-04 | Double-Walled Flex | Pressurized
10002132 | 2A |  | 2012-06-13 | no | 2013-08-07 | no | Currently in Use | Diesel | 10000 | Fiberglass Double Walled | 2012-05-04 | Double-Walled Flex | Pressurized
10002132 | 2B |  | 2012-06-13 | no | 2013-08-07 | no | Currently in Use | Gas (Historical Use) | 8000 | Fiberglass Double Walled | 2012-05-04 | Double-Walled Flex | Pressurized
10002133 | 1 |  |  | no |  | no | Removed from Ground | Gas (Historical Use) | 2155 | Bare Steel | 1960-01-01 | Bare Steel
10002133 | 2 |  |  | no |  | no | Removed from Ground | Gas (Historical Use) | 2155 | Bare Steel | 1960-01-01 | Bare Steel
10002133 | 3 |  |  | no |  | no | Removed from Ground | Gas (Historical Use) | 2155 | Bare Steel | 1960-01-01 | Bare Steel
10002133 | 4 |  |  | no |  | no | Removed from Ground |  | 6000 | Unknown
10002133 | 5 |  |  | no |  | no | Removed from Ground |  | 550 | Unknown
10002135 | 1 |  | 2012-08-01 | no | 2012-08-01 | no | Currently in Use | Gas (Historical Use) | 20000 | Composite Double Walled | 2012-08-01 | Double-Walled Fiberglass | Pressurized
10002135 | 2A |  | 2012-08-12 | no | 2012-08-12 | no | Currently in Use | Gas (Historical Use) | 5000 | Composite Double Walled | 2012-08-12 | Double-Walled Fiberglass | Pressurized
10002135 | 2B |  | 2012-08-12 | no | 2012-08-12 | no | Currently in Use | Diesel | 5000 | Composite Double Walled | 2012-08-12
10002135 | 2C |  | 2012-08-12 | no | 2012-08-12 | no | Currently in Use | Not Marked | 5000 | Composite Double Walled | 2012-08-12
10002138 | 1 |  |  | no |  | no | Removed from Ground | Diesel | 8000 | Unknown | 2012-08-23 | Unknown
10002139 | 1 |  |  | no |  | no | Removed from Ground | Not Marked/Tank Removed | 500 | Unknown |  | Unknown
10002140 | 1 |  |  | no |  | no | Removed from Ground | Used Oil | 3000 | Unknown | 1992-01-01 | Unknown
10002144 | 1 | Ball Float | 2012-09-01 | no | 2012-09-01 | no | Currently in Use | E-10 | 10000 | Tank Jacket | 2012-09-01 | Double-Walled Fiberglass | Pressurized
10002144 | 2 | Ball Float | 2012-09-01 | no | 2012-09-01 | no | Currently in Use | Diesel | 5000 | Tank Jacket | 2012-09-01 | Double-Walled Fiberglass | Pressurized
10002146 | 1A | Ball Float | 2012-02-13 | no | 2012-02-13 | no | Currently in Use | Regular | 12000 | Epoxy Double-Walled | 2012-02-13 | Double-Walled Fiberglass | Pressurized
10002146 | 1B | Ball Float | 2012-02-13 | no | 2012-02-13 | no | Currently in Use | Premium | 6000 | Epoxy Double-Walled | 2012-02-13 | Double-Walled Fiberglass | Pressurized
10002146 | 1C | Ball Float | 2012-02-13 | no | 2012-02-13 | no | Currently in Use | Diesel | 4000 | Epoxy Double-Walled | 2012-02-13 | Double-Walled Fiberglass | Pressurized
10002147 | 1 |  |  | no |  | no | Removed from Ground | Diesel | 2000 | Unknown | 2000-01-01 | Unknown
10002148 | 1 |  | 2012-08-21 | no | 2012-08-21 | no | Currently in Use | Gas (Historical Use) | 15000 | Composite Double Walled | 2012-08-21 | Double-Walled Flex | Pressurized
10002148 | 2 |  | 2012-08-21 | no | 2012-08-21 | no | Currently in Use | Gas (Historical Use) | 15000 | Composite Double Walled | 2012-08-21 | Double-Walled Flex | Pressurized
10002148 | 3 |  | 2012-08-21 | no | 2012-08-21 | no | Currently in Use | Gas (Historical Use) | 8000 | Composite Double Walled | 2012-08-21 | Double-Walled Flex | Pressurized
10002148 | 4 |  | 2012-08-21 | no | 2012-08-21 | no | Currently in Use | Diesel | 8000 | Composite Double Walled | 2012-08-21 | Double-Walled Flex | Pressurized
10002149 | 1 |  | 2011-08-01 | no | 2011-08-01 | no | Currently in Use | Diesel | 30000 | Composite Double Walled | 2011-08-01 | Double-Walled Fiberglass | Pressurized
10002149 | 2 |  | 2016-06-29 | no | 2016-06-29 | no | Currently in Use | Diesel | 30000 | Composite Double Walled | 2016-06-29 | Aboveground | Pressurized
10002153 | 1 | Ball Float | 2012-10-15 | no | 2012-10-15 | no | Currently in Use | Gas (Historical Use) | 20000 | Composite Double Walled | 2012-10-15 | Double-Walled Fiberglass | Pressurized
10002153 | 2 | Ball Float | 2012-10-15 | no | 2012-10-15 | no | Currently in Use | Gas (Historical Use) | 12000 | Composite Double Walled | 2012-10-15 | Double-Walled Fiberglass | Pressurized
10002153 | 3 | Ball Float | 2012-10-15 | no | 2012-10-15 | no | Currently in Use | Diesel | 12000 | Composite Double Walled | 2012-10-15 | Double-Walled Fiberglass | Pressurized
10002158 | 1 |  | 2012-10-20 | no | 2012-10-20 | no | Currently in Use | Gas (Historical Use) | 20000 | Composite Double Walled | 2012-10-20 | Double-Walled Fiberglass | Pressurized
10002158 | 2A |  | 2012-10-20 | no | 2012-10-20 | no | Currently in Use | Gas (Historical Use) | 5000 | Composite Double Walled | 2012-10-20 | Double-Walled Fiberglass | Pressurized
10002158 | 2B |  | 2012-10-20 | no | 2012-10-20 | no | Currently in Use | Gas (Historical Use) | 5000 | Composite Double Walled | 2012-10-20 | Double-Walled Fiberglass | Pressurized
10002158 | 2C |  | 2012-10-20 | no | 2012-10-20 | no | Currently in Use | Diesel | 5000 | Composite Double Walled | 2012-10-20 | Double-Walled Fiberglass | Pressurized
10002160 | 1 |  | 2010-11-01 | no | 2011-01-01 | no | Currently in Use | Gas (Historical Use) | 12000 | Tank Jacket | 2010-11-01 | Fiberglass Reinforced Plastic | Pressurized
10002160 | 2 |  | 2010-11-01 | no | 2011-01-01 | no | Currently in Use | Gas (Historical Use) | 4000 | Tank Jacket | 2010-11-01 | Fiberglass Reinforced Plastic | Pressurized
10002160 | 3 |  | 2010-11-01 | no |  | no | Currently in Use | Diesel | 4000 | Tank Jacket | 2010-11-01 | Fiberglass Reinforced Plastic | Pressurized
10002160 | 4 |  | 2010-11-01 | no |  | no | Currently in Use | E-85 | 4000 | Tank Jacket | 2010-11-01 | Fiberglass Reinforced Plastic | Pressurized
10002161 | 1 | Ball Float | 2012-09-21 | no | 2012-09-21 | no | Currently in Use | Gas (Historical Use) | 20000 | Fiberglass | 2012-08-30 | Double-Walled Flex | Pressurized
10002161 | 2A | Ball Float | 2012-09-21 | no | 2012-09-21 | no | Currently in Use | Diesel | 10000 | Fiberglass | 2012-08-30 | Double-Walled Flex | Pressurized
10002161 | 2B | Ball Float | 2012-09-21 | no | 2012-09-21 | no | Currently in Use | Gas (Historical Use) | 8000 | Fiberglass | 2012-08-30 | Double-Walled Flex | Pressurized
10002164 | 1 |  |  | no |  | no | Removed from Ground | Not Marked/Tank Removed | 1000 | Bare Steel | 2012-11-09
10002164 | 2 |  |  | no |  | no | Removed from Ground | Empty | 1000 | Bare Steel | 2013-03-19 | Bare Steel
10002165 | 1 |  |  | no |  | no | Removed from Ground | Used Oil | 1000 | Galvanic (STIP-3) | 1984-01-01 | Galvanized Steel
10002166 | 1 | Overfill Alarm | 2012-04-17 | no | 2012-04-17 | no | Currently in Use | Regular | 20000 | Fiberglass Double Walled | 2012-04-17 | Fiberglass Reinforced Plastic | Pressurized
10002166 | 2 | Overfill Alarm | 2012-04-17 | no | 2012-04-17 | no | Currently in Use | Regular | 20000 | Fiberglass Double Walled | 2012-04-17 | Double-Walled Fiberglass | Pressurized
10002166 | 3 | Overfill Alarm | 2012-04-17 | no | 2012-04-17 | no | Currently in Use | Premium | 12000 | Fiberglass Double Walled | 2012-04-17 | Double-Walled Fiberglass | Pressurized
10002166 | 4 | Overfill Alarm | 2012-04-17 | no | 2012-04-17 | no | Currently in Use | Diesel | 12000 | Fiberglass Double Walled | 2012-04-17 | Double-Walled Fiberglass | Pressurized
10002168 | 1 |  | 2011-12-01 | no | 2011-12-01 | no | Currently in Use | Gas (Historical Use) | 12000 | Tank Jacket | 2011-12-14 | Double-Walled Fiberglass | Pressurized
10002168 | 2 |  | 2012-12-01 | no | 2012-12-14 | no | Currently in Use | Gas (Historical Use) | 6000 | Tank Jacket | 2012-12-14 | Double-Walled Fiberglass | Pressurized
10002168 | 3 |  | 2011-12-01 | no | 2011-12-01 | no | Currently in Use | Diesel | 5000 | Tank Jacket | 2011-12-01 | Double-Walled Fiberglass | Pressurized
10002168 | 4 |  | 2011-12-01 | no | 2011-12-01 | no | Currently in Use | E-85 | 4000 | Tank Jacket | 2011-12-14 | Double-Walled Fiberglass | Pressurized
10002169 | 1 |  |  | no |  | no | Removed from Ground | Gas (Historical Use) | 8000 | Bare Steel | 1990-01-01 | Bare Steel | Safe Suction (Euro)
10002169 | 2 |  |  | no |  | no | Removed from Ground | Gas (Historical Use) | 6000 | Bare Steel | 1990-01-01 | Bare Steel | Safe Suction (Euro)
10002169 | 3 |  |  | no |  | no | Removed from Ground | Diesel | 1500 | Bare Steel | 1990-01-01 | Bare Steel | Safe Suction (Euro)
10002169 | 4 |  |  | no |  | no | Removed from Ground | Diesel | 800 | Bare Steel | 1990-01-01 | Bare Steel | Safe Suction (Euro)
10002170 | 1 | Flapper Valve | 2010-05-04 | no | 2010-04-05 | no | Currently in Use | Diesel | 15000 | Fiberglass Double Walled | 2010-04-05 | Double-Walled Flex | Pressurized
10002170 | 2 | Overfill Alarm | 2010-05-04 | no | 2010-04-05 | no | Currently in Use | New Oil | 6000 | Fiberglass Double Walled | 2010-04-05 | Double-Walled Flex | Suction (American)
10002170 | 3 | Overfill Alarm | 2010-05-04 | no | 2010-04-05 | no | Currently in Use | Used Oil | 6000 | Fiberglass Double Walled | 2010-04-05 | Double-Walled Flex | Gravity Fed
10002170 | 4 |  | 2010-05-04 | no | 2010-04-05 | no | Currently in Use | Mixture | 8000 | Fiberglass Double Walled | 2010-04-05 | Double-Walled Flex | Pressurized
10002171 | 1 |  | 2005-06-01 | no | 2005-06-01 | no | Currently in Use | Gas (Historical Use) | 10000 | Epoxy | 2005-06-01 | Fiberglass Reinforced Plastic | Pressurized
10002171 | 2 |  | 2005-06-01 | no | 2005-06-01 | no | Currently in Use | Gas (Historical Use) | 6000 | Epoxy | 2005-06-01 | Fiberglass Reinforced Plastic | Pressurized
10002171 | 3 |  | 2005-06-01 | no | 2005-06-01 | no | Currently in Use | Diesel | 6000 | Epoxy | 2005-06-01 | Fiberglass Reinforced Plastic | Pressurized
10002172 | 1 | Ball Float | 2012-10-26 | no | 2012-10-26 | no | Currently in Use | Gas (Historical Use) | 20000 | Composite Double Walled | 2012-10-26 | Double-Walled Fiberglass | Pressurized
10002172 | 2 | Ball Float | 2012-10-26 | no | 2012-10-26 | no | Currently in Use | Gas (Historical Use) | 12000 | Composite Double Walled | 2012-10-26 | Double-Walled Fiberglass | Pressurized
10002172 | 3 | Ball Float | 2012-10-26 | no | 2012-10-26 | no | Currently in Use | Diesel | 12000 | Composite Double Walled | 2012-10-26 | Double-Walled Fiberglass | Pressurized
10002173 | 1 | Ball Float | 2012-10-08 | no | 2013-03-27 | no | Currently in Use | Gas (Historical Use) | 20000 | Fiberglass | 2012-08-27 | Double-Walled Flex | Pressurized
10002173 | 2A | Ball Float | 2012-10-08 | no | 2013-03-27 | no | Currently in Use | Diesel | 10000 | Fiberglass | 2012-08-27 | Double-Walled Flex | Pressurized
10002173 | 2B | Ball Float | 2012-10-08 | no | 2013-03-27 | no | Currently in Use | Gas (Historical Use) | 8000 | Fiberglass | 2012-08-27 | Double-Walled Flex | Pressurized
10002174 | 1 | Flapper Valve | 2005-11-23 | no | 2005-11-23 | no | Currently in Use | Diesel | 15000 | Composite Double Walled | 2005-11-23 | Double-Walled Fiberglass | Pressurized
10002174 | 2 | Flapper Valve | 2005-11-23 | no | 2005-11-23 | no | Currently in Use | Diesel | 15000 | Composite Double Walled | 2005-11-23 | Double-Walled Fiberglass | Pressurized
10002175 | 1 |  |  | no |  | no | Removed from Ground |  | 0 | Unknown | 1987-01-01
10002179 | 1 |  | 2012-09-01 | no | 2012-09-01 | no | Currently in Use | Gas (Historical Use) | 4000 | Double Walled | 2012-09-28 | Fiberglass Reinforced Plastic | Pressurized
10002179 | 2 |  | 2012-09-01 |  | 2012-09-01 |  | Currently in Use | Gas (Historical Use) | 4000 | Double Walled | 2012-09-28 | Fiberglass Reinforced Plastic | Pressurized
10002179 | 3 |  | 2012-09-01 |  | 2012-09-01 |  | Currently in Use | E-85 | 4000 | Double Walled | 2012-09-28 | Fiberglass Reinforced Plastic | Pressurized
10002179 | 4 |  | 2012-09-01 |  | 2012-09-01 |  | Currently in Use | Diesel | 4000 | Double Walled | 2012-09-28 | Fiberglass Reinforced Plastic | Pressurized
10002181 | 1 |  |  | no |  | no | Closed in Ground | Gas (Historical Use) | 1000 | Unknown | 1986-07-23
10002188 | 1 |  |  | no |  | no | Removed from Ground | Diesel | 0 | Unknown | 1980-01-01 | Unknown
10002189 | 1 |  |  | no |  | no | Removed from Ground | Gas (Historical Use) | 500 | Unknown | 2012-12-01 | Unknown
10002189 | 2 |  |  | no |  | no | Removed from Ground | Gas (Historical Use) | 1000 | Unknown | 2012-12-01 | Bare Steel
10002190 | 1A | Ball Float | 2013-02-14 | no | 2013-02-15 | no | Currently in Use | Gas (Historical Use) | 8000 | Fiberglass Double Walled | 2012-12-12 | Double-Walled Flex | Pressurized
10002190 | 1B | Ball Float | 2013-02-14 | no | 2013-02-15 | no | Currently in Use | Diesel | 10000 | Fiberglass Double Walled | 2012-12-12 | Double-Walled Flex | Pressurized
10002190 | 2 | Ball Float | 2013-02-14 | no | 2013-02-15 | no | Currently in Use | Gas (Historical Use) | 20000 | Fiberglass Double Walled | 2012-12-12 | Double-Walled Flex | Pressurized
10002196 | 1 |  |  | no |  | no | Removed from Ground | Empty | 2000 | Bare Steel | 2013-02-18 | Bare Steel
10002197 | 1 |  |  | no |  | no | Removed from Ground | Empty | 10000 | Bare Steel | 2013-02-19 | Bare Steel
10002197 | 2 |  |  | no |  | no | Removed from Ground | Empty | 10000 | Bare Steel | 2013-02-19 | Bare Steel
10002197 | 3 |  |  | no |  | no | Removed from Ground | Empty | 10000 | Bare Steel | 2013-02-19 | Bare Steel
10002198 | 1 | Overfill Alarm | 2013-02-21 | no | 2013-02-21 | no | Currently in Use | Gas (Historical Use) | 30000 | Fiberglass Double Walled | 2013-02-21 | Double-Walled Fiberglass | Pressurized
10002198 | 2 | Overfill Alarm | 2013-02-21 | no | 2013-02-21 | no | Currently in Use | Gas (Historical Use) | 30000 | Fiberglass Double Walled | 2013-02-21 | Double-Walled Fiberglass | Pressurized
10002198 | 3 | Overfill Alarm | 2013-02-21 | no | 2013-02-21 | no | Currently in Use | Gas (Historical Use) | 30000 | Fiberglass Double Walled | 2013-02-21 | Double-Walled Fiberglass | Pressurized
10002198 | 4 | Overfill Alarm | 2013-02-21 | no | 2013-02-21 | no | Currently in Use | Hazardous Substance | 1500 | Fiberglass Double Walled | 2013-02-21 | Double-Walled Fiberglass | Pressurized
10002199 | 1 | Ball Float | 2013-02-01 | no | 2013-02-01 | no | Currently in Use | Gas (Historical Use) | 20000 | Composite Double Walled | 2013-02-01 | Double-Walled Flex | Pressurized
10002199 | 2 | Ball Float | 2013-02-01 | no | 2013-02-01 | no | Currently in Use | Diesel | 12000 | Composite Double Walled | 2013-02-01 | Double-Walled Flex | Pressurized
10002199 | 3A | Ball Float | 2013-02-01 | no | 2013-02-01 | no | Currently in Use | Gas (Historical Use) | 8000 | Composite Double Walled | 2013-02-01 | Double-Walled Flex | Pressurized
10002199 | 3B | Ball Float | 2013-02-01 | no | 2013-02-01 | no | Currently in Use | Diesel | 6000 | Composite Double Walled | 2013-02-01 | Double-Walled Flex | Pressurized
10002199 | 3C | Ball Float | 2013-02-01 | no | 2013-02-01 | no | Currently in Use | E-85 | 6000 | Composite Double Walled | 2013-02-01 | Double-Walled Flex | Pressurized
10002200 | 1 |  | 2013-03-06 | no | 2013-03-06 | no | Currently in Use | Diesel | 14000 | Fiberglass Double Walled | 2012-12-19 | Double-Walled Flex
10002200 | 2 |  | 2013-03-06 | no | 2013-03-06 | no | Currently in Use | Diesel | 6000 | Fiberglass Double Walled | 2012-12-19 | Double-Walled Flex
10002201 | 1 | Ball Float | 2013-02-01 | no | 2013-02-01 | no | Currently in Use | Gas (Historical Use) | 20000 | Composite Double Walled | 2013-02-01 | Double-Walled Fiberglass | Pressurized
10002201 | 2 | Ball Float | 2013-02-01 | no | 2013-02-01 | no | Currently in Use | Gas (Historical Use) | 12000 | Composite Double Walled | 2013-02-01 | Double-Walled Fiberglass | Pressurized
10002201 | 3 | Ball Float | 2013-02-01 | no | 2013-02-01 | no | Currently in Use | Diesel | 12000 | Composite Double Walled | 2013-02-01 | Double-Walled Fiberglass | Pressurized
10002203 | 1 |  |  | no |  | no | Removed from Ground |  | 0 | Unknown | 1962-01-01
10002205 | 1 |  |  | no |  | no | Removed from Ground |  | 0 | Unknown
10002206 | 1 |  |  | no |  | no | Removed from Ground | Gas (Historical Use) | 3000 | Bare Steel | 2012-11-16 | Galvanized Steel
10002208 | 1 | Ball Float | 2013-03-01 | no | 2013-03-01 | no | Currently in Use | Gas (Historical Use) | 12000 | Composite Double Walled | 2013-03-01 | Double-Walled Fiberglass | Pressurized
10002208 | 2 | Ball Float | 2013-03-01 | no | 2013-03-01 | no | Currently in Use | Gas (Historical Use) | 4000 | Composite Double Walled | 2013-03-01 | Double-Walled Fiberglass | Pressurized
10002208 | 3 | Ball Float | 2013-03-01 | no | 2013-03-01 | no | Currently in Use | Diesel | 4000 | Composite Double Walled | 2013-03-01 | Double-Walled Fiberglass | Pressurized
10002210 | 1 | Flapper Valve | 1998-12-21 | no | 1998-12-21 | no | Currently in Use | E-10 | 560 | Fiberglass | 1998-12-21 | Fiberglass Reinforced Plastic | Suction (American)
10002210 | 2 | Flapper Valve | 1998-12-21 | no | 1998-12-21 | no | Currently in Use | Diesel | 1000 | Fiberglass | 1998-12-21 | Fiberglass Reinforced Plastic | Suction (American)
10002213 | 1 | Ball Float | 2013-04-11 | no | 2013-04-11 | no | Currently in Use | Gas (Historical Use) | 20000 | Composite Double Walled | 2013-04-11 | Fiberglass Reinforced Plastic | Pressurized
10002213 | 2 | Ball Float | 2013-04-11 | no | 2013-04-11 | no | Currently in Use | Gas (Historical Use) | 12000 | Composite Double Walled | 2013-04-11 | Fiberglass Reinforced Plastic | Pressurized
10002213 | 3 | Ball Float | 2013-04-11 | no | 2013-04-11 | no | Currently in Use | Diesel | 12000 | Composite Double Walled | 2013-04-11 | Double-Walled Fiberglass | Pressurized
10002215 | 1 |  |  | no |  | no | Removed from Ground | Not Marked/Tank Removed | 1000 | Bare Steel | 2013-03-01 | Bare Steel
10002215 | 2 |  |  | no |  | no | Removed from Ground | Not Marked/Tank Removed | 500 | Bare Steel | 2013-03-01 | Bare Steel
10002215 | 3 |  |  | no |  | no | Removed from Ground | Not Marked/Tank Removed | 500 | Bare Steel | 2013-03-01 | Bare Steel
10002215 | 4 |  |  | no |  | no | Removed from Ground | Not Marked/Tank Removed | 1000 | Bare Steel | 2013-03-01 | Bare Steel
10002215 | 5 |  |  | no |  | no | Removed from Ground | Not Marked/Tank Removed | 1000 | Bare Steel | 2013-03-01 | Bare Steel
10002215 | 6 |  |  | no |  | no | Removed from Ground | Not Marked/Tank Removed | 500 | Bare Steel | 2013-03-01 | Bare Steel
10002215 | 7 |  |  | no |  | no | Removed from Ground | Not Marked/Tank Removed | 500 | Bare Steel | 2013-03-01 | Bare Steel
10002217 | 1 |  |  | no |  | no | Removed from Ground | Gas (Historical Use) | 1000 | Bare Steel | 1950-01-01 | Bare Steel
10002217 | 2 |  |  | no |  | no | Removed from Ground | Gas (Historical Use) | 1000 | Bare Steel | 1950-01-01 | Bare Steel
10002217 | 3 |  |  | no |  | no | Removed from Ground | Gas (Historical Use) | 1000 | Bare Steel | 1950-01-01 | Bare Steel
10002217 | 4 |  |  | no |  | no | Removed from Ground | Gas (Historical Use) | 1000 | Bare Steel | 1950-01-01 | Bare Steel
10002218 | 1 |  | 2013-05-01 | no | 2013-05-01 | no | Currently in Use | Gas (Historical Use) | 15000 | Composite Double Walled | 2013-05-01 | Double-Walled Fiberglass | Pressurized
10002218 | 2A |  | 2013-05-01 | no | 2013-05-01 | no | Currently in Use | Gas (Historical Use) | 4000 | Composite Double Walled | 2013-05-01 | Double-Walled Fiberglass | Pressurized
10002218 | 2B |  | 2013-05-01 | no | 2013-05-01 | no | Currently in Use | Gas (Historical Use) | 4000 | Composite Double Walled | 2013-05-01 | Double-Walled Fiberglass | Pressurized
10002218 | 2C |  | 2013-05-01 | no | 2013-05-01 | no | Currently in Use | Diesel | 4000 | Composite Double Walled | 2013-05-01 | Double-Walled Fiberglass | Pressurized
10002220 | 1 | Ball Float | 2013-05-15 | no | 2013-05-15 | no | Currently in Use | Gas (Historical Use) | 20000 | Fiberglass Double Walled | 2013-03-20 | Double-Walled Flex
10002220 | 2A | Ball Float | 2013-05-15 | no | 2013-05-15 | no | Currently in Use | Gas (Historical Use) | 10000 | Fiberglass Double Walled | 2013-03-20 | Double-Walled Flex
10002220 | 2B | Ball Float | 2013-05-15 | no | 2013-05-15 | no | Currently in Use | Diesel | 8000 | Fiberglass Double Walled | 2013-03-20 | Double-Walled Flex
10002222 | 1 |  |  | no |  | no | Removed from Ground | Not Marked/Tank Removed | 350 | Unknown | 2013-03-21 | Unknown
10002224 | 1 |  |  | no |  | no | Removed from Ground | Gas (Historical Use) | 500 | Bare Steel | 2013-04-09 | Unknown
10002225 | 1 |  |  | no |  | no | Removed from Ground | Gas (Historical Use) | 3000 | Bare Steel | 2013-05-10 | Bare Steel
10002225 | 2 |  |  | no |  | no | Removed from Ground | Gas (Historical Use) | 3000 | Bare Steel | 2013-05-10 | Bare Steel
10002225 | 3 |  |  | no |  | no | Removed from Ground | Gas (Historical Use) | 3000 | Bare Steel | 2013-05-10 | Bare Steel
10002225 | 4 |  |  | no |  | no | Removed from Ground | Gas (Historical Use) | 3000 | Bare Steel | 2013-05-10 | Bare Steel
10002225 | 5 |  |  | no |  | no | Removed from Ground |  | 550 | Bare Steel | 2013-05-10 | Bare Steel
10002225 | 6 |  |  | no |  | no | Removed from Ground | Gas (Historical Use) | 550 | Bare Steel | 2013-05-10 | Bare Steel
10002226 | 1 |  |  | no |  | no | Removed from Ground | Diesel | 540 | Bare Steel | 2013-07-10 | Aboveground
10002227 | 1 |  |  | no |  | no | Removed from Ground | Not Marked/Tank Removed | 1000 | Unknown | 2013-02-21 | Unknown
10002227 | 2 |  |  | no |  | no | Removed from Ground | Not Marked/Tank Removed | 500 | Unknown | 2013-02-21 | Unknown
10002228 | T1 |  |  | no |  | no | Removed from Ground | Gas (Historical Use) | 550 | Bare Steel | 2013-06-10 | Bare Steel | Safe Suction (Euro)
10002228 | T2 |  |  | no |  | no | Removed from Ground | Gas (Historical Use) | 550 | Bare Steel | 2013-06-10 | Bare Steel | Safe Suction (Euro)
10002228 | T3 |  |  | no |  | no | Removed from Ground | Gas (Historical Use) | 550 | Bare Steel | 2013-06-10 | Bare Steel | Safe Suction (Euro)
10002232 | 1 | Ball Float | 2013-01-01 | no | 2013-01-01 | no | Currently in Use | Gas (Historical Use) | 12000 | Composite Double Walled | 2013-01-01 | Double-Walled Fiberglass | Pressurized
10002232 | 2A | Ball Float | 2013-01-01 | no | 2013-01-01 | no | Currently in Use | Gas (Historical Use) | 4000 | Composite Double Walled | 2013-01-01 | Double-Walled Fiberglass | Pressurized
10002232 | 2B | Ball Float | 2013-01-01 | no | 2013-01-01 | no | Currently in Use | Gas (Historical Use) | 3000 | Composite Double Walled | 2013-01-01 | Double-Walled Fiberglass | Pressurized
10002232 | 2C | Ball Float | 2013-01-01 | no | 2013-01-01 | no | Currently in Use | Diesel | 3000 | Composite Double Walled | 2013-01-01 | Double-Walled Fiberglass | Pressurized
10002236 | 1 | Overfill Alarm | 2013-05-16 | no | 2013-05-16 | no | Currently in Use | Diesel | 20000 | Fiberglass Double Walled | 2013-05-16 | Double-Walled Flex | Pressurized
10002236 | 2 | Overfill Alarm | 2013-05-16 | no | 2013-05-16 | no | Currently in Use | Diesel Off Road | 8000 | Fiberglass Double Walled | 2013-05-16 | Double-Walled Flex | Pressurized
10002240 | 1 |  |  | no |  | no | Removed from Ground | Other | 2000 | Bare Steel | 2013-06-11
10002240 | 2 |  |  | no |  | no | Removed from Ground | Other | 2000 | Bare Steel | 2013-06-11
10002240 | 3 |  |  | no |  | no | Removed from Ground | Other | 2000 | Bare Steel | 2013-06-11
10002240 | 4 |  |  | no |  | no | Removed from Ground | Other | 2000 | Unknown | 2013-10-08 | Unknown
10002240 | 5 |  |  | no |  | no | Removed from Ground | Other | 2000 | Unknown | 2013-10-08
10002241 | 1 |  |  | no |  | no | Removed from Ground | Not Marked/Tank Removed | 0 | Unknown | 2013-08-19 | Unknown
10002243 | 1 | Ball Float | 2013-04-29 | no | 2013-02-15 | no | Currently in Use | Gas (Historical Use) | 20000 | Fiberglass | 2013-04-11 | Double-Walled Flex | Pressurized
10002243 | 2A | Ball Float | 2013-04-29 | no | 2013-02-15 | no | Currently in Use | Diesel | 10000 | Fiberglass | 2013-04-11 | Double-Walled Flex | Pressurized
10002243 | 2B | Ball Float | 2013-04-29 | no | 2013-02-15 | no | Currently in Use | Gas (Historical Use) | 8000 | Fiberglass | 2013-04-11 | Double-Walled Flex | Pressurized
10002244 | 1 | Overfill Alarm | 2013-07-01 | no | 2013-07-01 | no | Currently in Use | Gas (Historical Use) | 20000 | Tank Jacket | 2013-07-01 | Double-Walled Fiberglass | Pressurized
10002244 | 2 | Overfill Alarm | 2013-07-01 | no | 2013-07-01 | no | Currently in Use | Gas (Historical Use) | 10000 | Tank Jacket | 2013-07-01 | Double-Walled Fiberglass | Pressurized
10002244 | 3 | Overfill Alarm | 2013-07-01 | no | 2013-07-01 | no | Currently in Use | Gas (Historical Use) | 5000 | Tank Jacket | 2013-07-01 | Double-Walled Fiberglass | Pressurized
10002244 | 4 | Overfill Alarm | 2013-07-01 | no | 2013-07-01 | no | Currently in Use | Diesel | 5000 | Tank Jacket | 2013-07-01 | Double-Walled Fiberglass | Pressurized
10002246 | 1 |  |  | no |  | no | Removed from Ground | Diesel | 0 | Bare Steel | 2013-08-23 | Bare Steel
10002247 | 1 |  |  | no |  | no | Removed from Ground | Diesel | 0 | Bare Steel | 2013-08-23 | Bare Steel
10002249 | 1 |  |  | no |  | no | Removed from Ground | Diesel | 0 | Bare Steel | 2013-08-23 | Bare Steel
10002251 | 1 |  |  | no |  | no | Removed from Ground | Gas (Historical Use) | 0 | Unknown |  | Bare Steel
10002251 | 2 |  |  | no |  | no | Removed from Ground | Gas (Historical Use) | 0 | Unknown |  | Bare Steel
10002251 | 3 |  |  | no |  | no | Removed from Ground | Gas (Historical Use) | 0 | Unknown |  | Bare Steel
10002251 | 4 |  |  | no |  | no | Removed from Ground | Diesel | 0 | Unknown |  | Bare Steel
10002251 | 5 |  |  | no |  | no | Removed from Ground | Used Oil | 0 | Unknown |  | Unknown
10002251 | 6 |  |  | no |  | no | Removed from Ground | Used Oil | 0 | Unknown |  | Unknown
10002252 | 1A | Ball Float | 2013-06-30 | no | 2013-06-30 | no | Currently in Use | E-10 | 10000 | Composite Double Walled | 2013-06-28 | Double-Walled Fiberglass | Pressurized
10002252 | 1B | Ball Float | 2013-06-30 | no | 2013-06-30 | no | Currently in Use | E-10 | 5000 | Composite Double Walled | 2013-06-28 | Double-Walled Fiberglass | Pressurized
10002252 | 1C | Ball Float | 2013-06-30 | no | 2013-06-30 | no | Currently in Use | Diesel | 5000 | Composite Double Walled | 2013-06-28 | Double-Walled Fiberglass | Pressurized
10002253 | 1A | Ball Float | 2013-09-06 | no | 2013-09-05 | no | Currently in Use | Gas (Historical Use) | 8000 | Fiberglass Double Walled | 2013-06-27 | Double-Walled Flex | Pressurized
10002253 | 1B | Ball Float | 2013-09-06 | no | 2013-09-05 | no | Currently in Use | Diesel | 10000 | Fiberglass Double Walled | 2013-06-27 | Double-Walled Flex | Pressurized
10002253 | 2 | Ball Float | 2013-09-06 | no | 2013-09-05 | no | Currently in Use | Gas (Historical Use) | 20000 | Fiberglass Double Walled | 2013-06-27 | Double-Walled Flex | Pressurized
10002256 | 1 | Ball Float | 2013-05-28 | no | 2013-05-28 | no | Currently in Use | E-10 | 10000 | Tank Jacket | 2013-05-28 | Double-Walled Fiberglass | Pressurized
10002256 | 2 | Ball Float | 2013-05-28 | no | 2013-05-28 | no | Currently in Use | E-10 | 5000 | Tank Jacket | 2013-05-28 | Double-Walled Fiberglass | Pressurized
10002256 | 3 | Ball Float | 2013-05-26 | no | 2013-05-26 | no | Currently in Use | Diesel | 5000 | Tank Jacket | 2013-05-26 | Double-Walled Fiberglass | Pressurized
10002259 | 1 |  |  | no |  | no | Removed from Ground | Diesel | 265 | Bare Steel | 2013-08-28 | Galvanized Steel
10002261 | 1 |  |  | no |  | no | Removed from Ground | Used Oil | 500 | Bare Steel | 1989-11-15
10002261 | 2 |  |  | no |  | no | Removed from Ground | Gas (Historical Use) | 10000 | Bare Steel | 1989-11-15
10002261 | 3 |  |  | no |  | no | Removed from Ground | Gas (Historical Use) | 10000 | Bare Steel | 1989-11-15
10002262 | 1 |  |  | no |  | no | Removed from Ground |  | 3000 | Unknown | 2013-08-20
10002262 | 2 |  |  | no |  | no | Removed from Ground |  | 3000 | Unknown | 2013-08-20
10002263 | 1 | Ball Float | 2013-08-01 | no | 2013-08-01 | no | Currently in Use | Gas (Historical Use) | 12000 | Epoxy Double-Walled | 2013-08-01 | Double-Walled Fiberglass | Pressurized
10002263 | 2 | Ball Float | 2013-08-01 | no | 2013-08-01 | no | Currently in Use | Gas (Historical Use) | 8000 | Epoxy Double-Walled | 2013-08-01 | Double-Walled Fiberglass | Pressurized
10002263 | 3 | Ball Float | 2013-08-01 | no | 2013-08-01 | no | Currently in Use | Gas (Historical Use) | 4000 | Epoxy Double-Walled | 2013-08-01 | Double-Walled Fiberglass | Pressurized
10002263 | 4 | Ball Float | 2013-08-01 | no | 2013-08-01 | no | Currently in Use | Diesel | 4000 | Epoxy Double-Walled | 2013-08-01 | Double-Walled Fiberglass | Pressurized
10002264 | 1 |  |  | no |  | no | Removed from Ground | Diesel | 250 | Bare Steel | 1970-01-01 | Copper
10002266 | 1 | Ball Float | 2013-07-14 | no | 2013-07-14 | no | Currently in Use | Gas (Historical Use) | 20000 | Composite Double Walled | 2013-07-14 | Double-Walled Fiberglass | Pressurized
10002266 | 2A | Ball Float | 2013-07-14 | no | 2013-07-14 | no | Currently in Use | Diesel | 10000 | Composite Double Walled | 2013-07-14 | Double-Walled Fiberglass | Pressurized
10002266 | 2B | Ball Float | 2013-07-14 | no | 2013-07-14 | no | Currently in Use | E-10 | 10000 | Composite Double Walled | 2013-07-14 | Double-Walled Fiberglass | Pressurized
10002266 | 3 | Ball Float | 2013-07-14 | no | 2013-07-14 | no | Currently in Use | Gas (Historical Use) | 15000 | Composite Double Walled | 2013-07-14 | Double-Walled Fiberglass | Pressurized
10002269 | 1 | Ball Float | 2013-08-22 | no | 2013-02-15 | no | Currently in Use | Gas (Historical Use) | 20000 | Fiberglass | 2013-08-22 | Double-Walled Flex | Pressurized
10002269 | 2A | Ball Float | 2013-08-23 | no | 2013-02-15 | no | Currently in Use | Diesel | 10000 | Fiberglass | 2013-08-22 | Double-Walled Flex | Pressurized
10002269 | 2B | Ball Float | 2013-08-22 | no | 2013-02-15 | no | Currently in Use | Gas (Historical Use) | 8000 | Fiberglass | 2013-08-22 | Double-Walled Flex | Pressurized
10002270 | 1 | Flapper Valve | 2013-11-01 | no | 2013-11-01 | no | Currently in Use | Gas (Historical Use) | 15000 | Composite Double Walled | 2013-10-01 | Double-Walled Fiberglass | Pressurized
10002270 | 2A | Flapper Valve | 2013-11-01 | no | 2013-11-01 | no | Currently in Use | Gas (Historical Use) | 4000 | Composite Double Walled | 2013-10-01 | Double-Walled Fiberglass | Pressurized
10002270 | 2B |  | 2013-11-01 | no | 2013-11-01 | no | Currently in Use | Gas (Historical Use) | 4000 | Composite Double Walled | 2013-11-01 | Double-Walled Fiberglass | Pressurized
10002270 | 2C | Flapper Valve | 2013-11-01 |  | 2013-11-01 |  | Currently in Use | Diesel | 4000 | Composite Double Walled | 2013-10-01 | Double-Walled Fiberglass | Pressurized
10002271 | 1 | Ball Float | 2013-08-01 | no | 2013-08-01 | no | Currently in Use | Gas (Historical Use) | 10000 | Tank Jacket | 2013-08-01 | Double-Walled Fiberglass | Pressurized
10002271 | 2 | Ball Float | 2013-08-01 | no | 2013-08-01 | no | Currently in Use | Diesel | 5000 | Tank Jacket | 2013-08-01 | Double-Walled Fiberglass | Pressurized
10002272 | 1 |  |  | no |  | no | Removed from Ground |  | 0 | Unknown
10002273 | 1 |  |  | no |  | no | Removed from Ground |  | 0 | Unknown
10002276 | 1 | Ball Float | 2013-11-07 | no | 2013-11-07 | no | Currently in Use | Gas (Historical Use) | 20000 | Fiberglass Double Walled | 2013-11-07 | Double-Walled Flex | Pressurized
10002276 | 2A | Ball Float | 2013-11-07 | no | 2013-11-07 | no | Currently in Use | Diesel | 12000 | Fiberglass Double Walled | 2013-11-07 | Double-Walled Flex | Pressurized
10002276 | 2B | Ball Float | 2013-11-07 | no | 2013-11-07 | no | Currently in Use | Gas (Historical Use) | 8000 | Fiberglass Double Walled | 2013-11-07 | Double-Walled Flex | Pressurized
10002277 | 1A | Overfill Alarm | 2013-08-08 | no |  | yes | Currently in Use | Regular | 15000 | Fiberglass Double Walled | 2013-08-08 | Double-Walled Fiberglass | Pressurized
10002277 | 1B | Overfill Alarm | 2013-08-08 | no |  | yes | Currently in Use | Premium | 5000 | Fiberglass Double Walled | 2013-08-08 | Double-Walled Fiberglass | Pressurized
10002283 | 1 |  |  | no |  | no | Removed from Ground |  | 0 | Unknown | 2013-12-26 | Unknown
10002284 | 1 |  |  | no |  | no | Removed from Ground | Gas (Historical Use) | 0 | Bare Steel
10002285 | 1 |  |  | no |  | no | Removed from Ground | Not Marked | 0 | Unknown | 2014-01-14 | Unknown
10002286 | 1 |  | 2014-01-14 | no | 2014-01-14 | no | Currently in Use | Gas (Historical Use) | 15000 | Composite Double Walled | 2013-11-13 | Double-Walled Fiberglass | Pressurized
10002286 | 2 |  | 2014-01-14 | no | 2014-01-14 | no | Currently in Use | Gas (Historical Use) | 8000 | Composite Double Walled | 2013-11-13 | Double-Walled Fiberglass | Pressurized
10002286 | 3 |  | 2014-01-14 | no | 2014-01-14 | no | Currently in Use | Diesel | 7000 | Composite Double Walled | 2013-11-13 | Double-Walled Fiberglass | Pressurized
10002290 | 1 | Ball Float | 2013-11-21 | no | 2013-11-21 | no | Currently in Use | Regular | 20000 | Composite Double Walled | 2013-11-21 | Double-Walled Fiberglass | Pressurized
10002290 | 2A | Ball Float | 2013-11-21 | no | 2013-11-21 | no | Currently in Use | Diesel | 10000 | Composite Double Walled | 2013-11-21 | Double-Walled Fiberglass | Pressurized
10002290 | 2B | Ball Float | 2013-11-21 | no | 2013-11-21 | no | Currently in Use | E-85 | 10000 | Composite Double Walled | 2013-11-21 | Double-Walled Fiberglass | Pressurized
10002290 | 3 | Ball Float | 2013-11-21 | no | 2013-11-21 | no | Currently in Use | Premium | 15000 | Composite Double Walled | 2013-11-21 | Double-Walled Fiberglass | Pressurized
10002293 | 1 | Ball Float | 1989-01-01 | no | 1989-01-01 | no | Removed from Ground | Diesel | 1000 | Galvanic (STIP-3) | 1989-01-01 | Bare Steel | Safe Suction (Euro)
10002294 | 1 | Ball Float | 1989-01-01 | no | 1989-01-01 | no | Removed from Ground | Diesel | 1000 | Galvanic (STIP-3) | 1989-01-01 | Bare Steel | Safe Suction (Euro)
10002295 | 1 | Ball Float | 1989-01-01 | no | 1989-01-01 | no | Removed from Ground | Diesel | 500 | Composite | 1989-01-01 | Bare Steel | Safe Suction (Euro)
10002296 | 1 | Ball Float | 1989-01-01 | no | 1989-01-01 | no | Removed from Ground | Diesel | 500 | Composite | 1989-01-01 | Bare Steel | Safe Suction (Euro)
10002299 | 1 |  |  | no |  | no | Temporarily out of use |  | 0 | Unknown | 2014-02-05 | Unknown
10002304 | 1 |  |  | no |  | no | Removed from Ground | Gas (Historical Use) | 0 | Unknown | 1960-01-01 | Unknown
10002304 | 2 |  |  | no |  | no | Removed from Ground | Gas (Historical Use) | 0 | Unknown | 1960-01-01 | Unknown
10002305 | 1 | Overfill Alarm | 2013-05-13 | no | 2013-07-23 | no | Currently in Use | E-10 | 6000 | Tank Jacket | 2013-05-13 | Double-Walled Fiberglass | Pressurized
10002305 | 2 | Overfill Alarm | 2013-05-13 | no | 2013-07-23 | no | Currently in Use | Diesel | 6000 | Tank Jacket | 2013-05-13 | Double-Walled Fiberglass | Pressurized
10002305 | 3 | Overfill Alarm | 2013-05-13 | no | 2013-07-23 | no | Currently in Use | E-10 | 12000 | Tank Jacket | 2013-05-13 | Double-Walled Fiberglass | Pressurized
10002308 | 1 |  |  | no |  | no | Removed from Ground | Gas (Historical Use) | 500 | Bare Steel | 2014-01-06 | Bare Steel
10002310 | 1 | Ball Float | 2013-12-20 | no | 2013-12-20 | no | Currently in Use | Gas (Historical Use) | 20000 | Fiberglass Double Walled | 2013-11-20 | Double-Walled Flex | Pressurized
10002310 | 2A | Ball Float | 2013-12-20 | no | 2013-12-20 | no | Currently in Use | Diesel | 10000 | Fiberglass Double Walled | 2013-11-20 | Double-Walled Flex | Pressurized
10002310 | 2B | Ball Float | 2013-12-20 | no | 2013-12-20 | no | Currently in Use | Gas (Historical Use) | 8000 | Fiberglass Double Walled | 2013-11-20 | Double-Walled Flex | Pressurized
10002311 | 1 | Flapper Valve | 2013-09-01 | no | 2013-09-01 | no | Currently in Use | Gas (Historical Use) | 20000 | Composite Double Walled | 2013-09-01 | Double-Walled Fiberglass | Pressurized
10002311 | 2 | Flapper Valve | 2013-09-01 | no | 2013-09-01 | no | Currently in Use | Diesel | 8000 | Composite Double Walled | 2013-09-01 | Double-Walled Fiberglass | Pressurized
10002311 | 3 | Flapper Valve | 2013-09-01 | no | 2013-09-01 | no | Currently in Use | Gas (Historical Use) | 4000 | Composite Double Walled | 2013-09-01 | Double-Walled Fiberglass | Pressurized
10002312 | 1 |  | 2014-01-15 | no |  | no | Currently in Use | Diesel | 6000 | Fiberglass Double Walled | 2013-07-10 | Double-Walled Fiberglass | Suction (American)
10002314 | 1 |  |  | no |  | no | Removed from Ground |  | 1150 | Bare Steel | 1940-01-01
10002314 | 2 |  |  | no |  | no | Removed from Ground |  | 1150 | Bare Steel | 1940-01-01
10002315 | T1 |  |  | no |  | no | Removed from Ground |  | 300 | Bare Steel | 2014-02-10
10002315 | T2 |  |  | no |  | no | Removed from Ground |  | 1000 | Bare Steel | 2014-02-10
10002319 | 1 |  | 2014-03-27 | no | 2014-04-23 | no | Currently in Use | Gas (Historical Use) | 20000 | Fiberglass Double Walled | 2013-12-01 | Double-Walled Fiberglass | Pressurized
10002319 | 2 |  | 2014-03-27 | no | 2014-04-23 | no | Currently in Use | Gas (Historical Use) | 20000 | Fiberglass Double Walled | 2013-12-01 | Double-Walled Fiberglass | Pressurized
10002319 | 3A |  | 2014-03-27 | no | 2014-04-23 | no | Temporarily out of use |  | 10000 | Fiberglass Double Walled | 2013-12-01 | Double-Walled Fiberglass | Pressurized
10002319 | 3B |  | 2014-03-27 | no | 2014-04-23 | no | Currently in Use | Gas (Historical Use) | 9500 | Fiberglass Double Walled | 2013-12-01 | Double-Walled Fiberglass | Pressurized
10002319 | 4 |  | 2014-03-27 | no | 2014-04-23 | no | Currently in Use | Diesel | 12000 | Fiberglass Double Walled | 2013-12-01 | Double-Walled Fiberglass | Pressurized
10002324 | 1 |  |  | no |  | no | Removed from Ground | Gas (Historical Use) | 0 | Unknown
10002324 | 2 |  |  | no |  | no | Removed from Ground | Gas (Historical Use) | 0 | Unknown
10002325 | 1 | Ball Float | 2013-12-03 | no | 2014-01-24 | no | Currently in Use | Gas (Historical Use) | 20000 | Fiberglass | 2013-10-31 | Double-Walled Flex | Pressurized
10002325 | 2A | Ball Float | 2013-12-03 | no | 2014-01-24 | no | Currently in Use | Diesel | 10000 | Fiberglass | 2013-10-31 | Double-Walled Flex | Pressurized
10002325 | 2B | Ball Float | 2013-12-03 | no | 2014-01-24 | no | Currently in Use | Gas (Historical Use) | 8000 | Fiberglass | 2013-10-31 | Double-Walled Flex | Pressurized
10002326 | 1 | Ball Float | 2014-02-14 | no | 2014-02-14 | no | Currently in Use | Gas (Historical Use) | 20000 | Fiberglass | 2014-01-16 | Flex | Pressurized
10002326 | 2 | Ball Float | 2014-02-14 | no | 2014-02-14 | no | Currently in Use | Diesel | 10000 | Fiberglass | 2014-01-16 | Flex | Pressurized
10002326 | 3 | Ball Float | 2014-02-14 | no | 2014-02-14 | no | Currently in Use | Gas (Historical Use) | 8000 | Fiberglass | 2014-01-16 | Flex | Pressurized
10002327 | 1A | Flapper Valve | 2014-03-01 | no | 2014-03-01 | no | Currently in Use | E-0 | 4000 | Composite Double Walled | 2014-03-01 | Fiberglass Reinforced Plastic | Pressurized
10002327 | 1B | Flapper Valve | 2014-03-01 | no | 2014-03-01 | no | Currently in Use | Premium | 4000 | Composite Double Walled | 2014-03-01 | Fiberglass Reinforced Plastic | Pressurized
10002327 | 1C | Flapper Valve | 2014-03-01 | no | 2014-03-01 | no | Currently in Use | Diesel | 4000 | Composite Double Walled | 2014-03-01 | Fiberglass Reinforced Plastic | Pressurized
10002327 | 2 | Flapper Valve | 2014-03-01 | no | 2014-03-01 | no | Currently in Use | E-10 | 15000 | Composite Double Walled | 2014-03-01 | Fiberglass Reinforced Plastic | Pressurized
10002331 | 1 |  |  | no |  | no | Removed from Ground |  | 0 | Unknown
10002333 | 1A |  | 2013-07-11 | no | 2013-07-11 | no | Currently in Use | Gas (Historical Use) | 15000 | Fiberglass Double Walled | 2013-07-11 | Double-Walled Fiberglass | Pressurized
10002333 | 1B |  | 2013-07-11 | no | 2013-07-11 | no | Currently in Use | Gas (Historical Use) | 5000 | Fiberglass Double Walled | 2013-07-11 | Double-Walled Fiberglass | Pressurized
10002333 | 2A |  | 2013-07-11 | no | 2013-07-11 | no | Currently in Use | Diesel | 10000 | Fiberglass Double Walled | 2013-07-11 | Double-Walled Fiberglass | Pressurized
10002333 | 2B |  | 2013-07-11 | no | 2013-07-11 | no | Currently in Use | Diesel | 5000 | Fiberglass Double Walled | 2013-07-11 | Double-Walled Fiberglass | Pressurized
10002336 | 1 |  |  | no |  | no | Removed from Ground | Not Marked/Tank Removed | 3000 | Bare Steel | 2014-05-07 | Bare Steel
10002336 | 2 |  |  | no |  | no | Removed from Ground | Not Marked/Tank Removed | 2000 | Bare Steel | 2014-05-07 | Bare Steel
10002336 | 3 |  |  | no |  | no | Removed from Ground | Not Marked/Tank Removed | 4000 | Bare Steel | 2014-05-07 | Bare Steel
10002338 | 1 |  |  | no |  | no | Removed from Ground | Used Oil | 1000 | Bare Steel | 1980-01-01 | Bare Steel
10002338 | 2 |  |  | no |  | no | Removed from Ground | New Oil | 1000 | Bare Steel | 1980-01-01 | Bare Steel
10002338 | 3 |  |  | no |  | no | Removed from Ground | New Oil | 1000 | Bare Steel | 1980-01-01 | Bare Steel
10002339 | 1 |  |  | no |  | no | Removed from Ground | Gas (Historical Use) | 1000 | Bare Steel | 2014-06-20
10002341 | 1 |  |  | no |  | no | Removed from Ground | Not Marked/Tank Removed | 750 | Bare Steel | 2014-05-31
10002342 | 1 |  |  | no |  | no | Removed from Ground | Gas (Historical Use) | 4000 | Unknown | 2014-07-01 | Unknown
10002342 | 2 |  |  | no |  | no | Removed from Ground | Gas (Historical Use) | 12000 | Unknown | 2014-07-01 | Unknown
10002342 | 3 |  |  | no |  | no | Removed from Ground | Gas (Historical Use) | 12000 | Unknown | 2014-07-01 | Unknown
10002343 | 1 |  |  | no |  | no | Removed from Ground | Gas (Historical Use) | 1250 | Unknown | 1961-01-01 | Unknown
10002346 | 1 | Ball Float | 2014-04-10 | no | 2014-07-10 | no | Currently in Use | Gas (Historical Use) | 20000 | Composite Double Walled | 2014-04-10 | Double-Walled Fiberglass | Pressurized
10002346 | 2A | Ball Float | 2014-04-10 | no | 2014-04-10 | no | Currently in Use | Gas (Historical Use) | 10000 | Composite Double Walled | 2014-04-10 | Double-Walled Fiberglass | Pressurized
10002346 | 2B | Ball Float | 2014-04-10 | no | 2014-04-10 | no | Currently in Use | Diesel | 10000 | Composite Double Walled | 2014-04-10 | Double-Walled Fiberglass | Pressurized
10002346 | 3 | Ball Float | 2014-04-10 | no | 2014-04-10 | no | Currently in Use | Gas (Historical Use) | 15000 | Composite Double Walled | 2014-04-10 | Double-Walled Fiberglass | Pressurized
10002347 | 1 |  |  | no |  | no | Removed from Ground | Used Oil | 550 | Bare Steel | 2014-07-22
10002348 | 1 | Flapper Valve | 2014-08-01 | no | 2014-03-01 | no | Currently in Use | Gas (Historical Use) | 15000 | Tank Jacket Double Walled | 2014-02-01 | Double-Walled Fiberglass | Pressurized
10002348 | 2 | Flapper Valve | 2014-08-01 | no | 2014-03-01 | no | Currently in Use | Gas (Historical Use) | 5000 | Tank Jacket Double Walled | 2014-02-01 | Double-Walled Fiberglass | Pressurized
10002348 | 3 | Flapper Valve | 2014-08-01 | no | 2014-03-01 | no | Currently in Use | Diesel | 5000 | Tank Jacket Double Walled | 2014-02-01 | Double-Walled Fiberglass | Pressurized
10002348 | 4 | Flapper Valve | 2014-08-01 | no | 2014-03-01 | no | Currently in Use | Gas (Historical Use) | 4000 | Tank Jacket Double Walled | 2014-02-01 | Double-Walled Fiberglass | Pressurized
10002348 | 5 | Flapper Valve | 2014-08-01 | no | 2014-03-01 | no | Currently in Use | Kerosene | 3000 | Tank Jacket Double Walled | 2014-02-01 | Double-Walled Fiberglass | Pressurized
10002349 | 1 |  | 2013-01-01 | yes | 2013-01-01 | yes | Currently in Use | Used Oil | 10000 | Fiberglass Double Walled | 2013-01-01 | Fiberglass Reinforced Plastic | Gravity Fed
10002350 | 1 | Ball Float | 2014-04-01 | no | 2014-04-01 | no | Currently in Use | Gas (Historical Use) | 12000 | Composite Double Walled | 2014-02-01 | Double-Walled Fiberglass | Pressurized
10002350 | 2A | Ball Float | 2014-04-01 | no | 2014-04-01 | no | Currently in Use | Gas (Historical Use) | 3000 | Composite Double Walled | 2014-02-01 | Double-Walled Fiberglass | Pressurized
10002350 | 2B | Ball Float | 2014-04-01 | no | 2014-04-01 | no | Currently in Use | Gas (Historical Use) | 3000 | Composite Double Walled | 2014-04-01 | Double-Walled Fiberglass | Pressurized
10002350 | 2C | Ball Float | 2014-04-01 | no | 2014-04-01 | no | Currently in Use | Diesel | 3000 | Composite Double Walled | 2014-04-01 | Double-Walled Fiberglass | Pressurized
10002351 | 1 |  | 2014-07-17 | no | 2014-07-17 | no | Currently in Use | Regular | 30000 | Fiberglass Double Walled | 2014-07-15 | Double-Walled Fiberglass | Pressurized
10002351 | 2 | Overfill Alarm | 2014-07-17 | no | 2014-07-17 | no | Currently in Use | Plus | 30000 | Fiberglass Double Walled | 2014-07-15 | Double-Walled Fiberglass | Pressurized
10002351 | 3 |  | 2014-07-17 | no | 2014-07-17 | no | Currently in Use | Gas (Historical Use) | 30000 | Fiberglass Double Walled | 2014-07-15 | Double-Walled Fiberglass | Pressurized
10002351 | 4 | Overfill Alarm | 2014-07-17 | no | 2014-07-17 | no | Currently in Use | New Oil | 1500 | Fiberglass Double Walled | 2014-07-15 | Double-Walled Fiberglass | Pressurized
10002352 | 1 | Ball Float | 2014-07-23 | no | 2014-07-23 | no | Currently in Use | Gas (Historical Use) | 20000 | Fiberglass | 2014-06-11 | Double-Walled Fiberglass | Pressurized
10002352 | 2 | Ball Float | 2014-07-23 | no | 2014-07-23 | no | Currently in Use | Diesel | 10000 | Fiberglass | 2014-06-11 | Double-Walled Fiberglass | Pressurized
10002352 | 3 | Ball Float | 2014-07-23 | no | 2014-07-23 | no | Currently in Use | Gas (Historical Use) | 8000 | Fiberglass | 2014-06-11 | Double-Walled Fiberglass | Pressurized
10002355 | 1 |  |  | no |  | no | Removed from Ground | Not Marked/Tank Removed | 1000 | Unknown | 2014-08-05
10002355 | 2 |  |  | no |  | no | Removed from Ground | Not Marked/Tank Removed | 1000 | Unknown | 2014-08-05
10002355 | 3 |  |  | no |  | no | Removed from Ground | Not Marked/Tank Removed | 1000 | Unknown | 2014-08-05
10002355 | 4 |  |  | no |  | no | Removed from Ground | Not Marked/Tank Removed | 750 | Unknown | 2014-08-05
10002355 | 5 |  |  | no |  | no | Removed from Ground | Not Marked/Tank Removed | 750 | Unknown | 2014-08-05
10002356 | 1 |  |  | no |  | no | Removed from Ground | Not Marked/Tank Removed | 0 | Unknown | 1997-01-01
10002359 | 1 |  |  | no |  | no | Removed from Ground | Not Marked/Tank Removed | 750 | Bare Steel | 2014-07-30
10002363 | 1 |  |  | no |  | no | Temporarily out of use | Not Marked | 8000 | Bare Steel | 1984-01-01 | Bare Steel | Pressurized
10002363 | 2 |  |  | no |  | no | Temporarily out of use | Not Marked | 8000 | Bare Steel | 1984-01-01 | Bare Steel | Pressurized
10002363 | 3 |  |  | no |  | no | Temporarily out of use | Not Marked | 8000 | Bare Steel | 1984-01-01 | Bare Steel | Pressurized
10002365 | 1 | Flapper Valve | 1999-01-01 | no | 1999-01-01 | no | Currently in Use | Diesel | 2000 | Galvanic (STIP-3) | 1999-01-01 | Aboveground | Safe Suction (Euro)
10002366 | 1 | Ball Float | 2014-07-23 | no | 2014-07-23 | no | Currently in Use | Regular | 20000 | Fiberglass Double Walled | 2014-07-08 | Double-Walled Flex | Pressurized
10002366 | 2 | Ball Float | 2014-07-23 | no | 2014-07-12 | no | Currently in Use | Premium | 10000 | Fiberglass Double Walled | 2014-07-08 | Double-Walled Flex | Pressurized
10002366 | 3 | Ball Float | 2014-07-23 | no | 2014-07-23 | no | Currently in Use | Diesel | 8000 | Fiberglass Double Walled | 2014-07-08 | Double-Walled Flex | Pressurized
10002367 | 1 | Ball Float | 2013-05-16 | no | 2013-05-16 | no | Currently in Use | E-10 | 15000 | Tank Jacket | 2013-05-16 | Double-Walled Fiberglass | Pressurized
10002367 | 2 | Ball Float | 2013-05-16 | no | 2013-05-16 | no | Currently in Use | E-10 | 5000 | Tank Jacket | 2013-05-16 | Double-Walled Fiberglass | Pressurized
10002367 | 3 | Ball Float | 2013-05-13 | no | 2013-05-16 | no | Currently in Use | Diesel | 5000 | Tank Jacket | 2013-05-16 | Double-Walled Fiberglass | Pressurized
10002370 | 1 | Ball Float | 2014-09-05 | no | 2014-12-04 | no | Currently in Use | Gas (Historical Use) | 20000 | Fiberglass Double Walled | 2014-09-05 | Double-Walled Fiberglass | Pressurized
10002370 | 2A | Ball Float | 2014-09-05 | no | 2014-12-04 | no | Currently in Use | Diesel | 12000 | Fiberglass Double Walled | 2014-09-05 | Double-Walled Fiberglass | Pressurized
10002370 | 2B | Ball Float | 2014-09-05 | no | 2014-12-04 | no | Currently in Use | Gas (Historical Use) | 8000 | Fiberglass Double Walled | 2014-09-05 | Double-Walled Fiberglass | Pressurized
10002371 | 1 |  |  | no |  | no | Removed from Ground |  | 1000 | Bare Steel | 2014-11-05 | Unknown | Safe Suction (Euro)
10002371 | 2 |  |  | no |  | no | Removed from Ground |  | 1000 | Bare Steel | 2014-11-05 | Unknown | Safe Suction (Euro)
10002372 | 1 |  |  | no |  | no | Removed from Ground | Not Marked/Tank Removed | 1320 | Unknown | 2014-09-09 | Unknown
10002372 | 2 |  |  | no |  | no | Removed from Ground | Not Marked/Tank Removed | 2538 | Unknown | 2014-09-09 | Unknown
10002372 | 3 |  |  | no |  | no | Removed from Ground | Not Marked/Tank Removed | 3525 | Unknown | 2014-09-09 | Unknown
10002373 | 1 |  | 2014-06-01 | no | 2014-06-01 | no | Currently in Use | Diesel | 2000 | Fiberglass Double Walled | 2014-06-01 | Double-Walled Fiberglass | Suction (American)
10002375 | 1 |  |  | no |  | no | Removed from Ground | Not Marked/Tank Removed | 8000 | Unknown | 2014-08-27 | Unknown
10002375 | 2 |  |  | no |  | no | Removed from Ground | Not Marked/Tank Removed | 8000 | Unknown | 2014-08-27 | Unknown
10002375 | 3 |  |  | no |  | no | Removed from Ground | Not Marked/Tank Removed | 8000 | Unknown | 2014-08-27 | Unknown
10002375 | 4 |  |  | no |  | no | Removed from Ground | Not Marked/Tank Removed | 110 | Unknown | 2014-08-27 | Unknown
10002376 | 1 |  |  | no |  | no | Removed from Ground | Not Marked/Tank Removed | 0 | Unknown |  | Unknown
10002376 | 2 |  |  | no |  | no | Removed from Ground |  | 0 | Unknown |  | Unknown
10002376 | 3 |  |  | no |  | no | Removed from Ground |  | 0 | Unknown |  | Unknown
10002377 | 1 |  |  | no |  | no | Closed in Ground | Gas (Historical Use) | 2000 | Unknown | 2014-11-05 | Unknown
10002377 | 2 |  |  | no |  | no | Closed in Ground | Gas (Historical Use) | 2000 | Unknown | 2014-11-05 | Unknown
10002378 | 1 | Ball Float | 2014-09-26 | no | 2014-09-26 | no | Currently in Use | Gas (Historical Use) | 20000 | Fiberglass Double Walled | 2014-08-22 | Double-Walled Flex | Pressurized
10002378 | 2A | Ball Float | 2014-09-26 | no | 2014-09-26 | no | Currently in Use | Gas (Historical Use) | 10000 | Fiberglass Double Walled | 2014-08-22 | Double-Walled Flex | Pressurized
10002378 | 2B | Ball Float | 2014-09-26 | no | 2014-09-26 | no | Currently in Use | Diesel | 8000 | Fiberglass Double Walled | 2014-08-22 | Double-Walled Flex | Pressurized
10002380 | 1 |  |  | no |  | no | Removed from Ground | Gas (Historical Use) | 0 | Unknown |  | Unknown
10002380 | 2 |  |  | no |  | no | Removed from Ground | Gas (Historical Use) | 0 | Unknown |  | Unknown
10002382 | 1 | Overfill Alarm | 2014-09-24 | no | 2014-09-24 | no | Currently in Use | Regular | 20000 | Fiberglass | 2014-08-27 | Flex | Pressurized
10002382 | 2 | Overfill Alarm | 2014-09-24 | no | 2014-09-24 | no | Currently in Use | Diesel | 10000 | Fiberglass | 2014-08-27 | Flex | Pressurized
10002382 | 3 | Overfill Alarm | 2014-09-24 | no | 2014-09-24 | no | Currently in Use | Premium | 8000 | Fiberglass | 2014-08-27 | Flex | Pressurized
10002383 | 1 |  |  | no |  | no | Removed from Ground |  | 0 | Bare Steel | 2014-12-17 | Unknown
10002383 | 2 |  |  | no |  | no | Removed from Ground |  | 0 | Bare Steel | 2014-12-17 | Unknown
10002383 | 3 |  |  | no |  | no | Removed from Ground |  | 0 | Bare Steel | 2014-12-17 | Unknown
10002383 | 4 |  |  | no |  | no | Removed from Ground |  | 0 | Bare Steel | 2014-12-17 | Unknown
10002386 | 1 |  |  | no |  | no | Removed from Ground | Not Marked/Tank Removed | 550 | Bare Steel | 2014-10-20 | Bare Steel
10002386 | 2 |  |  | no |  | no | Removed from Ground | Not Marked/Tank Removed | 550 | Bare Steel | 2014-10-20 | Bare Steel
10002386 | 3 |  |  | no |  | no | Removed from Ground | Not Marked/Tank Removed | 70 | Bare Steel | 2014-10-20 | Bare Steel
10002387 | 1 | Ball Float | 2014-11-01 | no | 2014-11-01 | no | Currently in Use | Gas (Historical Use) | 13000 | Composite Double Walled | 2014-11-01 | Double-Walled Fiberglass | Pressurized
10002388 | 1 |  | 2014-01-16 | no | 2014-01-16 | no | Currently in Use | Gas (Historical Use) | 4000 | Tank Jacket | 2014-01-16 | Double-Walled Fiberglass | Pressurized
10002388 | 2 |  | 2014-01-16 | no | 2014-01-16 | no | Currently in Use | Gas (Historical Use) | 12000 | Tank Jacket | 2014-01-16 | Double-Walled Fiberglass | Pressurized
10002388 | 3 |  | 2014-01-16 | no | 2014-01-16 | no | Currently in Use | Gas (Historical Use) | 5000 | Tank Jacket | 2014-01-16 | Double-Walled Fiberglass | Pressurized
10002388 | 4 |  | 2014-01-16 | no | 2014-01-16 | no | Currently in Use | Diesel | 4000 | Tank Jacket | 2014-01-16 | Double-Walled Fiberglass | Pressurized
10002389 | 1 |  |  | no |  | no | Removed from Ground |  | 5000 | Unknown | 2014-10-07 | Unknown
10002391 | 1 |  |  | no |  | no | Removed from Ground | Gas (Historical Use) | 3000 | Bare Steel | 2014-10-24 | Bare Steel
10002394 | 1 | Ball Float | 2014-11-01 | no | 2014-11-01 | no | Currently in Use | Gas (Historical Use) | 12000 | Composite Double Walled | 2014-11-01 | Double-Walled Fiberglass | Pressurized
10002395 | 1 |  | 2014-10-31 | no | 2014-10-31 | no | Currently in Use | Gas (Historical Use) | 15000 | Fiberglass Double Walled | 2014-10-31 | Double-Walled Flex | Pressurized
10002395 | 2A |  | 2014-10-31 | no | 2014-10-31 | no | Currently in Use | Gas (Historical Use) | 8000 | Fiberglass Double Walled | 2014-10-31 | Double-Walled Flex | Pressurized
10002395 | 2B |  | 2014-10-31 | no | 2014-10-31 | no | Currently in Use | Diesel | 7000 | Fiberglass Double Walled | 2014-10-31 | Double-Walled Flex | Pressurized
10002396 | 1 |  | 2014-11-04 | no | 2014-11-04 | no | Currently in Use | Gas (Historical Use) | 15000 | Fiberglass Double Walled | 2014-11-04 | Double-Walled Flex | Pressurized
10002396 | 2A |  | 2014-11-04 | no | 2014-11-04 | no | Currently in Use | Gas (Historical Use) | 8000 | Fiberglass Double Walled | 2014-11-04 | Double-Walled Flex | Pressurized
10002396 | 2B |  | 2014-11-04 | no | 2014-11-04 | no | Currently in Use | Diesel | 7000 | Fiberglass Double Walled | 2014-11-04 | Double-Walled Flex | Pressurized
10002400 | 1 |  |  | no |  | no | Removed from Ground | Used Oil | 550 | Unknown | 2014-10-20 | Unknown
10002400 | 2 |  |  | no |  | no | Removed from Ground | Used Oil | 550 | Unknown | 2014-10-20 | Unknown
10002400 | 3 |  |  | no |  | no | Removed from Ground | Used Oil | 550 | Unknown | 2014-10-20 | Unknown
10002400 | 4 |  |  | no |  | no | Removed from Ground | Used Oil | 550 | Unknown | 2014-10-20 | Unknown
10002403 | 1 |  | 2014-11-04 | no | 2014-11-14 | no | Currently in Use | Gas (Historical Use) | 15000 | Fiberglass Double Walled | 2014-08-30 | Double-Walled Flex | Pressurized
10002403 | 2A |  | 2014-11-04 | no | 2014-11-14 | no | Currently in Use | Gas (Historical Use) | 8000 | Fiberglass Double Walled | 2014-08-30 | Double-Walled Flex | Pressurized
10002403 | 2B |  | 2014-11-04 | no | 2014-11-14 | no | Currently in Use | Diesel | 7000 | Fiberglass Double Walled | 2014-11-04 | Double-Walled Flex | Pressurized
10002405 | 1 | Ball Float | 2014-11-01 | no | 2014-11-01 | no | Currently in Use | Regular | 20000 | Composite Double Walled | 2014-11-01 | Double-Walled Fiberglass | Pressurized
10002405 | 2A | Ball Float | 2014-11-01 | no | 2014-11-01 | no | Currently in Use | Premium | 7000 | Composite Double Walled | 2014-11-01 | Double-Walled Fiberglass | Pressurized
10002405 | 2B | Ball Float | 2014-11-01 | no | 2014-11-01 | no | Currently in Use | Diesel | 8000 | Composite Double Walled | 2014-11-01 | Double-Walled Fiberglass | Pressurized
10002407 | 1 |  | 2014-11-12 | no |  | no | Currently in Use | Gas (Historical Use) | 15000 | Fiberglass Double Walled | 2016-03-18 | Double-Walled Flex | Pressurized
10002407 | 2A |  | 2014-11-12 | no |  | no | Currently in Use | Gas (Historical Use) | 8000 | Fiberglass Double Walled | 2016-03-18 | Double-Walled Flex | Pressurized
10002407 | 2B |  | 2014-11-12 | no |  | no | Currently in Use | Diesel | 7000 | Fiberglass Double Walled | 2016-03-18 | Double-Walled Flex | Pressurized
10002408 | 1 | Ball Float | 1997-01-01 | no | 1997-01-01 | no | Currently in Use | Diesel | 10000 | Tank Jacket | 1997-01-01 | Double-Walled Flex | Pressurized
10002408 | 2 | Ball Float | 1997-01-01 | no | 1997-01-01 | no | Currently in Use | Gas (Historical Use) | 10000 | Tank Jacket | 1997-01-01 | Double-Walled Flex | Pressurized
10002409 | 1 |  | 2014-06-01 | no | 2014-06-01 | no | Currently in Use | Regular | 12000 | Composite Double Walled | 2014-06-01 | Double-Walled Fiberglass | Pressurized
10002409 | 2A |  | 2014-06-01 | no | 2014-06-01 | no | Currently in Use | Diesel | 2000 | Composite Double Walled | 2014-06-01 | Double-Walled Fiberglass | Pressurized
10002409 | 2B |  | 2014-06-01 | no | 2014-06-01 | no | Currently in Use | Premium | 4000 | Composite Double Walled | 2014-06-01 | Double-Walled Fiberglass | Pressurized
10002412 | 1 |  |  | no |  | no | Removed from Ground | Used Oil | 560 | Bare Steel | 1990-11-15 | Bare Steel | Gravity Fed
10002413 | 1 |  |  | no |  | no | Removed from Ground | Other | 5000 | Bare Steel | 2015-01-06 | Bare Steel
10002414 | 1 |  |  | no |  | no | Removed from Ground | Gas (Historical Use) | 0 | Unknown | 2015-03-05 | Bare Steel
10002416 | 1 | Flapper Valve | 2014-10-25 | no | 2014-10-25 | no | Currently in Use | Regular | 15000 | Fiberglass Double Walled | 2014-10-15 | Double-Walled Flex | Pressurized
10002416 | 2A | Flapper Valve | 2014-10-25 | no | 2014-10-25 | no | Currently in Use | Premium | 8000 | Fiberglass Double Walled | 2014-10-15 | Double-Walled Flex | Pressurized
10002416 | 2B | Flapper Valve | 2014-10-25 | no | 2014-10-25 | no | Currently in Use | Diesel | 7000 | Fiberglass Double Walled | 2014-10-15 | Double-Walled Flex | Pressurized
10002417 | 1A |  | 2015-02-01 | no | 2015-02-01 | no | Currently in Use | Gas (Historical Use) | 12000 | Composite Double Walled | 2015-02-01 | Double-Walled Fiberglass | Pressurized
10002417 | 1B |  | 2015-02-01 | no | 2015-02-01 | no | Currently in Use | Gas (Historical Use) | 4000 | Composite Double Walled | 2015-02-01 | Double-Walled Fiberglass | Pressurized
10002417 | 1C |  | 2015-08-02 | no | 2015-08-02 | no | Currently in Use | Diesel | 4000 | Composite Double Walled | 2015-02-01 | Double-Walled Fiberglass | Pressurized
10002418 | 1 |  |  | no |  | no | Closed in Ground | Gas (Historical Use) | 0 | Bare Steel | 2015-02-26 | Bare Steel
10002419 | 1 | Ball Float | 2014-08-22 | no | 2014-08-22 | no | Currently in Use | Regular | 12000 | Epoxy Double-Walled | 2014-08-20 | Double-Walled Fiberglass | Pressurized
10002419 | 2A | Ball Float | 2014-08-22 | no | 2014-08-22 | no | Currently in Use | Premium | 6000 | Epoxy Double-Walled | 2014-08-20 | Double-Walled Fiberglass | Pressurized
10002419 | 2B | Ball Float | 2014-08-22 | no | 2014-08-22 | no | Currently in Use | Diesel | 6000 | Epoxy Double-Walled | 2014-08-20 | Double-Walled Fiberglass | Pressurized
10002420 | 1 |  |  | no |  | no | Removed from Ground | Not Marked/Tank Removed | 0 | Unknown | 1991-01-01
10002420 | 2 |  |  | no |  | no | Removed from Ground | Not Marked/Tank Removed | 0 | Unknown | 1991-01-01
10002420 | 3 |  |  | no |  | no | Removed from Ground | Not Marked/Tank Removed | 0 | Unknown | 1991-01-01
10002425 | 1 | Ball Float | 2014-11-01 | no | 2014-11-01 | no | Currently in Use | Gas (Historical Use) | 12000 | Composite Double Walled | 2014-11-01 | Double-Walled Fiberglass | Pressurized
10002425 | 2A |  | 2014-11-01 | no | 2014-11-01 | no | Currently in Use | Gas (Historical Use) | 8500 | Composite Double Walled | 2014-11-01 | Double-Walled Fiberglass | Pressurized
10002425 | 2B |  | 2014-11-01 | no | 2014-11-01 | no | Currently in Use | Gas (Historical Use) | 3500 | Composite Double Walled | 2014-11-01 | Double-Walled Fiberglass | Pressurized
10002426 | 1 |  |  | no |  | no | Removed from Ground | Gas (Historical Use) | 1000 | Bare Steel | 1960-01-01 | Galvanized Steel | Suction (American)
10002426 | 2 |  |  | no |  | no | Removed from Ground | Gas (Historical Use) | 1000 | Bare Steel | 1960-01-01 | Galvanized Steel | Suction (American)
10002426 | 3 |  |  | no |  | no | Removed from Ground | Diesel | 1000 | Bare Steel | 1960-01-01 | Galvanized Steel
10002427 | 1 | Flapper Valve | 2015-04-10 | no |  | no | Currently in Use | Gas (Historical Use) | 20000 | Fiberglass Double Walled | 2015-02-10 | Double-Walled Fiberglass | Pressurized
10002427 | 2A | Flapper Valve | 2015-04-10 | no |  | no | Currently in Use | Diesel | 12000 | Fiberglass Double Walled | 2015-02-10 | Double-Walled Fiberglass | Pressurized
10002427 | 2B | Flapper Valve | 2015-04-10 | no |  | no | Currently in Use | Gas (Historical Use) | 8000 | Fiberglass Double Walled | 2015-02-10 | Double-Walled Fiberglass | Pressurized
10002431 | 1 |  |  | no |  | no | Removed from Ground | Gas (Historical Use) | 1000 | Bare Steel | 2015-05-27 | Bare Steel
10002431 | 2 |  |  | no |  | no | Removed from Ground | Gas (Historical Use) | 1000 | Bare Steel | 2015-05-27 | Bare Steel
10002431 | 3 |  |  | no |  | no | Removed from Ground | Not Marked/Tank Removed | 300 | Unknown | 2015-06-22
10002432 | 1 |  |  | no |  | no | Removed from Ground | Not Marked/Tank Removed | 0 | Unknown | 2015-06-01 | Unknown
10002434 | 1 |  |  | no |  | no | Removed from Ground |  | 0 | Unknown | 1971-01-01
10002436 | 1A | Flapper Valve | 2015-05-20 | no | 2015-05-20 | no | Currently in Use | Regular | 12000 | Composite Double Walled | 2015-05-01 | Double-Walled Fiberglass | Pressurized
10002436 | 1B | Flapper Valve | 2015-05-01 | no | 2015-05-20 | no | Currently in Use | Premium | 4000 | Composite Double Walled | 2015-05-01 | Double-Walled Fiberglass | Pressurized
10002436 | 1C | Flapper Valve | 2015-05-20 | no | 2015-05-20 | no | Currently in Use | Diesel On Road | 4000 | Composite Double Walled | 2015-05-01 | Double-Walled Fiberglass | Pressurized
10002439 | 1 | Flapper Valve | 2015-04-29 | no | 2015-03-07 | no | Currently in Use | Gas (Historical Use) | 15000 | Fiberglass Double Walled | 2016-03-18 | Double-Walled Flex | Pressurized
10002439 | 2A | Flapper Valve | 2015-04-29 | no | 2015-03-07 | no | Currently in Use | Gas (Historical Use) | 8000 | Fiberglass Double Walled | 2016-03-18 | Double-Walled Flex | Pressurized
10002439 | 2B | Flapper Valve | 2015-04-29 | no | 2015-03-07 | no | Currently in Use | Diesel | 7000 | Fiberglass Double Walled | 2016-03-18 | Double-Walled Flex | Pressurized
10002441 | 1 | Ball Float | 2015-04-06 | no | 2015-04-06 | no | Currently in Use | Gas (Historical Use) | 20000 | Fiberglass Double Walled | 2015-03-05 | Double-Walled Flex | Pressurized
10002441 | 2 | Ball Float | 2015-04-06 | no | 2015-04-06 | no | Currently in Use | Diesel | 10000 | Fiberglass Double Walled | 2015-03-05 | Double-Walled Flex | Pressurized
10002441 | 3 | Ball Float | 2015-04-06 | no | 2015-04-06 | no | Currently in Use | Gas (Historical Use) | 8000 | Fiberglass Double Walled | 2015-03-05 | Double-Walled Flex | Pressurized
10002442 | 1A | Ball Float | 2015-02-01 | no | 2015-02-01 | no | Currently in Use | Gas (Historical Use) | 20000 | Composite Double Walled | 2015-02-01 | Double-Walled Flex | Pressurized
10002442 | 1B | Ball Float | 2015-02-01 | no | 2015-02-01 | no | Currently in Use | Gas (Historical Use) | 5000 | Composite Double Walled | 2015-02-01 | Double-Walled Flex | Pressurized
10002442 | 1C | Ball Float | 2015-02-01 | no | 2015-02-01 | no | Currently in Use | Diesel | 5000 | Composite Double Walled | 2015-02-01 | Double-Walled Flex | Pressurized
10002445 | 1 |  |  | no |  | no | Removed from Ground | Not Marked/Tank Removed | 1000 | Unknown | 2015-05-27
10002447 | 1 | Ball Float | 2015-06-05 | no | 2015-06-05 | no | Currently in Use | Gas (Historical Use) | 20000 | Composite Double Walled | 2015-06-05 | Double-Walled Fiberglass | Pressurized
10002447 | 2A | Ball Float | 2015-06-05 | no | 2015-06-05 | no | Currently in Use | Gas (Historical Use) | 10000 | Fiberglass Double Walled | 2015-06-05 | Double-Walled Fiberglass | Pressurized
10002447 | 2B | Ball Float | 2015-06-05 | no | 2015-06-05 | no | Currently in Use | Gas (Historical Use) | 10000 | Composite Double Walled | 2015-06-05 | Double-Walled Fiberglass | Pressurized
10002447 | 3A | Ball Float | 2015-06-05 | no | 2015-06-05 | no | Currently in Use | Gas (Historical Use) | 10000 | Composite Double Walled | 2015-06-05 | Double-Walled Fiberglass | Pressurized
10002447 | 3B | Ball Float | 2015-06-05 | no | 2015-06-05 | no | Currently in Use | Diesel | 10000 | Composite Double Walled | 2015-06-05 | Double-Walled Fiberglass | Pressurized
10002451 | 1A | Overfill Alarm | 2015-05-01 | no | 2015-05-01 | no | Currently in Use | Gas (Historical Use) | 12000 | Composite Double Walled | 2015-05-01 | Double-Walled Flex | Pressurized
10002451 | 1B | Overfill Alarm | 2015-05-01 | no | 2015-05-01 | no | Currently in Use | Diesel | 3000 | Composite Double Walled | 2015-05-01 | Double-Walled Flex | Pressurized
10002452 | 1 | Flapper Valve | 2015-06-01 | no | 2015-06-01 | no | Currently in Use | Gas (Historical Use) | 20000 | Fiberglass Double Walled | 2015-06-01 | Double-Walled Fiberglass | Pressurized
10002452 | 2A | Flapper Valve | 2015-06-01 | no | 2015-06-01 | no | Currently in Use | Diesel | 12000 | Fiberglass Double Walled | 2015-06-01 | Double-Walled Fiberglass | Pressurized
10002452 | 2B | Flapper Valve | 2015-06-01 | no | 2015-06-01 | no | Currently in Use | Gas (Historical Use) | 8000 | Fiberglass Double Walled | 2015-06-01 | Double-Walled Fiberglass | Pressurized
10002456 | 1 |  |  | no |  | no | Removed from Ground | Not Marked/Tank Removed | 1000 | Bare Steel | 2015-06-22 | Bare Steel
10002456 | 2 |  |  | no |  | no | Removed from Ground | Not Marked/Tank Removed | 1000 | Bare Steel | 2015-06-22 | Bare Steel
10002458 | 1 |  |  | no |  | no | Removed from Ground | Other | 500 | Unknown | 2015-04-21
10002461 | 1 |  |  | no |  | no | Removed from Ground | Gas (Historical Use) | 2000 | Bare Steel |  | Bare Steel
10002461 | 2 |  |  | no |  | no | Removed from Ground | Gas (Historical Use) | 2000 | Bare Steel |  | Bare Steel
10002461 | 3 |  |  | no |  | no | Removed from Ground | Diesel | 500 | Bare Steel |  | Bare Steel
10002461 | 4 |  |  | no |  | no | Removed from Ground | Kerosene | 500 | Bare Steel |  | Bare Steel
10002464 | 1 |  |  | no |  | no | Removed from Ground | Not Marked/Tank Removed | 0 | Unknown
10002465 | 1 |  |  | no |  | no | Closed in Ground | Other | 5000 | Unknown
10002472 | 1 |  |  | no |  | no | Removed from Ground | Diesel | 8000 | Galvanic (STIP-3) | 2015-09-01
10002476 | 1 |  |  | no |  | no | Removed from Ground | Gas (Historical Use) | 0 | Unknown | 2031-01-01
10002478 | 1 |  | 2015-04-09 | no | 2015-04-09 | no | Currently in Use | Gas (Historical Use) | 20000 | Fiberglass Double Walled | 2015-04-09 | Double-Walled Flex | Pressurized
10002478 | 2 |  | 2015-04-09 | no | 2015-04-09 | no | Currently in Use | Gas (Historical Use) | 20000 | Fiberglass Double Walled | 2015-04-09 | Double-Walled Flex | Pressurized
10002478 | 3A |  | 2015-04-09 | no | 2015-04-09 | no | Currently in Use | Gas (Historical Use) | 12000 | Fiberglass Double Walled | 2015-04-09 | Double-Walled Flex | Pressurized
10002478 | 3B |  | 2015-04-09 | no | 2015-04-09 | no | Currently in Use | Diesel | 8000 | Fiberglass Double Walled | 2015-04-09 | Double-Walled Flex | Pressurized
10002480 | 1A | Flapper Valve | 2015-05-15 | no | 2015-08-15 | no | Currently in Use | Diesel Off Road | 20000 | Composite Double Walled | 2015-06-01 | Double-Walled Flex | Pressurized
10002480 | 1B | Flapper Valve | 2015-08-15 | no | 2015-08-15 | no | Currently in Use | Diesel On Road | 5000 | Composite Double Walled | 2015-08-15 | Double-Walled Flex | Pressurized
10002480 | 1C | Flapper Valve | 2015-06-01 | no | 2015-06-01 | no | Currently in Use | Regular | 5000 | Composite Double Walled | 2015-06-01 | Double-Walled Flex | Pressurized
10002481 | 1 | Flapper Valve | 2015-09-29 | no | 2015-09-29 | no | Currently in Use | Gas (Historical Use) | 15000 | Composite Double Walled | 2015-09-29 | Double-Walled Flex | Pressurized
10002481 | 2A | Flapper Valve | 2015-09-29 | no | 2015-09-29 | no | Currently in Use | Gas (Historical Use) | 10000 | Composite Double Walled | 2015-09-29 | Double Walled | Pressurized
10002481 | 2B | Flapper Valve | 2015-09-29 | no | 2015-09-29 | no | Currently in Use | Gas (Historical Use) | 5000 | Composite Double Walled | 2015-09-29 | Double-Walled Flex | Pressurized
10002481 | 3 | Flapper Valve | 2015-09-29 | no | 2015-09-29 | no | Currently in Use | Diesel | 10000 | Composite Double Walled | 2015-09-29 | Double-Walled Flex | Pressurized
10002482 | 1 | Ball Float | 1990-01-01 | no | 1990-01-01 | no | Currently in Use | Diesel | 10000 | Galvanic (STIP-3) | 1990-01-01 | Fiberglass Reinforced Plastic | Pressurized
10002482 | 2A | Ball Float | 1990-01-01 | no | 1990-01-01 | no | Currently in Use | Gas (Historical Use) | 9000 | Galvanic (STIP-3) | 1990-01-01 | Fiberglass Reinforced Plastic | Pressurized
10002482 | 2B | Ball Float | 1990-01-01 | no | 1990-01-01 | no | Currently in Use | Gas (Historical Use) | 3000 | Galvanic (STIP-3) | 1990-01-01 | Fiberglass Reinforced Plastic | Pressurized
10002482 | 3 | Ball Float | 1990-01-01 | no | 1990-01-01 | no | Currently in Use | Diesel | 10000 | Epoxy Double-Walled | 1990-01-01 | Double-Walled Fiberglass | Pressurized
10002484 | 1 |  |  | no |  | no | Currently in Use | Diesel | 20000 | Fiberglass Double Walled | 2015-11-02 | Double-Walled Fiberglass | Pressurized
10002484 | 2 |  |  | no |  | no | Currently in Use | Diesel | 20000 | Fiberglass Double Walled | 2015-04-27 | Double-Walled Fiberglass | Pressurized
10002484 | 3 |  |  | no |  | no | Currently in Use | Diesel | 20000 | Fiberglass Double Walled | 2015-04-27 | Double-Walled Fiberglass | Pressurized
10002488 | 1 |  | 2015-09-01 | no | 2015-09-01 | no | Currently in Use | Gas (Historical Use) | 15000 | Composite Double Walled | 2015-09-01 | Double-Walled Fiberglass | Pressurized
10002488 | 2A |  | 2015-09-01 | no | 2015-09-01 | no | Currently in Use | Gas (Historical Use) | 6000 | Composite Double Walled | 2015-09-01 | Double-Walled Fiberglass | Pressurized
10002488 | 2B |  | 2015-09-01 | no | 2015-09-01 | no | Currently in Use | Diesel | 4000 | Composite Double Walled | 2015-09-01 | Double-Walled Fiberglass | Pressurized
10002491 | 1 | Ball Float | 2015-03-23 | no | 2015-03-23 | no | Currently in Use | Gas (Historical Use) | 12000 | Composite Double Walled | 2015-03-23 | Double-Walled Fiberglass | Pressurized
10002491 | 2 | Ball Float | 2015-03-23 | no | 2015-03-23 | no | Currently in Use | Gas (Historical Use) | 4000 | Composite Double Walled | 2015-03-23 | Double-Walled Fiberglass | Pressurized
10002491 | 3 | Ball Float | 2015-03-23 | no | 2015-03-23 | no | Currently in Use | Diesel | 4000 | Composite Double Walled | 2015-03-23 | Double-Walled Fiberglass | Pressurized
10002491 | 4 | Ball Float | 2015-03-23 | no | 2015-03-23 | no | Currently in Use | Gas (Historical Use) | 4000 | Composite Double Walled | 2015-03-23 | Double-Walled Fiberglass | Pressurized
10002492 | 1 |  |  | no |  | no | Removed from Ground | Gas (Historical Use) | 1000 | Bare Steel | 2012-12-21
10002492 | 2 |  |  | no |  | no | Removed from Ground | Gas (Historical Use) | 1000 | Bare Steel | 2012-12-21
10002492 | 3 |  |  | no |  | no | Removed from Ground | Gas (Historical Use) | 1000 | Bare Steel | 2012-12-21
10002492 | 4 |  |  | no |  | no | Removed from Ground | Gas (Historical Use) | 1000 | Bare Steel | 2012-12-21
10002494 | 1 |  |  | no |  | no | Removed from Ground | Used Oil | 500 | Bare Steel | 2015-09-01 | Bare Steel
10002498 | 1 |  |  | no |  | no | Removed from Ground | Diesel | 500 | Bare Steel | 2015-10-21
10002499 | 1 |  |  | no |  | no | Removed from Ground | Used Oil | 550 | Bare Steel | 2015-10-21
10002500 | 1 |  | 2015-11-04 | no | 2015-11-04 | no | Currently in Use | Gas (Historical Use) | 15000 | Fiberglass Double Walled | 2015-10-13 | Double-Walled Flex | Pressurized
10002500 | 2A |  | 2015-11-04 | no | 2015-11-04 | no | Currently in Use | Gas (Historical Use) | 8000 | Fiberglass Double Walled | 2015-10-13 | Double-Walled Flex | Pressurized
10002500 | 2B |  | 2015-11-04 | no | 2015-11-04 | no | Currently in Use | Diesel | 7000 | Fiberglass Double Walled | 2015-10-13 | Double-Walled Flex | Pressurized
10002501 | 1 | Flapper Valve | 2015-12-15 | no |  | no | Currently in Use | Gas (Historical Use) | 20000 | Fiberglass Double Walled | 2015-12-02 | Double-Walled Fiberglass | Pressurized
10002501 | 2A | Flapper Valve | 2015-12-15 | no |  | no | Currently in Use | Diesel | 12000 | Fiberglass Double Walled | 2015-12-02 | Double-Walled Fiberglass | Pressurized
10002501 | 2B | Flapper Valve | 2015-12-15 | no |  | no | Currently in Use | Gas (Historical Use) | 8000 | Fiberglass Double Walled | 2015-12-02 | Double-Walled Fiberglass | Pressurized
10002502 | 1 | Flapper Valve | 2015-09-01 | no | 2015-09-01 | no | Currently in Use | Regular | 15000 | Composite Double Walled | 2015-09-01 | Double-Walled Flex | Pressurized
10002502 | 2 | Flapper Valve | 2015-09-01 | no | 2015-09-01 | no | Currently in Use | Premium | 5000 | Composite Double Walled | 2015-09-01 | Double-Walled Fiberglass | Pressurized
10002504 | 1 | Flapper Valve | 2015-07-01 | no | 2015-07-01 | no | Currently in Use | Regular | 15000 | Composite Double Walled | 2015-07-01 | Double-Walled Fiberglass | Pressurized
10002504 | 2 | Flapper Valve | 2015-07-01 | no | 2015-07-01 | no | Currently in Use | Premium | 5000 | Composite Double Walled | 2015-07-01 | Double-Walled Fiberglass | Pressurized
10002506 | 1A | Flapper Valve | 2015-12-01 | no | 2015-12-01 | no | Currently in Use | Premium | 5000 | Composite Double Walled | 2015-12-01 | Double-Walled Fiberglass | Pressurized
10002506 | 1B | Flapper Valve | 2015-12-01 | no | 2015-12-01 | no | Currently in Use | Regular | 15000 | Composite Double Walled | 2015-12-01 | Double-Walled Fiberglass | Pressurized
10002506 | 1C | Flapper Valve | 2015-12-01 | no | 2015-12-01 | no | Currently in Use | Diesel | 5000 | Composite Double Walled | 2015-12-01 | Double-Walled Fiberglass | Pressurized
10002507 | 1 | Ball Float | 2016-08-05 | no | 2016-08-05 | no | Currently in Use | Diesel | 10000 | Composite | 2015-11-05 | Fiberglass Reinforced Plastic
10002508 | 1 |  |  | no |  | no | Removed from Ground | Not Marked/Tank Removed | 1000 | Unknown | 2015-06-02 | Unknown
10002508 | 2 |  |  | no |  | no | Removed from Ground | Not Marked/Tank Removed | 1000 | Unknown | 2015-06-02 | Unknown
10002509 | 1 |  |  | no |  | no | Closed in Ground | Not Marked/Tank Removed | 1200 | Unknown | 2015-12-22 | Unknown
10002510 | 1 |  |  | no |  | no | Removed from Ground | Not Marked | 4000 | Unknown | 2016-01-12 | Unknown
10002510 | 2 |  |  | no |  | no | Removed from Ground | Not Marked | 4000 | Unknown | 2016-01-12 | Unknown
10002510 | 3 |  |  | no |  | no | Removed from Ground | Used Oil | 500 | Unknown | 2016-05-16 | Unknown
10002512 | 1 | Ball Float | 2015-12-18 | no | 2015-12-18 | no | Currently in Use | Gas (Historical Use) | 20000 | Fiberglass Double Walled | 2015-12-18 | Double-Walled Fiberglass | Pressurized
10002512 | 2A | Ball Float | 2015-12-18 | no | 2015-12-18 | no | Currently in Use | Gas (Historical Use) | 20000 | Fiberglass Double Walled | 2015-12-18 | Double-Walled Fiberglass | Pressurized
10002512 | 2B | Ball Float | 2015-12-18 | no | 2015-12-18 | no | Currently in Use | Diesel | 20000 | Fiberglass Double Walled | 2015-12-18 | Double-Walled Fiberglass | Pressurized
10002513 | 1 | Flapper Valve | 2015-12-15 | no | 1990-01-01 | no | Currently in Use | Diesel | 1500 | Composite | 1990-01-01 | Fiberglass Reinforced Plastic | Safe Suction (Euro)
10002515 | 1 |  | 2015-12-16 | no | 2015-08-31 | no | Currently in Use | Gas (Historical Use) | 15000 | Fiberglass Double Walled | 2015-08-13 | Double-Walled Flex | Pressurized
10002515 | 2A |  | 2015-12-18 | no | 2015-08-31 | no | Currently in Use | Gas (Historical Use) | 8000 | Fiberglass Double Walled | 2015-08-13 | Double-Walled Flex | Pressurized
10002515 | 2B |  | 2015-12-16 | no | 2015-08-13 | no | Currently in Use | Diesel | 7000 | Fiberglass Double Walled | 2015-08-13 | Double-Walled Flex | Pressurized
10002518 | 1 |  | 2016-01-13 | no | 2015-10-01 | no | Currently in Use | Gas (Historical Use) | 15000 | Fiberglass Double Walled | 2015-06-16 | Double-Walled Flex | Pressurized
10002518 | 2A |  | 2016-01-13 | no | 2015-10-01 | no | Currently in Use | Gas (Historical Use) | 8000 | Fiberglass Double Walled | 2015-06-16 | Double-Walled Flex | Pressurized
10002518 | 2B |  | 2016-01-13 | no | 2015-10-01 | no | Currently in Use | Diesel | 7000 | Fiberglass Double Walled | 2015-06-16 | Double-Walled Flex | Pressurized
10002520 | 1 | Flapper Valve | 2012-04-01 | no | 2012-04-01 | no | Currently in Use | Gas (Historical Use) | 20000 | Fiberglass Double Walled | 2012-04-01 | Double-Walled Fiberglass | Pressurized
10002520 | 2 | Flapper Valve | 2012-04-01 | no | 2012-04-01 | no | Currently in Use | Diesel | 8000 | Fiberglass Double Walled | 2012-04-01 | Double-Walled Fiberglass | Pressurized
10002524 | 1 |  |  | no |  | no | Removed from Ground | Not Marked/Tank Removed | 12000 | Bare Steel | 2005-12-09 | Unknown
10002524 | 2 |  |  | no |  | no | Removed from Ground | Not Marked/Tank Removed | 12000 | Bare Steel | 2005-12-09 | Unknown
10002524 | 3 |  |  | no |  | no | Removed from Ground | Not Marked/Tank Removed | 6000 | Bare Steel | 2007-03-14 | Unknown
10002525 | 1A |  | 2016-02-01 | no | 2016-02-01 | no | Currently in Use | Gas (Historical Use) | 12000 | Composite Double Walled | 2016-02-01 | Double-Walled Fiberglass | Pressurized
10002525 | 1B |  | 2016-02-01 | no | 2016-02-01 | no | Currently in Use | Gas (Historical Use) | 4000 | Composite Double Walled | 2016-02-01 | Double-Walled Fiberglass | Pressurized
10002525 | 1C |  | 2016-02-01 | no | 2016-02-01 | no | Currently in Use | Diesel | 4000 | Composite Double Walled | 2016-02-01 | Double-Walled Fiberglass | Pressurized
10002529 | 1A |  | 2015-12-28 | no | 2015-12-28 | no | Currently in Use | Gas (Historical Use) | 9000 | Composite Double Walled | 2015-12-01 | Double-Walled Fiberglass | Pressurized
10002529 | 1B |  | 2015-12-28 | no | 2015-12-28 | no | Currently in Use | Gas (Historical Use) | 3000 | Composite Double Walled | 2015-12-01 | Double-Walled Fiberglass | Pressurized
10002529 | 2A |  | 2015-12-28 | no | 2015-12-01 | no | Currently in Use | Diesel | 9000 | Composite Double Walled | 2015-12-01 | Double-Walled Fiberglass | Pressurized
10002529 | 2B |  | 2015-12-28 | no | 2015-12-28 | no | Currently in Use | Gas (Historical Use) | 3000 | Composite Double Walled | 2015-12-01 | Double-Walled Fiberglass | Pressurized
10002532 | 1 | Flapper Valve | 2015-09-01 | no | 2015-09-01 | no | Currently in Use | Regular | 15000 | Composite Double Walled | 2015-08-01 | Double-Walled Fiberglass | Pressurized
10002532 | 1C |  | 2015-09-01 | no | 2015-09-01 | no | Currently in Use | Diesel | 5000 | Composite Double Walled | 2015-08-01 | Double-Walled Fiberglass | Pressurized
10002532 | 2 | Flapper Valve | 2015-09-01 | no | 2015-09-01 | no | Currently in Use | Premium | 5000 | Composite Double Walled | 2015-08-01 | Double-Walled Fiberglass | Pressurized
10002533 | 1 |  |  | no |  | no | Removed from Ground | Gas (Historical Use) | 500 | Bare Steel | 2015-11-17 | Unknown
10002533 | 2 |  |  | no |  | no | Removed from Ground | Gas (Historical Use) | 500 | Bare Steel | 2015-11-17 | Unknown
10002536 | 1 |  | 2015-11-02 | no | 2015-11-02 | no | Currently in Use | Diesel | 20000 | Fiberglass Double Walled | 2015-11-02 | Double-Walled Flex | Pressurized
10002536 | 2 |  | 2015-11-02 | no | 2015-11-02 | no | Currently in Use | Diesel | 20000 | Fiberglass Double Walled | 2015-11-02 | Double-Walled Flex | Pressurized
10002536 | 3 |  | 2015-11-02 | no | 2015-11-02 | no | Currently in Use | Gas (Historical Use) | 10000 | Fiberglass Double Walled | 2015-11-02 | Double-Walled Flex | Pressurized
10002537 | 1 |  |  | no |  | no | Removed from Ground | Gas (Historical Use) | 550 | Bare Steel | 2015-11-05 | Bare Steel
10002544 | 1 | Flapper Valve | 2015-12-08 | no | 2015-12-08 | no | Currently in Use | Diesel | 12000 | Fiberglass Double Walled | 2015-12-08 | Double-Walled Flex | Pressurized
10002544 | 2 | Flapper Valve | 2015-12-03 | no | 2015-12-03 | no | Currently in Use | Diesel | 8000 | Fiberglass Double Walled | 2015-12-03 | Double-Walled Flex | Pressurized
10002544 | 3 | Flapper Valve | 2015-12-03 | no | 2015-12-03 | no | Currently in Use | E-10 | 4000 | Fiberglass Double Walled | 2015-12-03 | Double-Walled Flex | Pressurized
10002544 | 4 | Flapper Valve | 2015-12-03 | no | 2015-12-03 | no | Currently in Use | Gas (Historical Use) | 20000 | Fiberglass Double Walled | 2015-12-13 | Double-Walled Flex | Pressurized
10002544 | 5 | Flapper Valve | 2015-12-03 | no | 2015-12-03 | no | Currently in Use | Diesel | 20000 | Fiberglass Double Walled | 2015-12-03 | Double-Walled Flex | Pressurized
10002544 | 6 |  | 2015-12-03 | no | 2015-12-03 | no | Currently in Use | Diesel | 1000 | Fiberglass Double Walled | 2015-12-03 | Double-Walled Flex | Pressurized
10002545 | 1 |  |  | no |  | no | Removed from Ground |  | 4000 | Bare Steel | 2016-03-01
10002545 | 2 |  |  | no |  | no | Removed from Ground | Gas (Historical Use) | 1000 | Unknown
10002546 | 1 |  |  | no |  | no | Closed in Ground | Diesel | 800 | Bare Steel | 1970-01-01 | Unknown
10002547 | 1 | Ball Float | 2016-03-08 | no | 2016-03-08 | no | Currently in Use | Gas (Historical Use) | 20000 | Fiberglass Double Walled | 2016-03-08 | Double-Walled Fiberglass | Pressurized
10002547 | 2 | Ball Float | 2016-03-18 | no | 2016-03-08 | no | Currently in Use | Gas (Historical Use) | 20000 | Fiberglass Double Walled | 2016-03-08 | Double-Walled Fiberglass | Pressurized
10002547 | 3 | Ball Float | 2016-03-08 | no | 2016-03-08 | no | Currently in Use | E-85 | 20000 | Fiberglass Double Walled | 2016-03-08 | Double-Walled Fiberglass | Pressurized
10002548 | 1 |  |  | no |  | no | Removed from Ground | Kerosene | 8000 | Bare Steel | 2016-03-16 | Copper
10002549 | 1A |  | 2016-02-01 | no | 2016-02-01 | no | Currently in Use | Gas (Historical Use) | 12000 | Composite Double Walled | 2016-02-01 | Double-Walled Fiberglass | Pressurized
10002549 | 1B |  | 2016-02-01 | no | 2016-02-01 | no | Currently in Use | Gas (Historical Use) | 4000 | Composite Double Walled | 2016-02-01 | Double-Walled Fiberglass | Pressurized
10002549 | 1C |  | 2016-02-01 | no | 2016-02-01 | no | Currently in Use | Diesel | 4000 | Composite Double Walled | 2016-02-01 | Double-Walled Fiberglass | Pressurized
10002551 | 1 |  |  | no |  | no | Removed from Ground | Gas (Historical Use) | 2000 | Unknown |  | Unknown
10002551 | 2 |  |  | no |  | no | Removed from Ground | Diesel | 1000 | Unknown |  | Unknown
10002551 | 3 |  |  | no |  | no | Removed from Ground | Used Oil | 2000 | Unknown |  | Unknown
10002552 | 1 |  |  | no |  | no | Removed from Ground | Not Marked/Tank Removed | 0 | Unknown
10002554 | 1 |  |  | no |  | no | Removed from Ground |  | 1000 | Unknown | 2016-02-03 | Unknown
10002555 | 1 |  |  | no |  | no | Closed in Ground | Not Marked/Tank Removed | 0 | Unknown | 2016-03-08 | Unknown
10002555 | 2 |  |  | no |  | no | Closed in Ground | Not Marked/Tank Removed | 0 | Unknown | 2016-03-09 | Unknown
10002558 | 1 |  |  | no |  | no | Removed from Ground | Gas (Historical Use) | 500 | Bare Steel | 2016-01-13 | Bare Steel
10002558 | 2 |  |  | no |  | no | Removed from Ground | Gas (Historical Use) | 500 | Bare Steel | 2016-01-13 | Bare Steel
10002558 | 3 |  |  | no |  | no | Removed from Ground | Gas (Historical Use) | 500 | Bare Steel | 2016-01-13 | Bare Steel
10002558 | 4 |  |  | no |  | no | Removed from Ground | Gas (Historical Use) | 500 | Bare Steel | 2016-01-13 | Bare Steel
10002560 | 1 |  |  | no |  | no | Removed from Ground | Diesel | 200 | Not Marked/Unknown | 2016-05-18 | Unknown
10002561 | 1 |  |  | no |  | no | Removed from Ground | Diesel | 250 | Bare Steel | 2016-01-07
10002562 | 1 | Flapper Valve | 2015-04-20 | no | 2015-04-20 | no | Currently in Use | Diesel | 30000 | Fiberglass Double Walled | 2015-12-16 | Double-Walled Fiberglass | Pressurized
10002563 | 1 | Ball Float | 2015-10-30 | no | 2015-10-30 | no | Currently in Use | Gas (Historical Use) | 20000 | Fiberglass Double Walled | 2015-09-24 | Double-Walled Flex | Pressurized
10002563 | 2 | Ball Float | 2015-10-30 | no | 2015-10-30 | no | Currently in Use | Gas (Historical Use) | 10000 | Fiberglass Double Walled | 2015-09-24 | Double-Walled Flex | Pressurized
10002563 | 3 | Ball Float | 2015-10-30 | no | 2015-10-30 | no | Currently in Use | Diesel | 8000 | Fiberglass Double Walled | 2015-09-24
10002564 | 1 | Flapper Valve | 2016-04-08 | no | 2016-04-08 | no | Currently in Use | Gas (Historical Use) | 20000 | Fiberglass Double Walled | 2015-11-23 | Double-Walled Fiberglass | Pressurized
10002564 | 2 | Flapper Valve | 2016-04-08 | no | 2016-04-08 | no | Currently in Use | Gas (Historical Use) | 20000 | Fiberglass Double Walled | 2015-11-23 | Double-Walled Fiberglass | Pressurized
10002564 | 3A | Flapper Valve | 2016-04-08 | no | 2016-04-08 | no | Currently in Use | Gas (Historical Use) | 10000 | Fiberglass Double Walled | 2015-11-23 | Double-Walled Fiberglass | Pressurized
10002564 | 3B | Flapper Valve | 2016-04-08 | no | 2016-04-08 | no | Currently in Use | Gas (Historical Use) | 9500 | Fiberglass Double Walled | 2015-11-23 | Double-Walled Fiberglass | Pressurized
10002564 | 4 | Flapper Valve | 2016-04-08 | no | 2016-04-08 | no | Currently in Use | Diesel | 12000 | Fiberglass Double Walled | 2015-11-23 | Double-Walled Fiberglass | Pressurized
10002566 | 1 |  |  | no |  | no | Removed from Ground | Gas (Historical Use) | 550 | Bare Steel | 2016-05-11 | Bare Steel
10002566 | 2 |  |  | no |  | no | Removed from Ground | Gas (Historical Use) | 6000 | Bare Steel | 2016-05-11 | Bare Steel
10002566 | 3 |  |  | no |  | no | Removed from Ground |  | 6000 | Bare Steel | 2016-05-11 | Bare Steel
10002567 | 1 | Ball Float | 2016-04-28 | no | 2016-04-28 | no | Currently in Use | Gas (Historical Use) | 20000 | Fiberglass Double Walled | 2016-04-28 | Double-Walled Flex | Pressurized
10002567 | 2A | Ball Float | 2016-04-28 | no | 2016-04-28 | no | Currently in Use | Gas (Historical Use) | 9000 | Fiberglass Double Walled | 2016-04-28 | Double Walled | Pressurized
10002567 | 2B | Ball Float | 2016-04-28 | no | 2016-04-28 | no | Currently in Use | Diesel | 9000 | Fiberglass Double Walled | 2016-04-28 | Double-Walled Flex | Pressurized
10002570 | 1 | Flapper Valve | 2016-05-11 | no |  | no | Currently in Use | Regular | 25000 | Fiberglass Double Walled | 2016-04-21 | Double-Walled Fiberglass | Pressurized
10002570 | 2A | Flapper Valve | 2016-05-11 | no |  | no | Currently in Use | Premium | 8667 | Fiberglass Double Walled | 2016-04-21 | Double-Walled Fiberglass | Pressurized
10002570 | 2B | Flapper Valve | 2016-05-11 | no |  | no | Currently in Use | Diesel | 8667 | Fiberglass Double Walled | 2016-04-21 | Double-Walled Fiberglass | Pressurized
10002570 | 2C | Flapper Valve | 2016-05-11 | no |  | no | Currently in Use | Ethanol | 8666 | Fiberglass Double Walled | 2016-04-21 | Double-Walled Fiberglass | Pressurized
10002575 | 1 |  |  | no |  | no | Currently in Use | Mixture | 22000 | Fiberglass Double Walled | 2015-04-01 | Not Marked
10002576 | 1 |  |  | no |  | no | Currently in Use | Gas (Historical Use) | 20000 | Fiberglass Double Walled | 2016-03-01 | Double-Walled Fiberglass | Pressurized
10002576 | 2 |  |  | no |  | no | Currently in Use | Gas (Historical Use) | 20000 | Fiberglass Double Walled | 2016-03-01 | Double-Walled Fiberglass | Pressurized
10002576 | 3A |  |  | no |  | no | Currently in Use | Gas (Historical Use) | 10000 | Fiberglass Double Walled | 2016-03-01 | Double-Walled Fiberglass | Pressurized
10002576 | 3B |  |  | no |  | no | Currently in Use | Gas (Historical Use) | 9500 | Fiberglass Double Walled | 2016-03-01 | Double-Walled Fiberglass | Pressurized
10002576 | 4A |  |  | no |  | no | Currently in Use | Diesel | 12000 | Fiberglass Double Walled | 2016-03-01 | Double-Walled Fiberglass | Pressurized
10002578 | 1 | Flapper Valve | 2016-06-01 | no | 2016-06-01 | no | Currently in Use | Regular | 15000 | Composite Double Walled | 2016-06-01 | Double-Walled Flex | Pressurized
10002578 | 2 | Flapper Valve | 2016-06-01 | no | 2016-06-01 | no | Currently in Use | Premium | 5000 | Composite Double Walled | 2016-06-01 | Double-Walled Flex | Pressurized
10002578 | 3 | Flapper Valve | 2016-06-01 | no | 2016-06-01 | no | Currently in Use | Diesel | 5000 | Composite Double Walled | 2016-06-01 | Double-Walled Flex | Pressurized
10002579 | 1 | Flapper Valve | 2016-05-01 | no | 2016-05-01 | no | Currently in Use | Regular | 15000 | Composite Double Walled | 2016-05-01 | Double-Walled Fiberglass | Pressurized
10002579 | 2 | Flapper Valve | 2016-05-01 | no | 2016-05-01 | no | Currently in Use | Premium | 5000 | Composite Double Walled | 2016-05-01 | Double-Walled Fiberglass | Pressurized
10002579 | 3 | Flapper Valve | 2016-05-01 | no | 2016-05-01 | no | Currently in Use | Diesel | 5000 | Composite Double Walled | 2016-05-01 | Double-Walled Fiberglass | Pressurized
10002581 | 1 |  | 2016-04-01 | no | 2016-04-01 | no | Currently in Use | Gas (Historical Use) | 13000 | Composite Double Walled | 2016-04-01 | Double-Walled Fiberglass | Pressurized
10002581 | 2A |  | 2016-04-01 | no | 2016-04-01 | no | Currently in Use | Gas (Historical Use) | 4000 | Composite Double Walled | 2016-04-01 | Double-Walled Fiberglass | Pressurized
10002581 | 2B |  | 2016-04-01 | no | 2016-04-01 | no | Currently in Use | Gas (Historical Use) | 4000 | Composite Double Walled | 2016-04-01 | Double-Walled Fiberglass | Pressurized
10002581 | 2C |  | 2016-04-01 | no | 2016-04-01 | no | Currently in Use | Diesel | 4000 | Composite Double Walled | 2016-04-01 | Double-Walled Fiberglass | Pressurized
10002582 | 1 |  |  | no |  | no | Installed | Not Marked | 0 | Unknown
10002585 | 1 | Ball Float | 2016-05-12 | no | 2016-05-12 | no | Currently in Use | Diesel | 12000 | Tank Jacket | 2016-05-12 | Double-Walled Fiberglass | Pressurized
10002585 | 2 | Ball Float | 2016-05-12 | no | 2016-05-12 | no | Currently in Use | Gas (Historical Use) | 8000 | Tank Jacket | 2016-05-12 | Double-Walled Fiberglass | Pressurized
10002585 | 3 | Ball Float | 2016-05-12 | no | 2016-05-12 | no | Currently in Use | Gas (Historical Use) | 4000 | Tank Jacket | 2016-05-12 | Double-Walled Fiberglass | Pressurized
10002586 | 1 |  |  | no |  | no | Removed from Ground | Gas (Historical Use) | 2000 | Bare Steel | 2016-07-19 | Bare Steel
10002586 | 2 |  |  | no |  | no | Removed from Ground | Gas (Historical Use) | 2000 | Bare Steel | 2016-07-19 | Bare Steel
10002586 | 3 |  |  | no |  | no | Removed from Ground | Gas (Historical Use) | 2500 | Bare Steel | 2016-07-19 | Bare Steel
10002586 | 4 |  |  | no |  | no | Removed from Ground | Gas (Historical Use) | 2500 | Bare Steel | 2016-07-20 | Bare Steel
10002586 | 5 |  |  | no |  | no | Removed from Ground | Used Oil | 500 | Bare Steel | 2016-07-20 | Bare Steel
10002587 | 1A |  | 2016-07-29 | no |  | no | Currently in Use | Gas (Historical Use) | 25000 | Fiberglass Double Walled | 2016-07-29 | Double-Walled Flex | Pressurized
10002587 | 1B |  | 2016-07-29 | no |  | no | Currently in Use | Gas (Historical Use) | 7000 | Fiberglass Double Walled | 2016-07-29 | Double-Walled Flex | Pressurized
10002587 | 2A |  | 2016-07-29 | no |  | no | Currently in Use | Diesel | 5000 | Fiberglass Double Walled | 2016-07-29 | Double-Walled Flex | Pressurized
10002587 | 2B |  | 2016-07-29 | no |  | no | Currently in Use | Diesel | 5000 | Fiberglass Double Walled | 2016-07-29 | Double-Walled Flex | Pressurized
10002589 | 1 |  |  | no |  | no | Removed from Ground | Not Marked/Tank Removed | 750 | Bare Steel | 2016-08-03
10002589 | 2 |  |  | no |  | no | Removed from Ground | Not Marked/Tank Removed | 750 | Bare Steel | 2016-08-03
10002589 | 3 |  |  | no |  | no | Removed from Ground | Not Marked/Tank Removed | 600 | Bare Steel | 2016-08-03
10002590 | 1 |  | 2016-08-01 | no | 2016-08-01 | no | Currently in Use | Diesel | 5000 | Fiberglass Double Walled | 2016-07-20 | Double-Walled Fiberglass | Safe Suction (Euro)
10002592 | 1 | Ball Float | 2016-07-27 | no | 2016-07-27 | no | Currently in Use | Gas (Historical Use) | 20000 | Fiberglass Double Walled | 2016-06-16 | Double-Walled Flex | Pressurized
10002592 | 2A | Ball Float | 2016-07-27 | no | 2016-07-27 | no | Currently in Use | Diesel | 10000 | Fiberglass Double Walled | 2016-06-16 | Double-Walled Flex | Pressurized
10002592 | 2B | Ball Float | 2016-07-27 | no | 2016-07-27 | no | Currently in Use | Gas (Historical Use) | 8000 | Fiberglass Double Walled | 2016-06-16 | Double-Walled Flex | Pressurized
10002593 | 1 |  |  | no |  | no | Removed from Ground | Not Marked/Tank Removed | 0 | Unknown
10002596 | 1A | Ball Float | 2016-08-05 | no | 2016-08-05 | no | Currently in Use | Gas (Historical Use) | 9000 | Fiberglass Double Walled | 2016-07-13 | Double-Walled Flex | Pressurized
10002596 | 1B | Ball Float | 2016-08-05 | no | 2016-08-05 | no | Currently in Use | Diesel | 9000 | Fiberglass Double Walled | 2016-07-13 | Double-Walled Flex | Pressurized
10002596 | 2 | Ball Float | 2016-08-05 | no | 2016-08-05 | no | Currently in Use | Gas (Historical Use) | 28000 | Fiberglass Double Walled | 2016-07-13 | Double-Walled Flex | Pressurized
10002597 | 1 |  |  | no |  | no | Removed from Ground | Not Marked/Tank Removed | 0 | Unknown
10002598 | 5199-A |  |  | no |  | no | Currently in Use | Diesel | 12000 | Galvanic (STIP-3) | 2015-07-10 | Steel/FG Secondary containment | Pressurized
10002598 | 5199B |  |  | no |  | no | Currently in Use | Diesel | 12000 | Galvanic (STIP-3) | 2015-07-10 | Steel/FG Secondary containment | Pressurized
10002601 | 1 |  |  | no |  | no | Closed in Ground | New Oil | 1000 | Unknown | 2016-09-08 | Unknown
10002601 | 2 |  |  | no |  | no | Closed in Ground | Not Marked/Tank Removed | 1000 | Unknown | 2016-09-08 | Unknown
10002602 | 1 |  |  | no |  | no | Removed from Ground | Not Marked/Tank Removed | 1000 | Unknown | 2016-09-06 | Unknown
10002603 | 1 |  | 2016-09-06 | no | 2016-09-06 | no | Currently in Use | Diesel | 20000 | Epoxy Double-Walled | 2016-05-17 | Flex
10002603 | 2 |  | 2016-09-06 | no | 2016-06-23 | no | Currently in Use | Gas (Historical Use) | 15000 | Epoxy Double-Walled | 2016-05-17 | Flex
10002604 | 1 |  |  | no |  | no | Removed from Ground | Gas (Historical Use) | 0 | Unknown | 2016-10-03 | Unknown
10002604 | 2 |  |  | no |  | no | Removed from Ground | Diesel | 0 | Unknown | 2016-10-03 | Unknown
10002606 | 1 |  |  | no |  | no | Removed from Ground | Gas (Historical Use) | 1000 | Bare Steel | 2016-09-15 | Bare Steel
10002606 | 2 |  |  | no |  | no | Removed from Ground | Diesel | 1000 | Bare Steel | 2016-09-15 | Bare Steel
10002607 | 1 |  |  | no |  | no | Removed from Ground | Not Marked/Tank Removed | 0 | Unknown
10002609 | 1 |  | 2016-05-01 | no | 2016-05-01 | no | Currently in Use | Diesel | 20000 | Fiberglass Double Walled | 2016-05-01 | Double-Walled Flex
10002611 | 1 |  |  | no |  | no | Temporarily out of use |  | 0 | Unknown | 2017-03-17
10002615 | 1 |  | 2016-07-06 | no | 2016-07-06 | no | Currently in Use | Diesel | 15000 | Composite Double Walled | 2016-07-06 | Double-Walled Fiberglass | Pressurized
10002616 | 1 | Ball Float | 2016-09-03 | no |  | no | Currently in Use | Gas (Historical Use) | 20000 | Fiberglass Double Walled | 2016-08-24 | Double-Walled Flex | Pressurized
10002616 | 1A | Ball Float | 2016-09-03 | no |  | no | Currently in Use | Diesel | 8000 | Fiberglass Double Walled | 2016-08-24 | Double-Walled Flex | Pressurized
10002616 | 2 | Ball Float | 2016-09-03 | no |  | no | Currently in Use | Gas (Historical Use) | 10000 | Fiberglass Double Walled | 2016-08-24 | Double-Walled Flex | Pressurized
10002616 | 2A | Ball Float | 2016-09-03 | no |  | no | Currently in Use | Gas (Historical Use) | 8000 | Fiberglass Double Walled | 2016-08-24 | Double-Walled Flex | Pressurized
10002624 | 1 |  |  | no |  | no | Removed from Ground | Gas (Historical Use) | 8000 | Bare Steel | 2016-11-15
10002624 | 2 |  |  | no |  | no | Removed from Ground | Gas (Historical Use) | 8000 | Bare Steel | 2016-11-15 | Bare Steel
10002624 | 3 |  |  | no |  | no | Closed in Ground | Used Oil | 500 | Bare Steel | 2016-11-15 | Bare Steel
10002625 | 1 | Ball Float | 2016-03-28 | no |  | no | Currently in Use | Gas (Historical Use) | 12000 | Composite | 2016-03-28 | Double-Walled Fiberglass | Pressurized
10002625 | 2 | Ball Float | 2016-03-28 | no |  | no | Currently in Use | Gas (Historical Use) | 4000 | Composite | 2016-03-28 | Double-Walled Fiberglass | Pressurized
10002625 | 3 | Ball Float | 2016-03-28 | no |  | no | Currently in Use | Gas (Historical Use) | 4000 | Composite | 2016-03-28 | Double-Walled Fiberglass | Pressurized
10002625 | 4 | Ball Float | 2016-03-28 | no |  | no | Currently in Use | Diesel | 4000 | Composite | 2016-03-28 | Double-Walled Fiberglass | Pressurized
10002626 | 1 |  |  | no |  | no | Removed from Ground | Not Marked/Tank Removed | 0 | Unknown
10002627 | 1 |  |  | no |  | no | Removed from Ground | Not Marked/Tank Removed | 1000 | Unknown | 2016-12-07 | Unknown
10002627 | 2 |  |  | no |  | no | Removed from Ground | Not Marked/Tank Removed | 560 | Unknown | 2016-12-07 | Unknown
10002627 | 3 |  |  | no |  | no | Removed from Ground | Not Marked/Tank Removed | 560 | Unknown | 2016-12-07 | Unknown
10002628 | 1 |  |  | no |  | no | Removed from Ground | Gas (Historical Use) | 3000 | Unknown | 1962-01-01
10002628 | 2 |  |  | no |  | no | Removed from Ground | Gas (Historical Use) | 3000 | Unknown | 1962-01-01
10002628 | 3 |  |  | no |  | no | Removed from Ground | Gas (Historical Use) | 3000 | Unknown | 1962-01-01
10002628 | 4 |  |  | no |  | no | Removed from Ground | Gas (Historical Use) | 3000 | Unknown | 1962-01-01
10002628 | 5 |  |  | no |  | no | Removed from Ground | Gas (Historical Use) | 10000 | Unknown | 1971-01-01
10002628 | 6 |  |  | no |  | no | Removed from Ground | Gas (Historical Use) | 10000 | Unknown | 1971-01-01
10002628 | 7 |  |  | no |  | no | Removed from Ground | Gas (Historical Use) | 5000 | Unknown | 1971-01-01
10002628 | 8 |  |  | no |  | no | Installed | Used Oil | 550 | Unknown | 1962-01-01
10002630 | 1 |  |  | no |  | no | Removed from Ground | Gas (Historical Use) | 8000 | Unknown | 2016-11-15
10002633 | 1 |  | 2016-11-01 | no | 2016-11-01 | no | Currently in Use | Gas (Historical Use) | 20000 | Fiberglass Double Walled | 2016-06-01 | Double-Walled Fiberglass | Pressurized
10002633 | 2 |  | 2016-11-01 | no | 2016-11-01 | no | Currently in Use | Gas (Historical Use) | 20000 | Fiberglass Double Walled | 2016-06-01 | Double-Walled Fiberglass | Pressurized
10002633 | 3A |  | 2016-11-01 | no | 2016-11-01 | no | Currently in Use | Gas (Historical Use) | 10000 | Fiberglass Double Walled | 2016-11-01 | Double-Walled Fiberglass | Pressurized
10002633 | 3B |  | 2016-11-01 | no | 2016-11-01 | no | Currently in Use | Gas (Historical Use) | 9500 | Fiberglass Double Walled | 2016-06-01 | Double-Walled Fiberglass | Pressurized
10002633 | 4 |  | 2016-11-01 | no | 2016-11-01 | no | Currently in Use | Diesel | 12000 | Fiberglass Double Walled | 2016-06-01 | Double-Walled Fiberglass | Pressurized
10002634 | 1 | Ball Float | 2016-10-01 | no | 2016-10-01 | no | Currently in Use | Gas (Historical Use) | 12000 | Composite Double Walled | 2016-10-01 | Double-Walled Fiberglass | Pressurized
10002634 | 2 | Ball Float | 2016-10-01 | no | 2016-10-01 | no | Currently in Use | Gas (Historical Use) | 4000 | Composite Double Walled | 2016-10-01 | Double-Walled Fiberglass | Pressurized
10002634 | 3 | Ball Float | 2016-10-01 | no | 2016-10-01 | no | Currently in Use | Diesel | 4000 | Composite Double Walled | 2016-10-01 | Double-Walled Fiberglass | Pressurized
10002640 | 1 |  | 2016-12-01 | no | 2016-10-11 | no | Currently in Use | Gas (Historical Use) | 12000 | Composite Double Walled | 2016-08-29 | Double-Walled Fiberglass
10002640 | 2A |  | 2016-12-01 | no | 2016-12-01 | no | Currently in Use | Diesel | 4000 | Composite Double Walled | 2016-08-29 | Double-Walled Fiberglass
10002640 | 2B |  | 2016-12-01 | no | 2016-12-01 | no | Currently in Use | Gas (Historical Use) | 4000 | Composite Double Walled | 2016-08-29 | Double-Walled Fiberglass
10002640 | 2C |  | 2016-12-01 | no | 2016-12-01 | no | Currently in Use | Gas (Historical Use) | 4000 | Composite Double Walled | 2016-08-29 | Double-Walled Fiberglass
10002641 | 1A |  | 2016-08-31 | no | 2016-08-31 | no | Currently in Use | Gas (Historical Use) | 12000 | Composite Double Walled | 2016-08-31 | Double-Walled Fiberglass | Pressurized
10002641 | 1B |  | 2016-08-31 | no | 2016-03-31 | no | Currently in Use | Gas (Historical Use) | 4000 | Composite Double Walled | 2016-08-31 | Double-Walled Fiberglass | Pressurized
10002641 | 1C |  | 2016-08-31 | no | 2016-08-31 | no | Currently in Use | Diesel | 4000 | Composite Double Walled | 2016-08-31 | Double-Walled Fiberglass | Pressurized
10002643 | 1 |  | 2015-04-01 | no | 2015-04-01 | no | Currently in Use | Gas (Historical Use) | 12000 | Galvanic (STIP-3) | 2015-04-01 | Fiberglass Reinforced Plastic
10002643 | 2 |  | 2015-04-01 | no | 2015-04-01 | no | Currently in Use | Gas (Historical Use) | 4000 | Galvanic (STIP-3) | 2015-04-01 | Fiberglass Reinforced Plastic
10002643 | 3 |  | 2015-04-01 | no | 2015-04-01 | no | Currently in Use | Diesel | 4000 | Galvanic (STIP-3) | 2015-04-01 | Fiberglass Reinforced Plastic
10002644 | 1A | Ball Float | 2017-01-09 | no | 2017-01-09 | no | Currently in Use | Gas (Historical Use) | 20000 | Fiberglass Double Walled | 2016-10-01 | Double-Walled Flex | Pressurized
10002644 | 1B | Ball Float | 2017-01-09 | no | 2017-01-09 | no | Currently in Use | Gas (Historical Use) | 8000 | Fiberglass Double Walled | 2016-10-20 | Double-Walled Flex | Pressurized
10002644 | 2A | Ball Float | 2017-01-09 | no | 2017-01-09 | no | Currently in Use | Diesel | 10000 | Fiberglass Double Walled | 2016-10-01 | Double-Walled Flex | Pressurized
10002644 | 2B | Ball Float | 2017-01-09 | no | 2017-01-09 | no | Currently in Use | Gas (Historical Use) | 8000 | Fiberglass Double Walled | 2016-10-01 | Double-Walled Flex | Pressurized
10002645 | 1 |  |  | no |  | no | Removed from Ground | Not Marked/Tank Removed | 5500 | Unknown | 2016-08-15
10002646 | 1 |  |  | no |  | no | Removed from Ground | Not Marked/Tank Removed | 0 | Unknown
10002647 | 1 |  | 2016-12-01 | no | 2016-12-01 | no | Currently in Use | Gas (Historical Use) | 20000 | Composite Double Walled | 2016-11-01 | Double-Walled Fiberglass | Pressurized
10002647 | 2 |  | 2016-12-01 | no | 2016-12-01 | no | Currently in Use | Gas (Historical Use) | 5000 | Composite Double Walled | 2016-11-01 | Double-Walled Fiberglass | Pressurized
10002647 | 3 |  | 2016-12-01 | no | 2016-12-01 | no | Currently in Use | Diesel | 5000 | Composite Double Walled | 2016-12-01 | Double-Walled Fiberglass | Pressurized
10002647 | 4 |  | 2016-12-01 | no | 2016-12-01 | no | Currently in Use | Diesel | 5000 | Composite Double Walled | 2016-11-01 | Double-Walled Fiberglass | Pressurized
10002651 | 1A |  | 2016-12-01 | no | 2016-12-01 | no | Currently in Use | Diesel | 10000 | Composite | 2016-12-01 | Double-Walled Flex | Pressurized
10002651 | 1B |  | 2016-12-01 | no | 2016-12-01 | no | Currently in Use | Gas (Historical Use) | 10000 | Composite | 2016-12-01 | Double-Walled Flex | Pressurized
10002652 | 1 |  |  | no |  | no | Removed from Ground | Not Marked/Tank Removed | 500 | Unknown | 2016-06-24 | Unknown
10002654 | 1 |  |  | no |  | no | Removed from Ground | Gas (Historical Use) | 2000 | Bare Steel | 2003-07-01 | Unknown
10002656 | 1 | Flapper Valve | 2016-11-01 | no | 2016-11-01 | no | Currently in Use | Gas (Historical Use) | 20000 | Composite Double Walled | 2016-09-01 | Double-Walled Fiberglass | Pressurized
10002656 | 2 | Flapper Valve | 2016-11-01 | no | 2016-11-01 | no | Currently in Use | Gas (Historical Use) | 12000 | Composite Double Walled | 2016-09-01 | Double-Walled Fiberglass | Pressurized
10002656 | 3 | Flapper Valve | 2016-11-01 | no | 2016-11-01 | no | Currently in Use | Gas (Historical Use) | 8000 | Composite Double Walled | 2016-09-01 | Double-Walled Fiberglass | Pressurized
10002656 | 4 | Flapper Valve | 2016-11-01 | no | 2016-11-01 | no | Currently in Use | Diesel | 20000 | Composite Double Walled | 2016-09-01 | Double-Walled Fiberglass | Pressurized
10002656 | 5 | Flapper Valve | 2016-11-01 | no | 2016-11-01 | no | Currently in Use | Diesel | 20000 | Composite Double Walled | 2016-09-01 | Double-Walled Fiberglass | Pressurized
10002659 | 1 | Flapper Valve | 2017-02-21 | no | 2017-02-21 | no | Currently in Use | Gas (Historical Use) | 24161 | Fiberglass Double Walled | 2017-01-02 | Double-Walled Fiberglass | Pressurized
10002659 | 2 | Flapper Valve | 2017-02-21 | no | 2017-02-21 | no | Currently in Use | Gas (Historical Use) | 6219 | Fiberglass Double Walled | 2017-01-02 | Double-Walled Fiberglass | Pressurized
10002659 | 3 | Flapper Valve | 2017-02-21 | no | 2017-02-21 | no | Currently in Use | Gas (Historical Use) | 12016 | Fiberglass Double Walled | 2017-01-02 | Double-Walled Fiberglass | Pressurized
10002659 | 4 | Flapper Valve | 2017-02-21 | no | 2017-02-21 | no | Currently in Use | Diesel | 8127 | Fiberglass Double Walled | 2017-01-02 | Double-Walled Fiberglass | Pressurized
10002660 | 1 |  | 2017-03-27 | no | 2017-03-27 | no | Currently in Use | Aviation Gas/AV Gas | 12000 | Composite Double Walled | 2017-02-27 | Aboveground | Gravity Fed
10002660 | 2 |  | 2017-02-27 | no | 2017-02-27 | no | Currently in Use | Aviation Gas/AV Gas | 12000 | Composite Double Walled | 2017-02-27 | Aboveground
10002661 | 1 |  |  | no |  | no | Removed from Ground | Not Marked/Tank Removed | 500 | Bare Steel | 2017-02-09 | Unknown
10002661 | 2 |  |  | no |  | no | Removed from Ground | Not Marked/Tank Removed | 500 | Bare Steel | 2017-02-09 | Unknown
10002662 | 1 |  |  | no |  | no | Removed from Ground | Not Marked/Tank Removed | 600 | Bare Steel | 2016-12-22
10002664 | 1 |  | 2017-01-13 | no |  | no | Currently in Use | Gas (Historical Use) | 25000 | Fiberglass Double Walled | 2016-12-15 | Double-Walled Fiberglass | Pressurized
10002664 | 2A |  | 2017-01-13 | no |  | no | Currently in Use | Gas (Historical Use) | 8000 | Fiberglass Double Walled | 2016-12-15 | Double-Walled Fiberglass | Pressurized
10002664 | 2B |  | 2017-01-13 | no |  | no | Currently in Use | Diesel | 10000 | Fiberglass Double Walled | 2016-12-15 | Double-Walled Fiberglass | Pressurized
10002664 | 2C |  | 2017-01-13 | no |  | no | Currently in Use | Gas (Historical Use) | 8000 | Fiberglass Double Walled | 2016-12-15 | Double-Walled Fiberglass | Pressurized
10002666 | 1 |  |  | no |  | no | Removed from Ground | Not Marked/Tank Removed | 1000 | Bare Steel | 2016-12-27 | Bare Steel
10002666 | 2 |  |  | no |  | no | Removed from Ground | Not Marked/Tank Removed | 2000 | Bare Steel | 2016-12-27 | Bare Steel
10002666 | 3 |  |  | no |  | no | Removed from Ground | Not Marked/Tank Removed | 2000 | Bare Steel | 2016-12-27 | Bare Steel
10002667 | 1 |  |  | no |  | no | Removed from Ground | Not Marked/Tank Removed | 0 | Unknown | 2017-02-06 | Unknown
10002667 | 2 |  |  | no |  | no | Removed from Ground | Not Marked/Tank Removed | 0 | Unknown | 2017-02-06 | Unknown
10002668 | 1 |  |  | no |  | no | Removed from Ground | Gas (Historical Use) | 5000 | Bare Steel | 1997-07-22 | Bare Steel | Safe Suction (Euro)
10002668 | 2 |  |  | no |  | no | Removed from Ground | Gas (Historical Use) | 8000 | Bare Steel | 1997-07-22 | Bare Steel | Safe Suction (Euro)
10002668 | 3 |  |  | no |  | no | Removed from Ground | Diesel | 8000 | Bare Steel | 1999-01-11 | Bare Steel | Safe Suction (Euro)
10002668 | 4 |  |  | no |  | no | Removed from Ground | Diesel | 5000 | Bare Steel | 1999-01-11 | Bare Steel | Safe Suction (Euro)
10002670 | 1 |  |  | no |  | no | Removed from Ground | Not Marked | 300 | Bare Steel | 1940-01-01 | Bare Steel
10002670 | 2 |  |  | no |  | no | Removed from Ground |  | 300 | Bare Steel | 1940-01-01 | Bare Steel
10002672 | 1 | Flapper Valve | 2016-04-01 | no | 2016-04-01 | no | Currently in Use | Diesel | 30000 | Epoxy | 2014-12-01 | Double-Walled Flex | Pressurized
10002673 | 1 | Flapper Valve | 2017-04-21 | no | 2017-04-21 | no | Currently in Use | E-10 | 20000 | Fiberglass Double Walled | 2017-04-21 | Double-Walled Fiberglass | Pressurized
10002673 | 2 | Flapper Valve | 2017-04-21 | no | 2017-04-21 | no | Currently in Use | E-10 | 12000 | Fiberglass Double Walled | 2017-04-21 | Double-Walled Fiberglass | Pressurized
10002673 | 3 | Flapper Valve | 2017-04-21 | no | 2017-04-21 | no | Currently in Use | E-10 | 8000 | Fiberglass Double Walled | 2017-04-21 | Double-Walled Fiberglass | Pressurized
10002673 | 4 | Flapper Valve | 2017-04-21 | no | 2017-04-21 | no | Currently in Use | E-10 | 30000 | Fiberglass Double Walled | 2017-04-21 | Double-Walled Fiberglass | Pressurized
10002673 | 5 | Flapper Valve | 2017-04-21 | no | 2017-04-21 | no | Currently in Use | Diesel | 30000 | Fiberglass Double Walled | 2017-04-21 | Double-Walled Fiberglass | Pressurized
10002673 | 6 | Flapper Valve | 2017-04-21 | no | 2017-04-21 | no | Currently in Use | Biodiesel | 20000 | Fiberglass Double Walled | 2017-04-21 | Double-Walled Fiberglass | Pressurized
10002674 | 1 | Overfill Alarm | 1995-01-01 | no |  | no | Currently in Use | Diesel | 10000 | Fiberglass Double Walled | 1995-01-01 | Double-Walled Fiberglass | Pressurized
10002677 | 1 | Flapper Valve | 2016-11-07 | no | 2016-11-07 | no | Currently in Use | Regular | 20000 | Fiberglass Double Walled | 2016-10-13 | Double-Walled Flex | Pressurized
10002677 | 2A | Flapper Valve | 1994-11-07 | no | 2016-11-07 | no | Currently in Use | Diesel | 12000 | Fiberglass Double Walled | 2016-10-13 | Double-Walled Flex
10002677 | 2B | Flapper Valve | 2016-11-07 | no | 1994-11-09 | no | Currently in Use | Premium | 8000 |  | 1994-11-09 | Double-Walled Fiberglass | Pressurized
10002679 | 1 | Ball Float | 2017-03-07 | no | 2017-03-07 | no | Currently in Use | Gas (Historical Use) | 20000 | Fiberglass Double Walled | 2017-02-03 | Double-Walled Flex | Pressurized
10002679 | 2A | Ball Float | 2017-03-07 | no | 2017-03-07 | no | Currently in Use | Premium | 8000 | Fiberglass Double Walled | 2017-02-03 | Double-Walled Flex | Pressurized
10002679 | 2B | Ball Float | 2017-03-07 | no | 2017-03-07 | no | Currently in Use | Diesel | 10000 | Fiberglass Double Walled | 2017-02-03 | Double-Walled Flex | Pressurized
10002682 | 1 |  |  | no |  | no | Removed from Ground | Diesel | 10000 | Bare Steel |  | Bare Steel
10002683 | 1 |  |  | no |  | no | Removed from Ground | Used Oil
10002685 | 1 |  |  | no |  | no | Currently in Use | Gas (Historical Use) | 25000 | Fiberglass Double Walled | 2017-03-02 | Double-Walled Fiberglass | Pressurized
10002685 | 2A |  |  | no |  | no | Currently in Use | Gas (Historical Use) | 8000 | Fiberglass Double Walled | 2017-03-02 | Double-Walled Fiberglass | Pressurized
10002685 | 2B |  |  | no |  | no | Currently in Use | Diesel | 10000 | Fiberglass Double Walled | 2017-03-02 | Double-Walled Fiberglass | Pressurized
10002685 | 2C |  |  | no |  | no | Currently in Use | Gas (Historical Use) | 8000 | Fiberglass Double Walled | 2017-03-02 | Double-Walled Fiberglass | Pressurized
10002687 | 3 |  |  | no |  | no | Currently in Use
10002695 | 1 |  | 2017-04-01 | no | 2017-05-05 | no | Currently in Use | Gas (Historical Use) | 12000 | Composite Double Walled | 2017-04-01 | Fiberglass Reinforced Plastic | Pressurized
10002695 | 2A |  | 2017-04-01 | no | 2017-05-01 | no | Currently in Use | Gas (Historical Use) | 4000 | Composite Double Walled | 2017-04-01 | Fiberglass Reinforced Plastic | Pressurized
10002695 | 2B |  | 2017-04-01 | no | 2017-05-01 | no | Currently in Use | Diesel | 4000 | Composite Double Walled | 2017-04-01 | Fiberglass Reinforced Plastic
10002697 | 1 | Flapper Valve | 2017-05-24 | no | 2017-05-24 | no | Installed | Regular | 15000 | Composite Double Walled | 2017-04-13 | Double-Walled Fiberglass | Pressurized
10002697 | 2 | Flapper Valve | 2017-05-24 | no | 2017-05-24 | no | Installed | Premium | 6000 | Composite Double Walled | 2017-04-13 | Double-Walled Fiberglass | Pressurized
10002697 | 3 | Flapper Valve | 2017-05-24 | no | 2017-05-24 | no | Installed | Diesel | 6000 | Composite Double Walled | 2017-04-13 | Double-Walled Fiberglass | Pressurized
10002698 | 1 |  |  | no |  | no | Removed from Ground
10002698 | 2 |  |  | no |  | no | Removed from Ground
10002698 | 3 |  |  | no |  | no | Removed from Ground
10002700 | 1 |  |  | no |  | no | Removed from Ground | Gas (Historical Use) | 1000 | Bare Steel | 1899-12-31 | Bare Steel
10002701 | 1 |  |  | no |  | no | Removed from Ground | Diesel
10002702 | 1 | Flapper Valve | 2005-01-01 | no | 2005-01-02 | no | Currently in Use | Diesel | 12000 | Composite Double Walled | 2005-01-01 | Double-Walled Fiberglass | Pressurized
10002705 | 1 |  |  | no |  | no | Removed from Ground
10002705 | 2 |  |  | no |  | no | Removed from Ground
10002710 | 1 |  |  | no |  | no | Removed from Ground | Gas (Historical Use) | 550 | Bare Steel | 1974-01-01
10002710 | 2 |  |  | no |  | no | Removed from Ground | Gas (Historical Use) | 550 | Bare Steel | 1974-01-01
10002710 | 3 |  |  | no |  | no | Removed from Ground | Gas (Historical Use) | 550 | Bare Steel | 1974-01-01
10002711 | 1 |  |  | no |  | no | Removed from Ground
10002713 | 1 | Flapper Valve |  | no |  | no | Currently in Use | E-10 | 20000 | Composite Double Walled | 2017-07-18 | Double-Walled Fiberglass | Pressurized
10002713 | 2 | Flapper Valve | 2017-07-18 | no | 2017-07-18 | no | Currently in Use | E-10 | 8000 | Composite Double Walled | 2017-07-18 | Double-Walled Fiberglass | Pressurized
10002713 | 3 | Flapper Valve | 2017-07-18 | no | 2017-07-18 | no | Currently in Use | Diesel | 12000 | Composite Double Walled | 2017-07-18 | Double-Walled Fiberglass | Pressurized
10002713 | 4 | Flapper Valve | 2017-07-18 | no | 2017-07-18 | no | Currently in Use | E-0 | 8000 | Composite Double Walled | 2017-07-18 | Double-Walled Fiberglass | Pressurized
10002713 | 5 | Flapper Valve | 2017-07-18 | no | 2017-07-18 | no | Currently in Use | E-10 | 12000 | Composite Double Walled | 2017-07-18 | Double-Walled Fiberglass | Pressurized
10002717 | 1 |  |  | no |  | no | Removed from Ground | Gas (Historical Use) |  |  | 1947-01-01
10002717 | 2 |  |  | no |  | no | Removed from Ground | Gas (Historical Use) |  |  | 1947-01-01
10002718 | 1 |  |  | no |  | no | Closed in Ground | Gas (Historical Use) | 3000 |  | 1899-12-31
10002718 | 2 |  |  | no |  | no | Closed in Ground | Gas (Historical Use) | 3000 |  | 1899-12-31
10002718 | 3 |  |  | no |  | no | Closed in Ground | Gas (Historical Use) | 3000 |  | 1899-12-31
10002720 | 1 |  | 2017-07-05 | no | 2017-07-05 | no | Currently in Use | Gas (Historical Use) | 2000 | Composite Double Walled | 2017-07-05 | Double-Walled Fiberglass | Pressurized
10002720 | 2 |  | 2017-07-05 | no | 2017-07-05 | no | Currently in Use | Gas (Historical Use) | 15000 | Composite Double Walled | 2017-07-05 | Double-Walled Fiberglass | Pressurized
10002720 | 3 |  | 2017-07-05 | no | 2017-07-05 | no | Currently in Use | Diesel | 20000 | Composite Double Walled | 2017-07-05 | Double-Walled Fiberglass | Pressurized
10002722 | 1A | Flapper Valve | 2017-08-01 | no | 2017-07-31 | no | Currently in Use | Gas (Historical Use) | 10000 | Composite Double Walled | 2017-07-10 | Double-Walled Fiberglass | Pressurized
10002722 | 1B | Flapper Valve | 2017-08-01 | no | 2017-07-31 | no | Currently in Use | Gas (Historical Use) | 3000 | Composite Double Walled | 2017-07-10 | Double-Walled Fiberglass | Pressurized
10002723 | 1 | Ball Float | 2017-01-05 | no | 2017-01-05 | no | Currently in Use | Gas (Historical Use) | 10000 | Tank Jacket | 2017-10-06 | Double-Walled Flex | Pressurized
10002723 | 2 | Ball Float | 2017-01-05 | no | 2017-02-05 | no |  | Gas (Historical Use) | 5000 | Tank Jacket | 2017-01-05 | Double-Walled Fiberglass | Pressurized
10002723 | 3 | Ball Float | 2017-01-05 | no | 2017-01-05 | no |  | Diesel | 5000 | Tank Jacket | 2017-01-05 | Double-Walled Fiberglass | Pressurized
10002724 | 1 | Flapper Valve | 2017-09-14 | no | 2017-09-14 | no | Currently in Use | Regular | 12000 | Composite Double Walled | 2017-09-08 | Double-Walled Fiberglass | Pressurized
10002724 | 2A | Flapper Valve | 2017-09-14 | no | 2017-09-14 | no | Currently in Use | Premium | 10000 | Composite Double Walled | 2017-09-07 | Double-Walled Fiberglass | Pressurized
10002724 | 2B | Flapper Valve | 2017-09-14 | no | 2017-09-14 | no | Currently in Use | Diesel | 5000 | Composite Double Walled | 2017-09-07 | Double-Walled Fiberglass | Pressurized
10002731 | 1 |  | 2016-11-20 | no | 2016-11-20 | no | Currently in Use | Gas (Historical Use) | 20000 | Fiberglass Double Walled | 2016-09-20 | Double-Walled Flex | Pressurized
10002731 | 2A |  | 2016-11-20 | no | 2016-11-20 | no | Currently in Use | Gas (Historical Use) | 12000 | Fiberglass Double Walled | 2016-09-20 | Double-Walled Flex | Pressurized
10002731 | 2B |  | 2016-11-20 | no | 2016-11-20 | no | Currently in Use | Diesel | 8000 | Fiberglass Double Walled | 2016-09-20 | Double-Walled Flex | Pressurized
10002732 | 1 |  |  | no |  | no | Removed from Ground | Empty | 550 | Bare Steel | 1899-12-31 | Bare Steel
10002734 | 1 | Flapper Valve | 2016-08-01 | no | 2016-08-01 | no | Currently in Use | Regular | 12000 | Composite Double Walled | 2016-08-01 | Double-Walled Fiberglass | Pressurized
10002734 | 3 | Flapper Valve | 2016-08-01 | no | 2016-08-01 | no | Currently in Use | Diesel | 3000 | Composite Double Walled | 2016-08-01 | Double-Walled Fiberglass | Pressurized
10002735 | 1 | Flapper Valve | 2016-08-01 | no | 2017-02-01 | no | Currently in Use | Regular | 12000 | Composite Double Walled | 2017-02-01 | Double-Walled Fiberglass | Pressurized
10002735 | 2 | Flapper Valve | 2016-08-02 | no | 2017-02-01 | no | Currently in Use | Premium | 6000 | Composite Double Walled | 2017-02-01 | Double-Walled Fiberglass | Pressurized
10002737 | 1 |  |  | no |  | no | Removed from Ground | Gas (Historical Use) | 560
10002738 | 1 |  | 2017-10-16 | no | 2017-10-16 | no | Currently in Use | Gas (Historical Use) | 15000 | Composite Double Walled | 2017-10-16 | Double-Walled Fiberglass | Pressurized
10002738 | 2 |  | 2017-10-16 | no | 2017-10-16 | no | Currently in Use | Gas (Historical Use) | 5000 | Composite Double Walled | 2017-10-16 | Double-Walled Fiberglass | Pressurized
10002738 | 3 |  | 2017-10-16 | no | 2017-10-16 | no | Currently in Use | Diesel | 20000 | Composite Double Walled | 2017-10-16 | Double-Walled Fiberglass | Pressurized
10002738 | 4 |  | 2017-10-16 | no | 2017-10-16 | no | Currently in Use | Diesel | 5000 | Composite Double Walled | 2017-10-16 | Double-Walled Fiberglass | Pressurized
10002739 | 1 | Ball Float | 2017-04-01 | no | 2017-04-01 | no | Currently in Use | Regular | 15000 | Epoxy Double-Walled | 2017-03-01 | Double-Walled Fiberglass | Pressurized
10002739 | 2 | Ball Float | 2017-04-01 | no | 2017-04-01 | no | Currently in Use | Premium | 8000 | Epoxy Double-Walled | 2017-03-01 | Double-Walled Fiberglass | Pressurized
10002739 | 3 | Ball Float | 2017-04-01 | no | 2017-04-01 | no | Currently in Use | Diesel | 7000 | Epoxy Double-Walled | 2017-03-01 | Double-Walled Fiberglass | Pressurized
10002741 | 1 |  |  | no |  | no | Removed from Ground | Empty | 2500 | Bare Steel |  | Bare Steel
10002741 | 2 |  |  | no |  | no | Removed from Ground | Empty | 1500 | Bare Steel |  | Bare Steel
10002741 | 3 |  |  | no |  | no | Removed from Ground | Empty | 1500 | Bare Steel |  | Bare Steel
10002745 | 1A | Overfill Alarm | 2017-09-28 | no | 2017-09-28 | no | Currently in Use | Regular | 12000 | Tank Jacket | 2017-09-28 | Double-Walled Fiberglass | Pressurized
10002745 | 1B | Overfill Alarm | 2017-09-28 | no | 2017-09-28 | no | Currently in Use | Diesel | 8000 | Tank Jacket | 2017-09-28 | Double-Walled Fiberglass | Pressurized
10002747 | 1 | Ball Float | 2017-10-24 | no | 2017-10-24 | no | Currently in Use | Gas (Historical Use) | 20000 | Fiberglass Double Walled | 2017-10-24 | Double-Walled Fiberglass | Pressurized
10002747 | 2A | Ball Float | 2017-10-24 | no | 2017-10-24 | no | Currently in Use | Gas (Historical Use) | 20000 | Fiberglass Double Walled | 2017-10-24 | Double-Walled Fiberglass | Pressurized
10002747 | 2B | Ball Float | 2017-10-24 | no | 2017-10-24 | no | Currently in Use | E-85 | 10000 | Fiberglass Double Walled | 2017-10-24 | Double-Walled Fiberglass | Pressurized
10002747 | 3A | Ball Float | 2017-10-24 | no | 2017-10-24 | no | Currently in Use | Diesel | 10000 | Fiberglass Double Walled | 2017-10-24 | Double-Walled Fiberglass | Pressurized
10002747 | 3B | Ball Float | 2017-10-24 | no | 2017-10-17 | no | Currently in Use | Diesel | 10000 | Fiberglass Double Walled | 2017-10-24 | Double-Walled Fiberglass | Pressurized
10002748 | 1 | Ball Float | 2017-07-31 | no | 2017-07-31 | no | Currently in Use | Regular | 20000 | Fiberglass Double Walled | 2017-07-31 | Double-Walled Fiberglass | Pressurized
10002748 | 2A | Ball Float | 2017-07-31 | no | 2017-07-31 | no | Currently in Use | E-85 | 10000 | Fiberglass Double Walled | 2017-07-31 | Double-Walled Fiberglass | Pressurized
10002748 | 2B | Ball Float | 2017-07-31 | no | 2017-07-31 | no | Currently in Use | Premium | 10000 | Fiberglass Double Walled | 2017-07-31 | Double-Walled Fiberglass | Pressurized
10002748 | 3A | Ball Float | 2017-07-31 | no | 2017-07-31 | no | Currently in Use | Diesel | 10000 | Fiberglass Double Walled | 2017-07-31 | Double-Walled Fiberglass | Pressurized
10002748 | 3B | Ball Float | 2017-07-31 | no | 2017-07-31 | no | Currently in Use | Diesel | 10000 | Fiberglass Double Walled | 2017-07-31 | Double-Walled Fiberglass | Pressurized
10002750 | 1 | Ball Float | 2017-08-14 | no | 2017-08-14 | no | Currently in Use | Gas (Historical Use) | 20000 | Fiberglass Double Walled | 2017-08-14 | Double-Walled Fiberglass | Pressurized
10002750 | 2A | Ball Float | 2017-08-14 | no | 2017-08-14 | no | Currently in Use | Gas (Historical Use) | 20000 | Fiberglass Double Walled | 2017-08-14 | Double-Walled Fiberglass | Pressurized
10002750 | 2B | Ball Float | 2017-08-14 | no | 2017-08-14 | no | Currently in Use | E-85 | 10000 | Fiberglass Double Walled | 2017-08-14 | Double-Walled Fiberglass | Pressurized
10002750 | 3A | Ball Float | 2017-08-14 | no | 2017-08-14 | no | Currently in Use | Diesel | 10000 | Fiberglass Double Walled | 2017-08-14 | Double-Walled Fiberglass | Pressurized
10002750 | 3B | Ball Float | 2017-08-14 | no | 2017-08-14 | no | Currently in Use | Diesel | 10000 | Fiberglass Double Walled | 2017-08-14 | Double-Walled Fiberglass | Pressurized
10002751 | 1 | Ball Float | 2017-11-29 | no | 2017-11-29 | no | Currently in Use | Gas (Historical Use) | 20000 | Fiberglass Double Walled | 2017-11-29 | Double-Walled Fiberglass | Pressurized
10002751 | 2A | Ball Float | 2017-11-29 | no | 2017-11-29 | no | Currently in Use | Gas (Historical Use) | 20000 | Fiberglass Double Walled | 2017-11-29 | Double-Walled Fiberglass | Pressurized
10002751 | 2B | Ball Float | 2017-11-29 | no | 2017-11-29 | no | Currently in Use | Plus | 10000 | Fiberglass Double Walled | 2017-11-29 | Double-Walled Fiberglass | Pressurized
10002751 | 3A | Ball Float | 2017-11-29 | no | 2017-11-29 | no | Currently in Use | Diesel | 10000 | Fiberglass Double Walled | 2017-11-29 | Double-Walled Fiberglass | Pressurized
10002751 | 3B | Ball Float | 2017-11-29 | no | 2017-11-29 | no | Currently in Use | Diesel | 10000 | Fiberglass Double Walled | 2017-11-29 | Double-Walled Fiberglass | Pressurized
10002755 | 1 | Ball Float | 2017-08-24 | no | 2017-08-31 | no | Currently in Use | Gas (Historical Use) | 20000 | Fiberglass Double Walled | 2017-07-11 | Double-Walled Fiberglass | Pressurized
10002755 | 2A | Ball Float | 2017-08-24 | no | 2017-08-31 | no | Currently in Use | Gas (Historical Use) | 10000 | Fiberglass Double Walled | 2017-08-28 | Double-Walled Fiberglass | Pressurized
10002755 | 2B | Ball Float | 2017-08-24 | no | 2017-08-31 | no | Currently in Use | E-85 | 10000 | Fiberglass Double Walled | 2017-08-28 | Double-Walled Fiberglass | Pressurized
10002755 | 3A | Ball Float | 2017-08-24 | no | 2017-08-31 | no | Currently in Use | Diesel | 10000 | Fiberglass Double Walled | 2017-07-11 | Double-Walled Fiberglass | Pressurized
10002755 | 3B | Ball Float | 2017-08-24 | no | 2017-08-31 | no | Currently in Use | Diesel | 10000 | Fiberglass Double Walled | 2017-07-11 | Double-Walled Fiberglass | Pressurized
10002757 | 1 | Flapper Valve | 2017-11-01 | no | 2017-10-01 | no | Currently in Use |  | 20000 | Fiberglass Double Walled | 2017-06-02 | Double-Walled Fiberglass | Pressurized
10002757 | 2 | Flapper Valve | 2017-11-01 | no | 2017-10-01 | no | Currently in Use |  | 20000 | Fiberglass Double Walled | 2017-06-02 | Double-Walled Fiberglass | Pressurized
10002757 | 3A | Flapper Valve | 2017-11-01 | no | 2017-10-01 | no | Currently in Use |  | 10000 | Fiberglass Double Walled | 2017-06-02 | Double-Walled Fiberglass | Pressurized
10002757 | 3B | Flapper Valve | 2017-11-01 | no | 2017-10-01 | no | Currently in Use |  | 9500 | Fiberglass Double Walled | 2017-06-02 | Double-Walled Fiberglass | Pressurized
10002757 | 4 | Flapper Valve | 2017-11-01 | no | 2017-10-01 | no | Currently in Use | Diesel | 12000 | Fiberglass Double Walled | 2017-06-02 | Double-Walled Fiberglass | Pressurized
10002758 | 1 |  |  | no |  | no | Removed from Ground | Gas (Historical Use)
10002759 | 1 |  |  | no |  | no | Removed from Ground | Gas (Historical Use)
10002760 | 1 | Flapper Valve | 2016-07-01 | no | 2016-07-01 | no | Currently in Use | Diesel | 20000 | Fiberglass Double Walled | 2016-07-01 | Double-Walled Fiberglass | Pressurized
10002761 | 62264137A | Ball Float | 2017-09-14 | no | 2017-09-14 | no | Currently in Use |  | 10000 | Fiberglass Double Walled | 2017-09-14 | Double-Walled Flex | Pressurized
10002761 | 62264137B | Ball Float |  | no |  | no | Currently in Use | Diesel | 8000 | Fiberglass Double Walled | 2017-09-14 | Double-Walled Flex | Pressurized
10002762 | 1 | Flapper Valve |  | no |  | no | Currently in Use | Gas (Historical Use) | 25000 | Fiberglass Double Walled | 2017-10-25 | Double-Walled Fiberglass | Pressurized
10002762 | 2A | Flapper Valve |  | no |  | no | Currently in Use | Gas (Historical Use) | 8000 | Fiberglass Double Walled | 2017-10-25 | Double-Walled Fiberglass | Pressurized
10002762 | 2B | Flapper Valve |  | no |  | no | Currently in Use | Diesel | 10000 | Fiberglass Double Walled | 2017-10-25 | Double-Walled Fiberglass | Pressurized
10002762 | 2C | Flapper Valve |  | no |  | no | Currently in Use | Gas (Historical Use) | 8000 | Fiberglass Double Walled | 2017-10-25 | Double-Walled Fiberglass | Pressurized
10002763 | 1 |  |  | no |  | no | Currently in Use | Gas (Historical Use) | 25000 | Fiberglass Double Walled | 2017-10-13 | Double-Walled Fiberglass | Pressurized
10002763 | 2A |  |  | no |  | no | Currently in Use |  | 8000 | Fiberglass Double Walled | 2017-10-13 | Double-Walled Fiberglass | Pressurized
10002763 | 2B |  |  | no |  | no | Currently in Use | Diesel | 10000 | Fiberglass Double Walled | 2017-10-13 | Double-Walled Fiberglass | Pressurized
10002763 | 2C |  |  | no |  | no | Currently in Use |  | 8000 | Fiberglass Double Walled | 2017-10-13 | Double-Walled Fiberglass | Pressurized
10002764 | 1 |  |  | no |  | no | Removed from Ground |  | 1000 | Bare Steel
10002770 | 1 |  |  | no |  | no | Removed from Ground | Diesel | 6000 | Bare Steel |  | Bare Steel
10002770 | 2 |  |  | no |  | no | Removed from Ground | Diesel | 6000 | Bare Steel |  | Bare Steel
10002770 | 3 |  |  | no |  | no | Removed from Ground | Gas (Historical Use) | 1000 | Bare Steel |  | Bare Steel
10002776 | 1 |  |  | no |  | no | Removed from Ground | Gas (Historical Use) | 560
10002776 | 2 |  |  | no |  | no | Removed from Ground | Diesel | 280
100038 | 1 | [5 empty] | Removed from Ground | Gas (Historical Use) | 8000 | Bare Steel | 1976-05-18 | Galvanized Steel | Suction (American)
100038 | 2 | [5 empty] | Removed from Ground | Gas (Historical Use) | 8000 | Bare Steel | 1976-05-18 | Galvanized Steel | Suction (American)
100038 | 3 | [5 empty] | Removed from Ground | Gas (Historical Use) | 8000 | Bare Steel | 1976-05-18 | Galvanized Steel | Suction (American)
100038 | 4A |  | 1996-06-18 |  | 1996-06-18 |  | Currently in Use | Gas (Historical Use) | 10000 | Composite | 1996-06-06 | Double-Walled Flex | Pressurized
100038 | 4B |  | 1996-09-18 | no | 1996-06-18 | no | Currently in Use | Gas (Historical Use) | 6000 | Composite | 1996-06-06 | Double-Walled Flex | Pressurized
100039 | 1 | [5 empty] | Removed from Ground | Gas (Historical Use) | 4000 | Bare Steel | 1972-05-16 | Galvanized Steel | Safe Suction (Euro)
100039 | 2 | [5 empty] | Removed from Ground | Gas (Historical Use) | 3000 | Bare Steel | 1972-05-16 | Galvanized Steel | Safe Suction (Euro)
100039 | 3 | [5 empty] | Removed from Ground | Gas (Historical Use) | 4000 | Bare Steel | 1972-05-16 | Galvanized Steel | Safe Suction (Euro)
100039 | 4 | [5 empty] | Removed from Ground | Gas (Historical Use) | 2000 | Bare Steel | 1972-05-16 | Galvanized Steel | Safe Suction (Euro)
100039 | 5 | [5 empty] | Removed from Ground | Diesel | 1000 | Bare Steel | 1972-05-16 | Galvanized Steel | Safe Suction (Euro)
100041 | 1 | Flapper Valve | 1997-03-06 | no | 1997-03-06 | no | Currently in Use | Gas (Historical Use) | 8000 | Galvanic (STIP-3) | 2000-09-08 | Fiberglass Reinforced Plastic | Pressurized
100041 | 2 | Flapper Valve | 1997-03-06 | no | 1997-03-06 | no | Currently in Use | Gas (Historical Use) | 8000 | Galvanic (STIP-3) | 2000-09-08 | Fiberglass Reinforced Plastic | Pressurized
100041 | 3 | Flapper Valve | 1997-03-06 | no | 1997-03-06 | no | Currently in Use | Diesel | 8000 | Galvanic (STIP-3) | 2000-09-08 | Fiberglass Reinforced Plastic | Pressurized
100041 | 4 | Flapper Valve | 1998-03-06 | no | 1997-03-06 | no | Currently in Use | Gas (Historical Use) | 8000 | Galvanic (STIP-3) | 2000-09-08 | Fiberglass Reinforced Plastic | Pressurized
100042 | 1 | Flapper Valve | 1997-03-02 | no | 1997-03-02 | no | Currently in Use | Gas (Historical Use) | 8000 | Galvanic (STIP-3) | 2000-09-08 | Galvanized Steel | Pressurized
100042 | 2 | Flapper Valve | 1997-03-02 | no | 1997-03-02 | no | Currently in Use | Gas (Historical Use) | 8000 | Galvanic (STIP-3) | 2000-09-08 | Galvanized Steel | Pressurized
100042 | 3 | Flapper Valve | 1997-03-02 | no | 1997-03-02 | no | Temporarily out of use |  | 8000 | Galvanic (STIP-3) | 2016-08-31 | Galvanized Steel | Pressurized
100043 | 1 | Flapper Valve | 1995-11-01 |  | 1995-11-01 |  | Currently in Use | Gas (Historical Use) | 4000 | Steel-Impressed Current | 1986-02-28 | Steel (Impressed Current) | Safe Suction (Euro)
100043 | 2 | Flapper Valve | 1995-11-01 |  | 1995-11-01 |  | Temporarily out of use | Gas (Historical Use) | 4000 | Steel-Impressed Current | 1986-02-28 | Steel (Impressed Current) | Safe Suction (Euro)
100043 | 3 | Flapper Valve | 1995-11-01 |  | 1995-11-01 |  | Temporarily out of use | Gas (Historical Use) | 4000 | Steel-Impressed Current | 1986-02-28 | Steel (Impressed Current) | Safe Suction (Euro)
100043 | 4 | Flapper Valve | 1995-11-01 |  | 1995-11-01 |  | Currently in Use | Gas (Historical Use) | 4000 | Steel-Impressed Current | 1986-02-28 | Steel (Impressed Current) | Safe Suction (Euro)
10055 | 1 |  | 1994-05-15 |  | 1994-05-15 |  | Removed from Ground | Gas (Historical Use) | 10000 | Galvanic (STIP-3) | 1982-01-02 | Fiberglass Reinforced Plastic | Pressurized
10055 | 10 | [5 empty] | Removed from Ground | Gas (Historical Use) | 5000 | Bare Steel | 1961-03-25 | Galvanized Steel
10055 | 11 |  |  | yes |  | yes | Removed from Ground | Used Oil | 560 | Bare Steel | 1961-03-25 | Galvanized Steel
10055 | 12 |  |  | yes |  | yes | Removed from Ground | Used Oil | 550 | Not Marked/Unknown | 1997-02-01 | Unknown
10055 | 2 |  | 1994-05-15 |  | 1994-05-15 |  | Removed from Ground | Gas (Historical Use) | 10000 | Galvanic (STIP-3) | 1982-01-02 | Fiberglass Reinforced Plastic | Pressurized
10055 | 3 |  | 1994-05-15 |  | 1994-05-15 |  | Removed from Ground | Gas (Historical Use) | 10000 | Galvanic (STIP-3) | 1982-01-02 | Fiberglass Reinforced Plastic | Pressurized
10055 | 4 |  | 1994-05-15 |  | 1994-05-15 |  | Removed from Ground | Diesel | 10000 | Galvanic (STIP-3) | 1982-01-01 | Fiberglass Reinforced Plastic | Pressurized
10055 | 5 | [5 empty] | Removed from Ground | Gas (Historical Use) | 6000 | Bare Steel | 1961-03-25 | Galvanized Steel
10055 | 6 | [5 empty] | Removed from Ground | Gas (Historical Use) | 4000 | Bare Steel | 1961-03-25 | Galvanized Steel
10055 | 7 | [5 empty] | Removed from Ground | Gas (Historical Use) | 4000 | Bare Steel | 1961-03-25 | Galvanized Steel
10055 | 8 | [5 empty] | Removed from Ground | Diesel | 4000 | Bare Steel | 1961-03-25 | Galvanized Steel
10055 | 9 | [5 empty] | Removed from Ground | Diesel | 4000 | Bare Steel | 1961-03-25 | Galvanized Steel
10057 | 1 | [5 empty] | Removed from Ground | Gas (Historical Use) | 1002 | Cathodically Protected Steel | 1985-05-14 | Galvanized Steel
10057 | 2 | [5 empty] | Removed from Ground | Diesel | 3006 | Cathodically Protected Steel | 1985-05-14 | Galvanized Steel
10057 | 3 | [5 empty] | Removed from Ground | Other | 1012 | Bare Steel | 1985-05-14 | Galvanized Steel
10057 | 4 | [5 empty] | Removed from Ground | Other | 560 | Bare Steel | 1985-05-14 | Galvanized Steel
10058 | 1 | [5 empty] | Removed from Ground | Gas (Historical Use) | 1 | Bare Steel | 1964-01-01 | Galvanized Steel
10058 | 2 | [5 empty] | Removed from Ground | Gas (Historical Use) | 1 | Bare Steel | 1964-01-01 | Galvanized Steel
10058 | 3 | [5 empty] | Removed from Ground | Gas (Historical Use) | 1 | Bare Steel | 1964-01-01 | Galvanized Steel
10058 | 4 | [5 empty] | Removed from Ground | Gas (Historical Use) | 1 | Bare Steel | 1964-01-01 | Galvanized Steel
10058 | 5 | [5 empty] | Removed from Ground | Diesel | 1 | Bare Steel | 1964-01-01 | Galvanized Steel
10060 | 1 |  | 1998-11-12 |  | 1998-11-12 |  | Removed from Ground | Gas (Historical Use) | 4000 | Steel-Impressed Current | 1978-05-15 | Cathodically Protected | Safe Suction (Euro)
10060 | 2 |  | 1998-11-12 |  | 1998-11-12 |  | Removed from Ground | Gas (Historical Use) | 4000 | Steel-Impressed Current | 1978-05-15 | Cathodically Protected | Safe Suction (Euro)
10060 | 3 |  | 1998-11-12 |  | 1998-11-12 |  | Removed from Ground | Gas (Historical Use) | 4000 | Steel-Impressed Current | 1978-05-15 | Cathodically Protected | Safe Suction (Euro)
10060 | 4 |  | 1998-11-12 |  | 1998-11-12 |  | Removed from Ground | Gas (Historical Use) | 4000 | Steel-Impressed Current | 1978-05-15 | Cathodically Protected | Safe Suction (Euro)
10062 | 1 | [5 empty] | Removed from Ground | Gas (Historical Use) | 560 | Bare Steel | 1986-06-02 | Galvanized Steel | Suction (American)
10063 | 1 | [5 empty] | Removed from Ground | Gas (Historical Use) | 5000 | Bare Steel | 1974-05-11 | Galvanized Steel
10063 | 2 | [5 empty] | Removed from Ground | Gas (Historical Use) | 5000 | Bare Steel | 1974-05-11 | Galvanized Steel
10063 | 3 | [5 empty] | Removed from Ground | Gas (Historical Use) | 2000 | Bare Steel | 1974-05-11 | Galvanized Steel
10063 | 4 | [5 empty] | Removed from Ground | Diesel | 6000 | Bare Steel | 1975-05-10 | Galvanized Steel
10063 | 5 |  |  | yes |  | yes | Removed from Ground | Used Oil | 500 | Bare Steel | 1978-05-10 | Galvanized Steel
10064 | 1 |  | 1996-02-01 |  | 1996-02-01 |  | Removed from Ground | Gas (Historical Use) | 8000 | Steel-Impressed Current | 1984-05-08 | Double-Walled Flex | Pressurized
10064 | 2 |  | 1996-02-01 |  | 1996-02-01 |  | Removed from Ground | Gas (Historical Use) | 8000 | Steel-Impressed Current | 1984-05-08 | Double-Walled Flex | Pressurized
10064 | 3 |  | 1996-02-01 |  | 1996-02-01 |  | Removed from Ground | Diesel | 8000 | Steel-Impressed Current | 1984-05-08 | Double-Walled Flex | Pressurized
10065 | 1 | [5 empty] | Removed from Ground | Empty | 560 | Bare Steel | 1969-05-12 | Galvanized Steel
10065 | 2 | [5 empty] | Removed from Ground | Empty | 560 | Bare Steel | 1969-05-12 | Galvanized Steel
1010017 | 1 | [5 empty] | Removed from Ground | Gas (Historical Use) | 6000 | Bare Steel | 1981-02-08 | Galvanized Steel
1010017 | 2 |  | 1990-01-01 |  | 1990-01-01 |  | Currently in Use | Gas (Historical Use) | 10000 | Composite | 1990-01-01 | Fiberglass Reinforced Plastic | Pressurized
1010017 | 3 |  | 1990-01-01 |  | 1990-01-01 |  | Currently in Use | Diesel | 10000 | Composite | 1990-01-01 | Fiberglass Reinforced Plastic | Pressurized
1020003 | 1 | [5 empty] | Removed from Ground | Diesel | 10000 | Bare Steel | 1985-01-23 | Galvanized Steel | Suction (American)
1020003 | 2 |  |  | yes |  | yes | Removed from Ground | Used Oil | 600 | Bare Steel | 1985-01-23 | Unknown
1020003 | 3 | [5 empty] | Closed in Ground | Other | 10000 | Bare Steel | 1971-01-27 | Unknown
1020003 | 4 | [5 empty] | Closed in Ground | Other | 10000 | Bare Steel | 1971-01-27 | Unknown
1020003 | 5 |  |  | yes |  | yes | Removed from Ground | Used Oil | 500 | Bare Steel | 1965-01-01 | Galvanized Steel
1060407 | 1 | [5 empty] | Removed from Ground | Gas (Historical Use) | 1000 | Bare Steel | 1971-04-27 | Galvanized Steel
1060407 | 2 | [5 empty] | Removed from Ground | Diesel | 250 | Bare Steel | 1971-04-27 | Galvanized Steel
1060407 | 3 | [5 empty] | Removed from Ground | Diesel | 250 | Bare Steel | 1971-04-27 | Galvanized Steel
106108 | 1 | [5 empty] | Removed from Ground | Gas (Historical Use) | 4000 | Bare Steel | 1981-06-11 | Galvanized Steel | Suction (American)
106108 | 2 | [5 empty] | Removed from Ground | Gas (Historical Use) | 4000 | Bare Steel | 1981-06-11 | Galvanized Steel | Suction (American)
106108 | 3 | [5 empty] | Removed from Ground | Gas (Historical Use) | 2000 | Bare Steel | 1981-06-11 | Galvanized Steel | Suction (American)
1080016 | 1 | [5 empty] | Removed from Ground | Gas (Historical Use) | 10134 | Bare Steel | 1973-04-20 | Galvanized Steel | Pressurized
1080016 | 2 | [5 empty] | Removed from Ground | Gas (Historical Use) | 10134 | Bare Steel | 1973-04-20 | Galvanized Steel | Pressurized
1080016 | 3 | [5 empty] | Removed from Ground | Gas (Historical Use) | 10000 | Cathodically Protected Steel | 1985-04-17 | Galvanized Steel | Pressurized
1080016 | 4 | [5 empty] | Removed from Ground | Kerosene | 2000 | Cathodically Protected Steel | 1985-04-17 | Galvanized Steel | Pressurized
110005 | 1 |  | 1997-04-01 |  | 1997-04-01 |  | Temporarily out of use | Gas (Historical Use) | 10000 | Fiberglass | 1991-05-01 | Fiberglass Reinforced Plastic | Pressurized
110005 | 2 |  | 1998-12-01 |  | 1998-12-01 |  | Temporarily out of use | Gas (Historical Use) | 10000 | Fiberglass | 1991-05-01 | Fiberglass Reinforced Plastic | Pressurized
110005 | 3 |  | 1998-12-01 |  | 1998-12-01 |  | Temporarily out of use | Gas (Historical Use) | 10000 | Fiberglass | 1991-05-01 | Fiberglass Reinforced Plastic | Pressurized
110005 | 4 | [5 empty] | Removed from Ground | Gas (Historical Use) | 8000 | Not Marked/Unknown |  | Not Marked
110005 | 5 | [5 empty] | Removed from Ground | Gas (Historical Use) | 10000 | Not Marked/Unknown |  | Not Marked
110005 | 6 | [5 empty] | Removed from Ground | Empty | 10000 | Not Marked/Unknown |  | Not Marked
110005 | 7 | [5 empty] | Removed from Ground | Empty | 10000 | Not Marked/Unknown |  | Not Marked
11003 | 0 | [5 empty] | Removed from Ground | Gas (Historical Use) | 0 | Not Marked/Unknown | 1985-01-01 | Not Marked
110137 | 1 | [5 empty] | Removed from Ground | Diesel | 20000 | Composite | 1981-01-01 | Copper
110137 | 2 | [5 empty] | Removed from Ground | Diesel | 20000 | Composite | 1985-01-01 | Bare Steel
110137 | PPD-A | [5 empty] | Closed in Ground | Diesel | 15000 | Composite | 1984-01-01 | Bare Steel | Suction (American)
110137 | PPD-B | [5 empty] | Closed in Ground | Other | 6000 | Composite | 1984-01-01 | Bare Steel | Suction (American)
110144 | 1 | [5 empty] | Removed from Ground | Gas (Historical Use) | 10000 | Bare Steel | 1968-01-01 | Galvanized Steel
110217 | 1 | [5 empty] | Removed from Ground | Empty | 4000 | Bare Steel | 1966-01-01 | Galvanized Steel
110217 | 2 | [5 empty] | Removed from Ground | Empty | 5000 | Bare Steel | 1966-01-01 | Galvanized Steel
110217 | 3 | [5 empty] | Removed from Ground | Empty | 2000 | Bare Steel | 1976-01-01 | Galvanized Steel
110235 | 1 | [5 empty] | Removed from Ground | Gas (Historical Use) | 3000 | Bare Steel | 1973-01-01 | Galvanized Steel
110235 | 2 |  | 1994-11-09 | no | 1994-11-09 | no | Currently in Use | Gas (Historical Use) | 3000 | Composite | 1994-11-09 | Fiberglass Reinforced Plastic | Suction (American)
110366 | 1 |  | 1994-06-10 |  | 1994-06-10 |  | Removed from Ground | Gas (Historical Use) | 8000 | Bare Steel | 1966-01-01 | Galvanized Steel | Pressurized
110366 | 2 |  | 1994-06-10 |  | 1994-06-10 |  | Removed from Ground | Gas (Historical Use) | 6000 | Bare Steel | 1966-01-01 | Galvanized Steel | Pressurized
110366 | 3 |  | 1994-06-10 |  | 1994-06-10 |  | Removed from Ground | Gas (Historical Use) | 6000 | Bare Steel | 1966-01-01 | Galvanized Steel | Pressurized
110366 | 4 |  |  | yes |  | yes | Removed from Ground | Used Oil | 560 | Bare Steel | 1966-01-01 | Galvanized Steel
110366 | 5 | [5 empty] | Removed from Ground | Diesel | 560 | Bare Steel | 1966-01-01 | Galvanized Steel
110392 | 1 | [5 empty] | Removed from Ground | Gas (Historical Use) | 10000 | Cathodically Protected Steel | 1986-07-28 | Cathodically Protected
110392 | 2 | [5 empty] | Removed from Ground | Gas (Historical Use) | 10000 | Cathodically Protected Steel | 1986-07-28 | Cathodically Protected
110392 | 3 | [5 empty] | Removed from Ground | Gas (Historical Use) | 10000 | Cathodically Protected Steel | 1986-07-28 | Cathodically Protected
110393 | 1 |  | 1997-10-07 |  | 1997-10-07 |  | Removed from Ground | Gas (Historical Use) | 4000 | Steel-Impressed Current | 1987-01-01 | Cathodically Protected | Suction (American)
110393 | 2 |  | 1997-10-07 |  | 1997-10-07 |  | Removed from Ground | Diesel | 2000 | Steel-Impressed Current | 1987-01-01 | Cathodically Protected | Suction (American)
110394 | 1 | [5 empty] | Removed from Ground | Gas (Historical Use) | 500 | Bare Steel | 1946-06-06 | Unknown
110395 | 1 | [5 empty] | Removed from Ground | Gas (Historical Use) | 5000 | Bare Steel | 1982-05-09 | Unknown
110395 | 2 | [5 empty] | Removed from Ground | Gas (Historical Use) | 5000 | Bare Steel | 1982-05-09 | Unknown
110396 | 1 | [5 empty] | Removed from Ground | Gas (Historical Use) | 270 | Bare Steel | 1976-05-29 | Bare Steel | Gravity Fed
110397 | 1 | [5 empty] | Removed from Ground | Gas (Historical Use) | 1069 | Bare Steel | 1985-01-01 | Bare Steel
110397 | 2 | [5 empty] | Removed from Ground | Diesel | 297 | Bare Steel | 1982-01-01 | Bare Steel
110397 | 3 | [5 empty] | Removed from Ground | Gas (Historical Use) | 155 | Bare Steel | 1980-01-01 | Bare Steel
110397 | 4 | [5 empty] | Closed in Ground | Diesel | 10000 | Bare Steel | 1982-01-01 | Bare Steel
110397 | 5 | [5 empty] | Closed in Ground | Diesel | 10000 | Bare Steel | 1982-01-01 | Bare Steel
110398 | 1 |  | 1998-10-20 | no | 1998-10-20 | no | Currently in Use | Gas (Historical Use) | 8000 | Steel-Impressed Current | 1976-05-14 |  | Safe Suction (Euro)
110398 | 2 |  | 1998-10-20 | no | 1998-10-20 | no | Currently in Use | Gas (Historical Use) | 6000 | Steel-Impressed Current | 1998-10-20 |  | Safe Suction (Euro)
110398 | 3 |  | 1998-10-20 | no | 1998-10-20 | no | Currently in Use | Gas (Historical Use) | 6000 | Steel-Impressed Current | 1998-10-20 |  | Safe Suction (Euro)
110399 | 1 |  | 1999-12-02 |  | 1999-12-02 |  | Currently in Use | Gas (Historical Use) | 8000 | Steel-Impressed Current | 1980-10-01 | Cathodically Protected | Pressurized
110399 | 2 |  | 1999-12-02 |  | 1999-12-02 |  | Currently in Use | Gas (Historical Use) | 8000 | Steel-Impressed Current | 1980-10-01 | Fiberglass Reinforced Plastic | Pressurized
110401 | 1 | [5 empty] | Removed from Ground | Gas (Historical Use) | 4000 | Cathodically Protected Steel | 1985-05-20 | Galvanized Steel
110402 | 20034.01 | [5 empty] | Removed from Ground | Gas (Historical Use) | 2000 | Bare Steel | 1965-05-19 | Bare Steel
110402 | 20034.02 | [5 empty] | Removed from Ground | Gas (Historical Use) | 6000 | Bare Steel | 1965-05-19 | Bare Steel
110402 | 20034.03 | [5 empty] | Removed from Ground | Diesel | 12000 | Bare Steel | 1982-05-15 | Galvanized Steel
110403 | 1 | [5 empty] | Removed from Ground | Diesel | 4000 | Bare Steel | 1980-01-01 | Galvanized Steel
110403 | 2 | [5 empty] | Removed from Ground | Diesel | 1000 | Bare Steel | 1980-01-01 | Galvanized Steel
110403 | 3 | [5 empty] | Removed from Ground | Diesel | 1000 | Bare Steel | 1980-01-01 | Galvanized Steel
110404 | 1 |  | 1995-08-01 |  | 1995-08-01 |  | Removed from Ground | Gas (Historical Use) | 4000 | Steel-Impressed Current | 1971-05-17 | Cathodically Protected | Safe Suction (Euro)
110404 | 2 |  | 1995-08-01 |  | 1995-08-01 |  | Removed from Ground | Gas (Historical Use) | 4000 | Steel-Impressed Current | 1971-05-17 | Cathodically Protected | Safe Suction (Euro)
110404 | 3 |  | 1995-08-01 |  | 1995-08-01 |  | Removed from Ground | Gas (Historical Use) | 4000 | Steel-Impressed Current | 1971-05-17 | Cathodically Protected | Safe Suction (Euro)
110404 | 4 |  | 1995-08-01 |  | 1995-08-01 |  | Removed from Ground | Gas (Historical Use) | 4000 | Steel-Impressed Current | 1971-05-17 | Cathodically Protected | Safe Suction (Euro)
110405 | 1 |  | 1996-08-08 | no | 1996-08-08 | no | Temporarily out of use | Gas (Historical Use) | 4000 | Steel-Impressed Current | 1974-05-16 | Cathodically Protected | Safe Suction (Euro)
110405 | 2 |  | 1996-08-08 |  | 1996-08-08 |  | Temporarily out of use | Gas (Historical Use) | 4000 | Steel-Impressed Current | 1974-05-16 | Cathodically Protected | Safe Suction (Euro)
110405 | 3 |  | 1996-08-08 | no | 1996-08-08 | no | Temporarily out of use | Gas (Historical Use) | 4000 | Steel-Impressed Current | 1974-05-16 | Cathodically Protected | Safe Suction (Euro)
110405 | 4 |  | 1996-08-08 |  | 1996-08-08 |  | Temporarily out of use | Gas (Historical Use) | 4000 | Steel-Impressed Current | 1974-05-16 | Cathodically Protected | Safe Suction (Euro)
110406 | 1 | [5 empty] | Removed from Ground | Diesel | 9400 | Bare Steel | 1980-01-03 | Unknown
110406 | 2 | [5 empty] | Removed from Ground | Gas (Historical Use) | 9400 | Bare Steel | 1980-01-03 | Unknown
110407 | 1 | [5 empty] | Removed from Ground | Gas (Historical Use) | 4000 | Bare Steel | 1967-01-06 | Unknown
110407 | 2 | [5 empty] | Removed from Ground | Gas (Historical Use) | 4000 | Bare Steel | 1967-01-06 | Unknown
110407 | 3 | [5 empty] | Removed from Ground | Gas (Historical Use) | 10000 | Bare Steel | 1984-01-02 | Galvanized Steel | Pressurized
110407 | 4 |  |  | yes |  | yes | Removed from Ground | Used Oil | 400 | Bare Steel | 1967-01-06 | Unknown
110408 | 1 | [5 empty] | Removed from Ground | Gas (Historical Use) | 1000 | Bare Steel | 1958-05-15 | Galvanized Steel | Suction (American)
110412 | 1 | [5 empty] | Removed from Ground | Gas (Historical Use) | 6000 | Bare Steel | 1978-05-15 | Bare Steel
110412 | 10 | [5 empty] | Removed from Ground | Other | 6000 | Bare Steel | 1982-05-14 | Bare Steel
110412 | 11 | [5 empty] | Removed from Ground | Other | 0 | Bare Steel | 1986-05-13 | Bare Steel
110412 | 2 | [5 empty] | Removed from Ground | Diesel | 8000 | Bare Steel | 1978-05-15 | Bare Steel
110412 | 3 | [5 empty] | Removed from Ground | Gas (Historical Use) | 10000 | Bare Steel | 1978-05-15 | Bare Steel
110412 | 4 | [5 empty] | Removed from Ground | Diesel | 12000 | Bare Steel | 1978-05-15 | Bare Steel
110412 | 5 | [5 empty] | Removed from Ground | Other | 8000 | Bare Steel | 1982-05-14 | Bare Steel
110412 | 6 | [5 empty] | Removed from Ground | Other | 8000 | Bare Steel | 1982-05-14 | Bare Steel
110412 | 7 | [5 empty] | Removed from Ground | Other | 8000 | Bare Steel | 1982-05-14 | Bare Steel
110412 | 8 | [5 empty] | Removed from Ground | Other | 8000 | Bare Steel | 1982-05-14 | Bare Steel
110412 | 9 | [5 empty] | Removed from Ground | Other | 6000 | Bare Steel | 1982-05-14 | Bare Steel
110414 | 1 | [5 empty] | Removed from Ground | Gas (Historical Use) | 2000 | Bare Steel | 1976-06-04 | Galvanized Steel
110414 | 2 | [5 empty] | Permanently Out of Use - historical purposes | Gas (Historical Use) | 6000 | Not Marked/Unknown |  | Not Marked
110415 | 1 | [5 empty] | Removed from Ground | Gas (Historical Use) | 0 | Bare Steel | 1986-06-05 | Galvanized Steel
110415 | 2 | [5 empty] | Removed from Ground | Gas (Historical Use) | 0 | Bare Steel | 1986-06-05 | Galvanized Steel
110415 | 3 | [5 empty] | Removed from Ground | Gas (Historical Use) | 0 | Bare Steel | 1986-06-05 | Galvanized Steel
110415 | 4 |  |  | yes |  | yes | Removed from Ground | Used Oil | 0 | Bare Steel | 1999-07-01 | Galvanized Steel | Gravity Fed
110420 | 1 |  | 1998-12-15 |  | 1998-12-15 |  | Removed from Ground | Gas (Historical Use) | 2000 | Cathodically Protected Steel | 1972-01-05 | Cathodically Protected
110420 | 2 | [5 empty] | Removed from Ground | Gas (Historical Use) | 1000 | Bare Steel | 1972-01-05 | Galvanized Steel
110420 | 3 |  | 1998-12-15 |  | 1998-12-15 |  | Removed from Ground | Diesel | 1000 | Cathodically Protected Steel | 1972-01-05 | Cathodically Protected
110420 | 4 |  | 2001-07-15 |  | 2001-07-15 |  | Currently in Use | Gas (Historical Use) | 8000 | Composite | 2001-07-15 | Fiberglass Reinforced Plastic | Pressurized
110420 | 5A |  | 2001-07-15 |  | 2001-07-15 |  | Currently in Use | Gas (Historical Use) | 4000 | Composite | 2001-07-15 | Fiberglass Reinforced Plastic | Pressurized
110420 | 5B |  | 2001-07-15 |  | 2001-07-15 |  | Currently in Use | Diesel | 4000 | Composite | 2001-07-15 | Fiberglass Reinforced Plastic | Pressurized
110421 | 1 | [5 empty] | Removed from Ground | Gas (Historical Use) | 6000 | Bare Steel | 1976-05-10 | Galvanized Steel
110421 | 2 | [5 empty] | Removed from Ground | Gas (Historical Use) | 6000 | Bare Steel | 1976-05-10 | Galvanized Steel
110421 | 3 | [5 empty] | Removed from Ground | Gas (Historical Use) | 6000 | Bare Steel | 1976-05-10 | Galvanized Steel
110421 | 4 | [5 empty] | Removed from Ground | Diesel | 6000 | Bare Steel | 1976-05-10 | Galvanized Steel
110422 | 1 |  |  | yes |  | yes | Removed from Ground | Used Oil | 600 | Bare Steel | 1969-05-12 | Galvanized Steel
110425 | 1 |  | 1997-07-01 |  | 1997-07-01 |  | Removed from Ground | Gas (Historical Use) | 8000 | Cathodically Protected Steel | 1984-05-08 | Cathodically Protected | Pressurized
110425 | 2 |  | 1997-07-01 |  | 1997-07-01 |  | Removed from Ground | Gas (Historical Use) | 8000 | Cathodically Protected Steel | 1984-05-08 | Cathodically Protected | Pressurized
110425 | 3 |  | 1997-07-01 |  | 1997-07-01 |  | Removed from Ground | Diesel | 6000 | Cathodically Protected Steel | 1984-05-08 | Cathodically Protected | Pressurized
110425 | 4 |  | 1997-07-01 |  | 1997-07-01 |  | Removed from Ground | Diesel | 6000 | Cathodically Protected Steel | 1984-05-08 | Cathodically Protected | Pressurized
110425 | 5 | [5 empty] | Closed in Ground | Gas (Historical Use) | 4000 | Not Marked/Unknown | 1993-01-01 | Not Marked
110425 | 6A |  | 2015-02-01 | no | 2015-02-01 | no | Currently in Use | Gas (Historical Use) | 10000 | Tank Jacket | 2014-11-01 | Double-Walled Flex | Pressurized
110425 | 6B |  | 2015-02-01 | no | 2015-02-01 | no | Currently in Use | Gas (Historical Use) | 5000 | Tank Jacket | 2014-11-01 | Double-Walled Flex | Pressurized
110425 | 6C |  | 2015-02-01 | no | 2015-02-01 | no | Currently in Use | Diesel | 5000 | Tank Jacket | 2014-11-01 | Double-Walled Flex | Pressurized
110426 | 1 |  | 1989-04-27 |  | 1989-04-27 |  | Currently in Use | Diesel | 8000 | Fiberglass | 1975-05-11 | Fiberglass Reinforced Plastic | Pressurized
110426 | 2 |  | 1989-04-27 |  | 1989-04-27 |  | Currently in Use | Gas (Historical Use) | 8000 | Fiberglass | 1975-01-01 | Fiberglass Reinforced Plastic | Pressurized
110426 | 3 |  | 1989-04-27 |  | 1989-04-27 |  | Currently in Use | Gas (Historical Use) | 8000 | Fiberglass | 1975-01-01 | Fiberglass Reinforced Plastic | Pressurized
110426 | 4 |  | 1989-04-27 |  | 1989-04-27 |  | Currently in Use | Gas (Historical Use) | 8000 | Fiberglass | 1975-01-01 | Fiberglass Reinforced Plastic | Pressurized
110427 | 1 |  |  | no |  | no | Removed from Ground | Gas (Historical Use) | 10000 |  | 1989-01-01 | Copper | Pressurized
110427 | 1A |  | 1989-05-08 | no | 1989-05-08 | no | Temporarily out of use | Gas (Historical Use) | 10000 | Fiberglass | 1989-01-01 | Fiberglass Reinforced Plastic
110427 | 2 |  |  | no |  | no | Removed from Ground | Gas (Historical Use) | 0 | Fiberglass | 1989-01-01 | Copper | Pressurized
110427 | 2A |  | 1989-05-08 | no | 1989-05-08 | no | Temporarily out of use | Gas (Historical Use) | 10000 | Fiberglass | 1989-01-01 | Fiberglass Reinforced Plastic
110427 | 3 |  |  | no |  | no | Removed from Ground | Gas (Historical Use) | 10000 | Fiberglass | 1989-01-01 | Fiberglass Reinforced Plastic | Pressurized
110427 | 3A |  | 1989-05-08 | no | 1989-05-08 | no | Temporarily out of use | Gas (Historical Use) | 10000 | Fiberglass | 1989-01-01 | Fiberglass Reinforced Plastic
110428 | 1 |  | 1998-06-01 |  | 1998-06-01 |  | Temporarily out of use | Gas (Historical Use) | 4000 | Steel-Impressed Current | 1980-05-09 | Cathodically Protected | Suction (American)
110428 | 2 |  | 1998-06-01 |  | 1998-06-01 |  | Currently in Use | Gas (Historical Use) | 6000 | Steel-Impressed Current | 1982-05-09 | Fiberglass Reinforced Plastic | Pressurized
110428 | 3 | [5 empty] | Removed from Ground | Gas (Historical Use) | 6000 | Bare Steel | 1982-05-09 | Galvanized Steel | Suction (American)
110428 | 4 |  | 1998-06-01 |  | 1998-06-01 |  | Currently in Use | Gas (Historical Use) | 5000 | Steel-Impressed Current | 1972-05-11 | Fiberglass Reinforced Plastic | Pressurized
110428 | 5 |  | 1998-06-01 |  | 1998-06-01 |  | Currently in Use | Gas (Historical Use) | 5000 | Steel-Impressed Current | 1972-05-11 | Fiberglass Reinforced Plastic | Pressurized
110429 | 1 |  | 1998-11-19 |  | 1998-11-19 |  | Removed from Ground | Gas (Historical Use) | 8000 | Steel-Impressed Current | 1982-05-09 | Fiberglass Reinforced Plastic | Pressurized
110429 | 2 |  | 1998-11-19 |  | 1998-11-19 |  | Removed from Ground | Gas (Historical Use) | 7000 | Steel-Impressed Current | 1972-01-01 | Fiberglass Reinforced Plastic | Pressurized
110429 | 3 |  | 1998-11-19 |  | 1998-11-19 |  | Removed from Ground | Gas (Historical Use) | 5000 | Steel-Impressed Current | 1972-01-01 | Fiberglass Reinforced Plastic | Pressurized
110430 | 1 |  | 1997-01-01 |  | 1997-01-01 |  | Temporarily out of use | Gas (Historical Use) | 5000 | Cathodically Protected Steel | 1976-02-27 | Fiberglass Reinforced Plastic | Pressurized
110430 | 2 |  | 1997-01-01 |  | 1997-01-01 |  | Temporarily out of use | Gas (Historical Use) | 5000 | Cathodically Protected Steel | 1971-02-27 | Fiberglass Reinforced Plastic | Pressurized
110430 | 3 |  | 1997-01-01 |  | 1997-01-01 |  | Temporarily out of use | Gas (Historical Use) | 8000 | Cathodically Protected Steel | 1971-02-27 | Fiberglass Reinforced Plastic | Pressurized
110430 | 4 |  | 1994-01-01 |  | 1994-01-01 |  | Temporarily out of use | Diesel | 5000 | Cathodically Protected Steel | 1994-07-01 | Cathodically Protected | Suction (American)
110430 | 5 |  | 1994-01-01 |  | 1994-01-01 |  | Temporarily out of use | Kerosene | 1000 | Cathodically Protected Steel | 1994-07-01 | Cathodically Protected | Suction (American)
110431 | 1 |  | 1996-02-15 |  | 1996-02-15 |  | Currently in Use | Gas (Historical Use) | 4000 | Steel-Impressed Current | 1974-01-04 | Cathodically Protected | Pressurized
110431 | 2 |  | 1996-02-15 |  | 1996-02-15 |  | Currently in Use | Gas (Historical Use) | 4000 | Steel-Impressed Current | 1974-01-04 | Cathodically Protected | Pressurized
110431 | 3 |  | 1996-02-15 |  | 1996-02-15 |  | Currently in Use | Gas (Historical Use) | 4000 | Steel-Impressed Current | 1974-01-04 | Cathodically Protected | Pressurized
110431 | 4 |  | 1996-02-15 |  | 1996-02-15 |  | Currently in Use | Gas (Historical Use) | 4000 | Steel-Impressed Current | 1974-01-04 | Cathodically Protected | Pressurized
110432 | 1 | Flapper Valve | 1991-01-01 | yes | 1991-01-01 | no | Temporarily out of use | E-10 | 10000 | Steel-Impressed Current | 1982-01-02 | Fiberglass Reinforced Plastic | Pressurized
110432 | 2 | Flapper Valve | 1991-01-01 | yes | 1991-01-01 | no | Temporarily out of use | Gas (Historical Use) | 10000 | Steel-Impressed Current | 1982-01-02 | Fiberglass Reinforced Plastic | Pressurized
110432 | 3 | Flapper Valve | 1991-01-01 | yes | 1991-01-01 | no | Temporarily out of use | E-10 | 10000 | Steel-Impressed Current | 1982-01-02 | Fiberglass Reinforced Plastic | Pressurized
110432 | 4 | Flapper Valve | 1991-01-01 | yes | 1991-01-01 | no | Currently in Use | Diesel | 6000 | Steel-Impressed Current | 1982-01-02 | Fiberglass Reinforced Plastic | Pressurized
110433 | 1 | [5 empty] | Removed from Ground | Diesel | 4000 | Bare Steel | 1978-01-03 | Bare Steel
110433 | 2 | [5 empty] | Removed from Ground | Gas (Historical Use) | 5000 | Bare Steel | 1983-01-02 | Bare Steel
110433 | 3 | Flapper Valve | 1998-02-01 | no | 1998-02-01 | no | Currently in Use | E-10 | 2500 | Fiberglass | 1998-03-03 | Fiberglass Reinforced Plastic | Safe Suction (Euro)
110433 | 4 | Flapper Valve | 1998-02-01 | no | 1998-02-01 | no | Currently in Use | Diesel | 2500 | Fiberglass | 1998-03-03 | Fiberglass Reinforced Plastic | Safe Suction (Euro)
110433 | 5 | Flapper Valve | 1998-03-03 | no | 1998-03-03 | no | Currently in Use | Diesel | 2500 | Fiberglass | 1998-03-03 | Double-Walled Fiberglass | Safe Suction (Euro)
110434 | 1 |  | 1986-05-01 |  | 1986-05-01 |  | Currently in Use | Gas (Historical Use) | 8000 | Galvanic (STIP-3) | 1986-05-01 | Fiberglass Reinforced Plastic | Pressurized
110434 | 2 |  | 1986-05-01 |  | 1986-05-01 |  | Currently in Use | Gas (Historical Use) | 8000 | Galvanic (STIP-3) | 1986-05-01 | Fiberglass Reinforced Plastic | Pressurized
110434 | 3 |  | 1986-05-01 |  | 1986-05-01 |  | Currently in Use | Gas (Historical Use) | 8000 | Galvanic (STIP-3) | 1986-05-01 | Fiberglass Reinforced Plastic | Pressurized
110434 | 4 |  | 1986-05-01 |  | 1986-05-01 |  | Currently in Use | Diesel | 6000 | Galvanic (STIP-3) | 1986-05-01 | Fiberglass Reinforced Plastic | Pressurized
110435 | 1 | [5 empty] | Removed from Ground | Gas (Historical Use) | 6000 | Bare Steel | 1958-05-15 | Galvanized Steel
110435 | 2 | [5 empty] | Removed from Ground | Gas (Historical Use) | 6000 | Bare Steel | 1958-05-15 | Galvanized Steel
110435 | 3 | [5 empty] | Removed from Ground | Gas (Historical Use) | 1000 | Bare Steel | 1961-05-14 | Galvanized Steel
110436 | 1 |  | 1986-06-04 |  | 1998-08-03 |  | Currently in Use | Gas (Historical Use) | 10000 | Fiberglass | 1985-07-10 | Fiberglass Reinforced Plastic | Pressurized
110436 | 2 |  | 1986-06-04 |  | 1998-08-03 |  | Currently in Use | Gas (Historical Use) | 8000 | Fiberglass | 1985-07-10 | Fiberglass Reinforced Plastic | Pressurized
110436 | 3 |  | 1986-06-04 |  | 1998-08-03 |  | Currently in Use | Gas (Historical Use) | 8000 | Fiberglass | 1985-07-10 | Fiberglass Reinforced Plastic | Pressurized
110436 | 4 | [5 empty] | Closed in Ground | Empty | 1000 | Fiberglass | 1985-07-10 | Fiberglass Reinforced Plastic | Safe Suction (Euro)
110437 | 1 | [5 empty] | Removed from Ground | Gas (Historical Use) | 0 | Not Marked/Unknown |  | Not Marked
110437 | 2 | [5 empty] | Removed from Ground | Gas (Historical Use) | 0 | Not Marked/Unknown |  | Not Marked
110437 | 3 | [5 empty] | Removed from Ground | Used Oil | 0 | Not Marked/Unknown |  | Not Marked
110439 | 1 |  |  | yes |  | yes | Removed from Ground | Used Oil | 500 | Bare Steel | 1970-01-05 | Galvanized Steel
110439 | 2 |  |  | yes |  | yes | Removed from Ground | Used Oil | 500 | Bare Steel | 1970-01-05 | Galvanized Steel
110439 | 3 |  |  | yes |  | yes | Removed from Ground | Used Oil | 1000 | Bare Steel | 1970-01-05 | Galvanized Steel
110440 | 1 | [5 empty] | Removed from Ground | Diesel | 15000 | Bare Steel | 1975-05-11 | Bare Steel
110440 | 2 | [5 empty] | Removed from Ground | Diesel | 10000 | Marked Unknown | 1953-05-16 | Bare Steel
110440 | 3 | [5 empty] | Removed from Ground | Diesel | 10000 | Bare Steel | 1986-05-08 | Bare Steel
110441 | 1 | [5 empty] | Removed from Ground | Diesel | 10000 | Composite | 1982-05-09 | Galvanized Steel
110441 | 2 | [5 empty] | Removed from Ground | Diesel | 10000 | Composite | 1982-05-09 | Galvanized Steel
110443 | 1 | [5 empty] | Removed from Ground | Gas (Historical Use) | 2000 | Bare Steel | 1984-05-08 | Galvanized Steel
110443 | 2A | Ball Float |  | no |  | no | Currently in Use | E-10 | 0 | Composite Double Walled | 2009-09-17 |  | Pressurized
110443 | 2B | Ball Float |  | no |  | no | Currently in Use | Diesel | 0 | Composite Double Walled | 2009-09-17 |  | Pressurized
110443 | 3 | Ball Float |  | no |  | no | Currently in Use | E-10 | 0 | Composite Double Walled | 2009-09-17 |  | Pressurized
1110011 | 1 | [5 empty] | Permanently Out of Use - historical purposes | Gas (Historical Use) | 5000 | Bare Steel | 1965-04-28 | Galvanized Steel
1110011 | 2 | [5 empty] | Permanently Out of Use - historical purposes | Gas (Historical Use) | 4000 | Bare Steel | 1965-04-28 | Galvanized Steel
1110011 | 3 | [5 empty] | Permanently Out of Use - historical purposes | Gas (Historical Use) | 4000 | Bare Steel | 1965-04-28 | Galvanized Steel
1110011 | 4 | [5 empty] | Permanently Out of Use - historical purposes | Gas (Historical Use) | 3000 | Bare Steel | 1965-04-28 | Galvanized Steel
1110011 | 5 |  |  | yes |  | yes | Permanently Out of Use - historical purposes | Used Oil | 550 | Bare Steel | 1965-04-28 | Galvanized Steel
1110011 | 6 | [5 empty] | Permanently Out of Use - historical purposes | Gas (Historical Use) | 10000 | Bare Steel |  | Galvanized Steel
1110011 | 7 | [5 empty] | Permanently Out of Use - historical purposes | Gas (Historical Use) | 10000 | Bare Steel | 1971-04-27 | Galvanized Steel
1110031 | 1 |  | 1997-03-01 |  | 1997-03-01 |  | Currently in Use | Gas (Historical Use) | 10000 | Steel-Impressed Current | 1966-05-04 | Double Walled | Pressurized
1110031 | 10 |  | 2004-11-30 | no | 2004-11-30 | no | Currently in Use | Diesel | 6000 | Fiberglass | 2004-11-30 | Fiberglass Reinforced Plastic | Pressurized
1110031 | 2 |  | 1997-03-01 |  | 1997-03-01 |  | Currently in Use | Gas (Historical Use) | 15000 | Steel-Impressed Current | 1974-05-02 | Double Walled | Pressurized
1110031 | 3 | [5 empty] | Removed from Ground | Gas (Historical Use) | 2000 | Bare Steel | 1983-04-30 | Galvanized Steel
1110031 | 4 |  | 1997-02-01 |  | 1997-02-01 |  | Removed from Ground | Diesel | 10000 | Bare Steel | 1966-05-04 | Galvanized Steel
1110031 | 5 |  | 1997-03-01 |  | 1997-03-01 |  | Currently in Use | Diesel | 15000 | Steel-Impressed Current | 1974-05-02 | Double Walled | Pressurized
1110031 | 6 |  | 1997-03-01 |  | 1997-03-01 |  | Currently in Use | Diesel | 15000 | Steel-Impressed Current | 1974-05-02 | Double Walled | Pressurized
1110031 | 7 |  | 1997-03-01 |  | 1997-03-01 |  | Currently in Use | Diesel | 15000 | Steel-Impressed Current | 1974-05-02 | Double Walled | Pressurized
1110031 | 8 |  | 1998-03-01 |  | 1998-03-01 |  | Currently in Use | Diesel | 15000 | Steel-Impressed Current | 1974-05-02 | Double Walled | Pressurized
1110031 | 9 | [5 empty] | Removed from Ground | Diesel | 2000 | Bare Steel | 1974-05-02 | Galvanized Steel
112000 | 1 |  | 1987-11-04 |  | 1987-11-04 |  | Currently in Use | Gas (Historical Use) | 10000 | Fiberglass | 1987-11-04 | Fiberglass Reinforced Plastic | Pressurized
112000 | 2 |  | 1987-11-04 |  | 1987-11-04 |  | Currently in Use | Gas (Historical Use) | 10000 | Fiberglass | 1987-11-04 | Fiberglass Reinforced Plastic | Pressurized
112000 | 3 |  | 1987-11-04 |  | 1987-11-04 |  | Currently in Use | Diesel | 10000 | Fiberglass | 1987-11-04 | Fiberglass Reinforced Plastic | Pressurized
112000 | 4 |  | 2016-02-01 | no | 2016-02-01 | no | Currently in Use | E-85 | 12000 | Composite Double Walled | 2016-02-01 | Fiberglass Reinforced Plastic | Pressurized
1120049 | 1 | [5 empty] | Removed from Ground | Gas (Historical Use) | 1000 | Cathodically Protected Steel | 1971-05-10 | Bare Steel
1120049 | 2 | [5 empty] | Removed from Ground | Empty | 1000 | Cathodically Protected Steel | 1971-05-10 | Bare Steel
1120049 | 3 | [5 empty] | Removed from Ground | Diesel | 500 | Cathodically Protected Steel | 1961-05-12 | Bare Steel
1120049 | 4 | [5 empty] | Removed from Ground | Diesel | 1000 | Cathodically Protected Steel | 1961-05-12 | Bare Steel
1120049 | 5 | [5 empty] | Removed from Ground | Kerosene | 1000 | Cathodically Protected Steel | 1966-05-11 | Bare Steel
1150038 | 1 | [5 empty] | Permanently Out of Use - historical purposes | Diesel | 1 | Bare Steel |  | Bare Steel
1150060 | 1 | Flapper Valve | 1998-07-14 |  | 1998-07-14 |  | Removed from Ground | Gas (Historical Use) | 3000 | Galvanic (STIP-3) | 1982-05-09 | Galvanized Steel | Pressurized
1150060 | 2 | Flapper Valve | 1998-07-14 |  | 1998-07-14 |  | Removed from Ground | Gas (Historical Use) | 2000 | Galvanic (STIP-3) | 1982-05-09 | Galvanized Steel | Pressurized
1150060 | 3 | Flapper Valve | 1998-07-14 |  | 1998-07-14 |  | Removed from Ground | Gas (Historical Use) | 6000 | Galvanic (STIP-3) | 1982-05-09 | Galvanized Steel | Pressurized
1150060 | 4 | Flapper Valve | 1998-07-14 |  | 1998-07-14 |  | Removed from Ground | Gas (Historical Use) | 6000 | Galvanic (STIP-3) | 1982-05-09 | Galvanized Steel | Pressurized
1150060 | 5 | Flapper Valve | 1998-07-14 |  | 1998-07-14 |  | Removed from Ground | Diesel | 3000 | Galvanic (STIP-3) | 1982-05-09 | Galvanized Steel | Pressurized
1150060 | 6 | Flapper Valve | 1998-07-14 |  | 1998-07-14 |  | Closed in Ground | Kerosene | 550 | Galvanic (STIP-3) | 1982-05-09 | Galvanized Steel | Suction (American)
12000 | 1 |  | 1997-08-11 |  | 1997-08-11 |  | Removed from Ground | Gas (Historical Use) | 2004 | Cathodically Protected Steel | 1987-11-04 | Cathodically Protected | Suction (American)
12000 | 2 |  | 1997-08-11 |  | 1997-08-11 |  | Removed from Ground | Gas (Historical Use) | 2004 | Cathodically Protected Steel | 1987-11-04 | Cathodically Protected | Suction (American)
120029 | 1 | Flapper Valve | 1997-10-30 | no | 1997-10-30 | no | Currently in Use | Diesel | 6000 | Steel-Impressed Current | 1985-05-20 |  | Safe Suction (Euro)
120029 | 2 | Flapper Valve | 1997-10-30 | no | 1997-10-30 | no | Currently in Use | Gas (Historical Use) | 4000 | Steel-Impressed Current | 1985-05-20 |  | Safe Suction (Euro)
120030 | 1 |  | 1997-10-30 | no | 1997-10-30 | no | Currently in Use | Gas (Historical Use) | 2000 | Steel-Impressed Current | 1987-01-01 |  | Safe Suction (Euro)
120031 | 1 | [5 empty] | Removed from Ground | Diesel | 4000 | Bare Steel | 1982-05-09 | Galvanized Steel
120032 | 1 | [5 empty] | Permanently Out of Use - historical purposes | Gas (Historical Use) | 500 | Bare Steel | 1983-05-09 | Galvanized Steel
120032 | 2 | [5 empty] | Permanently Out of Use - historical purposes | Gas (Historical Use) | 1000 | Bare Steel | 1983-05-09 | Galvanized Steel
120033 | 1 | [5 empty] | Removed from Ground | Gas (Historical Use) | 1000 | Bare Steel | 1984-05-08 | Galvanized Steel
120033 | 2 | [5 empty] | Removed from Ground | Gas (Historical Use) | 2000 | Bare Steel | 1984-05-08 | Galvanized Steel
120034 | 1 | [5 empty] | Permanently Out Of Use | Gas (Historical Use) | 3000 | Bare Steel | 1983-05-09 | Galvanized Steel | Safe Suction (Euro)
120035 | 1 |  | 1999-01-11 |  | 1999-01-11 |  | Currently in Use | Gas (Historical Use) | 4000 | Steel-Impressed Current | 1986-01-01 | Bare Steel | Pressurized
120035 | 2 |  | 1999-01-11 |  | 1999-01-11 |  | Currently in Use | Gas (Historical Use) | 8200 | Steel-Impressed Current | 1986-01-01 | Bare Steel | Pressurized
120035 | 3 |  | 1999-01-11 |  | 1999-01-11 |  | Currently in Use | Gas (Historical Use) | 8200 | Steel-Impressed Current | 1986-01-01 | Bare Steel | Pressurized
120035 | 4 |  | 1999-01-11 |  | 1999-01-11 |  | Currently in Use | Diesel | 1000 | Steel-Impressed Current | 1980-05-09 | Bare Steel | Suction (American)
120036 | 1 |  | 1998-12-27 |  | 1998-12-27 |  | Currently in Use | Gas (Historical Use) | 10000 | Steel-Impressed Current | 1983-05-09 | Bare Steel | Pressurized
120036 | 2 |  | 1998-12-27 | no | 1998-12-27 | no | Currently in Use | Gas (Historical Use) | 8000 | Steel-Impressed Current | 1983-05-09 | Bare Steel | Pressurized
120036 | 3 |  | 1998-12-27 |  | 1998-12-27 |  | Currently in Use | Gas (Historical Use) | 4000 | Steel-Impressed Current | 1983-05-09 | Bare Steel | Pressurized
120036 | 4 |  | 1998-12-27 |  | 1998-12-27 |  | Currently in Use | Diesel | 4000 | Steel-Impressed Current | 1983-05-09 | Bare Steel | Pressurized
120037 | 1 |  | 2010-01-11 | no | 2010-05-25 | no | Temporarily out of use | Empty | 1000 | Bare Steel | 1981-05-09 | Galvanized Steel | Suction (American)
120037 | 2 | Flapper Valve | 1999-01-04 | no | 1999-01-04 | no | Currently in Use | Diesel | 1000 | Steel-Impressed Current | 1981-05-09 |  | Safe Suction (Euro)
120037 | 3 | Flapper Valve | 1999-01-04 | no | 1999-01-04 | no | Currently in Use | E-10 | 6000 | Steel-Impressed Current | 1981-05-09 |  | Pressurized
120037 | 4 | Flapper Valve | 1999-01-04 | no | 1999-01-04 | no | Currently in Use | E-10 | 6000 | Steel-Impressed Current | 1981-01-01 |  | Pressurized
120037 | 5 | Flapper Valve | 1999-01-04 | no | 1999-01-04 | no | Currently in Use | E-10 | 6000 | Steel-Impressed Current | 1981-01-01 |  | Pressurized
120038 | 1 | [5 empty] | Removed from Ground | Gas (Historical Use) | 1000 | Bare Steel | 1971-05-12 | Unknown
120038 | 2 | [5 empty] | Removed from Ground | Gas (Historical Use) | 1000 | Bare Steel | 1972-05-11 | Unknown
1210148 | 262G1 | [5 empty] | Removed from Ground | Gas (Historical Use) | 1000 | Bare Steel | 1979-05-01 | Galvanized Steel | Suction (American)
1210148 | 262G2 | [5 empty] | Removed from Ground | Gas (Historical Use) | 1000 | Bare Steel | 1979-05-01 | Galvanized Steel | Suction (American)
1210174 | 1 | [5 empty] | Removed from Ground | Gas (Historical Use) | 6000 | Cathodically Protected Steel | 1966-05-11 | Galvanized Steel
1210174 | 10 |  |  | yes |  | yes | Removed from Ground | Used Oil | 1000 | Fiberglass | 1989-08-24 | Fiberglass Reinforced Plastic | Pressurized
1210174 | 11 | [5 empty] | Removed from Ground | Diesel | 1000 | Fiberglass | 1989-08-24 | Fiberglass Reinforced Plastic | Pressurized
1210174 | 12 |  | 1994-02-17 |  | 1994-02-17 |  | Removed from Ground | Gas (Historical Use) | 12000 | Unknown | 1994-02-17 | Fiberglass Reinforced Plastic | Pressurized
1210174 | 13 |  | 1994-02-17 |  | 1994-02-17 |  | Removed from Ground | Gas (Historical Use) | 12000 | Unknown | 1994-02-17 | Fiberglass Reinforced Plastic | Pressurized
1210174 | 14 |  | 1994-02-17 |  | 1994-02-17 |  | Removed from Ground | Gas (Historical Use) | 12000 | Unknown | 1994-02-17 | Fiberglass Reinforced Plastic | Pressurized
1210174 | 15 |  | 1994-02-17 |  | 1994-02-17 |  | Removed from Ground | Diesel | 10000 | Unknown | 1994-02-17 | Fiberglass Reinforced Plastic | Pressurized
1210174 | 2 | [5 empty] | Removed from Ground | Gas (Historical Use) | 6000 | Cathodically Protected Steel | 1966-05-11 | Galvanized Steel
1210174 | 3 | [5 empty] | Removed from Ground | Gas (Historical Use) | 4000 | Cathodically Protected Steel | 1966-05-11 | Galvanized Steel
1210174 | 4 | [5 empty] | Removed from Ground | Gas (Historical Use) | 4000 | Cathodically Protected Steel | 1966-05-11 | Galvanized Steel
1210174 | 5 | [5 empty] | Removed from Ground | Kerosene | 550 | Fiberglass | 1966-05-11 | Fiberglass Reinforced Plastic | Pressurized
1210174 | 6 |  |  | yes |  | yes | Removed from Ground | Used Oil | 550 | Bare Steel | 1966-05-11 | Galvanized Steel
1210174 | 7 | [5 empty] | Removed from Ground | Gas (Historical Use) | 12000 | Fiberglass | 1989-08-24 | Fiberglass Reinforced Plastic | Pressurized
1210174 | 8 | [5 empty] | Removed from Ground | Gas (Historical Use) | 12000 | Fiberglass | 1989-08-24 | Fiberglass Reinforced Plastic | Pressurized
1210174 | 9 | [5 empty] | Removed from Ground | Gas (Historical Use) | 12000 | Fiberglass | 1989-08-24 | Fiberglass Reinforced Plastic | Pressurized
1210190 | 1 | [5 empty] | Closed in Ground | Gas (Historical Use) | 6000 | Bare Steel | 1978-04-04 | Galvanized Steel | Suction (American)
1210190 | 2 | [5 empty] | Closed in Ground | Gas (Historical Use) | 6000 | Bare Steel | 1978-04-04 | Galvanized Steel | Suction (American)
1210190 | 3 | [5 empty] | Closed in Ground | Gas (Historical Use) | 6000 | Bare Steel | 1978-04-04 | Galvanized Steel | Suction (American)
1210190 | 4 |  | 1992-12-17 |  | 1992-12-17 |  | Currently in Use | Gas (Historical Use) | 6000 | Galvanic (STIP-3) | 1992-12-17 | Fiberglass Reinforced Plastic | Pressurized
1210190 | 5 |  | 1992-12-17 |  | 1992-12-17 |  | Currently in Use | Gas (Historical Use) | 6000 | Galvanic (STIP-3) | 1992-12-17 | Fiberglass Reinforced Plastic | Pressurized
1210190 | 6 |  | 1992-12-17 |  | 1992-12-17 |  | Currently in Use | Gas (Historical Use) | 8000 | Galvanic (STIP-3) | 1992-12-17 | Fiberglass Reinforced Plastic | Pressurized
1210238 | 1 | [5 empty] | Removed from Ground | Gas (Historical Use) | 10000 | Bare Steel | 1979-05-09 | Galvanized Steel | Pressurized
1210238 | 2 | [5 empty] | Removed from Ground | Gas (Historical Use) | 10000 | Bare Steel | 1979-05-09 | Galvanized Steel | Pressurized
1210238 | 3 | [5 empty] | Removed from Ground | Gas (Historical Use) | 10000 | Bare Steel | 1979-05-09 | Galvanized Steel | Pressurized
1210302 | 1 |  | 1989-01-01 |  | 1989-01-01 |  | Removed from Ground | Gas (Historical Use) | 12000 | Fiberglass Double Walled | 1982-05-09 | Fiberglass Reinforced Plastic | Pressurized
1210302 | 2 |  | 1989-01-01 |  | 1989-01-01 |  | Removed from Ground | Gas (Historical Use) | 12000 | Fiberglass Double Walled | 1982-05-09 | Fiberglass Reinforced Plastic | Pressurized
1210302 | 3 |  | 1989-01-01 | no | 1989-01-01 | no | Removed from Ground | Gas (Historical Use) | 12000 | Fiberglass Double Walled | 1982-05-09 | Fiberglass Reinforced Plastic | Pressurized
1210302 | 4 |  | 1989-01-01 |  | 1989-01-01 |  | Closed in Ground | Gas (Historical Use) | 11300 | Fiberglass | 1982-05-09 | Fiberglass Reinforced Plastic | Pressurized
1210326 | 1 | [5 empty] | Removed from Ground | Diesel | 1000 | Bare Steel | 1967-02-26 | Galvanized Steel
1210326 | 2 | [5 empty] | Removed from Ground | Gas (Historical Use) | 10000 | Bare Steel | 1967-02-26 | Galvanized Steel
1210409 | 1 | [5 empty] | Removed from Ground | Gas (Historical Use) | 10000 | Bare Steel | 1961-02-11 | Galvanized Steel
1210409 | 2 | [5 empty] | Removed from Ground | Diesel | 10000 | Bare Steel | 1961-02-11 | Galvanized Steel
1210409 | 3 | [5 empty] | Removed from Ground | Gas (Historical Use) | 6000 | Bare Steel | 1974-02-08 | Galvanized Steel
1260015 | 1 | [5 empty] | Removed from Ground | Diesel | 560 | Bare Steel | 1970-02-22 | Bare Steel | Suction (American)
1260015 | 2 | [5 empty] | Removed from Ground | Gas (Historical Use) | 1000 | Bare Steel | 1970-02-22 | Bare Steel | Suction (American)
1260015 | 3 | [5 empty] | Removed from Ground | Gas (Historical Use) | 2000 | Cathodically Protected Steel | 1987-07-10 | Galvanized Steel | Suction (American)
1270022 | 1 | [5 empty] | Removed from Ground | Gas (Historical Use) | 1000 | Bare Steel | 1971-04-25 | Galvanized Steel | Suction (American)
1270022 | 2 | [5 empty] | Removed from Ground | Gas (Historical Use) | 1000 | Bare Steel | 1971-04-25 | Galvanized Steel | Suction (American)
130024 | 1 | [5 empty] | Removed from Ground | Diesel | 2000 | Bare Steel | 1983-05-09 | Unknown
1370079 | 1 | [5 empty] | Closed in Ground | Gas (Historical Use) | 0 | Bare Steel | 1986-04-30 | Galvanized Steel
1370079 | 2 | [5 empty] | Closed in Ground | Gas (Historical Use) | 0 | Bare Steel |  | Galvanized Steel
140005 | 1 | [5 empty] | Removed from Ground | Diesel | 6000 | Bare Steel | 1961-01-01 | Bare Steel
140005 | 2 | [5 empty] | Currently in Use | Diesel | 3000 | Not Marked/Unknown |  | Not Marked
140058 | 1 | [5 empty] | Removed from Ground | Diesel | 3500 | Bare Steel | 1982-05-29 | Galvanized Steel
140064 | 1 | [5 empty] | Removed from Ground | Other | 4000 | Bare Steel | 1956-05-15 | Galvanized Steel | Suction (American)
140064 | 2 | [5 empty] | Removed from Ground | Other | 3000 | Bare Steel | 1956-05-15 | Galvanized Steel | Suction (American)
140064 | 3 | [5 empty] | Removed from Ground | Diesel | 2000 | Bare Steel | 1956-05-15 | Galvanized Steel | Suction (American)
140064 | 4 |  | 1997-08-25 |  | 1997-08-25 |  | Removed from Ground | Gas (Historical Use) | 8000 | Galvanic (STIP-3) | 1997-08-25 | Fiberglass Reinforced Plastic | Pressurized
140064 | 5 |  | 1997-08-25 |  | 1997-08-25 |  | Removed from Ground | Gas (Historical Use) | 6000 | Galvanic (STIP-3) | 1997-08-25 | Fiberglass Reinforced Plastic | Pressurized
140064 | 6 |  | 1997-08-25 |  | 1997-08-25 |  | Removed from Ground | Diesel | 2000 | Galvanic (STIP-3) | 1997-08-25 | Fiberglass Reinforced Plastic | Pressurized
140064 | 7 |  | 1997-08-25 |  | 1997-08-25 |  | Removed from Ground | Kerosene | 1000 | Galvanic (STIP-3) | 1997-08-25 | Fiberglass Reinforced Plastic | Pressurized
140065 | 1 | [5 empty] | Removed from Ground | Empty | 1000 | Bare Steel | 1930-05-22 | Galvanized Steel
140065 | 2 | [5 empty] | Removed from Ground | Empty | 1000 | Bare Steel | 1930-05-22 | Galvanized Steel
140065 | 3 | [5 empty] | Removed from Ground | Empty | 1000 | Bare Steel | 1930-05-22 | Galvanized Steel
140065 | 4 | [5 empty] | Removed from Ground | Empty | 4000 | Bare Steel | 1940-05-19 | Galvanized Steel
140065 | 5 | [5 empty] | Removed from Ground | Empty | 4000 | Bare Steel | 1940-05-19 | Galvanized Steel
140065 | 6 | [5 empty] | Removed from Ground | Empty | 4000 | Bare Steel | 1940-05-19 | Galvanized Steel
140065 | 7 | [5 empty] | Removed from Ground | Empty | 4000 | Bare Steel | 1940-05-19 | Galvanized Steel
140065 | 8 | [5 empty] | Removed from Ground | Empty | 3200 | Bare Steel | 1948-05-17 | Galvanized Steel
140065 | 9 | [5 empty] | Removed from Ground | Empty | 12000 | Bare Steel | 1948-05-17 | Galvanized Steel
142000 | 96867 | Ball Float | 1987-11-18 | no | 1987-11-18 | no | Currently in Use | E-10 | 6000 | Galvanic (STIP-3) | 1987-11-18 | Steel/Sacrificial Anodes | Pressurized
142000 | 96868 | Ball Float | 1987-11-18 | no | 1987-11-18 | no | Currently in Use | Plus | 6000 | Galvanic (STIP-3) | 1987-11-18 | Galvanized Steel | Pressurized
142000 | 96870 | Ball Float | 1987-11-18 | no | 1987-11-18 | no | Currently in Use | Premium | 6000 | Galvanic (STIP-3) | 1987-11-04 | Galvanized Steel | Pressurized
142001 | 1 | [5 empty] | Removed from Ground | Gas (Historical Use) | 8000 | Bare Steel | 1982-11-05 | Galvanized Steel | Suction (American)
142001 | 2 | [5 empty] | Removed from Ground | Gas (Historical Use) | 8000 | Bare Steel | 1982-11-05 | Galvanized Steel | Suction (American)
1440025 | 1 | [5 empty] | Removed from Ground | Gas (Historical Use) | 3000 | Bare Steel | 1990-03-20 | Bare Steel | Suction (American)
1440025 | 10 | Ball Float | 2004-10-01 | no | 2004-10-01 | no | Currently in Use | Kerosene | 1000 | Fiberglass | 2004-10-01 | Fiberglass Reinforced Plastic | Pressurized
1440025 | 2 | [5 empty] | Removed from Ground | Gas (Historical Use) | 3000 | Bare Steel | 1990-03-01 | Bare Steel | Suction (American)
1440025 | 3 |  | 1993-06-07 |  | 1993-06-09 |  | Removed from Ground | Gas (Historical Use) | 3000 | Bare Steel | 1990-03-01 | Galvanized Steel | Suction (American)
1440025 | 4 |  | 1993-06-06 |  | 1993-06-06 |  | Removed from Ground | Gas (Historical Use) | 3000 | Galvanic (STIP-3) | 1990-04-01 | Cathodically Protected | Safe Suction (Euro)
1440025 | 5 |  | 1993-06-06 |  | 1993-06-06 |  | Removed from Ground | Gas (Historical Use) | 3000 | Galvanic (STIP-3) | 1990-04-01 | Cathodically Protected | Safe Suction (Euro)
1440025 | 6 |  | 1993-06-06 |  | 1993-06-06 |  | Removed from Ground | Gas (Historical Use) | 3000 | Galvanic (STIP-3) | 1990-04-01 | Cathodically Protected | Safe Suction (Euro)
1440025 | 7 | Ball Float | 2004-10-01 | no | 2004-10-01 | no | Currently in Use | Regular | 10000 | Fiberglass | 2004-10-01 | Fiberglass Reinforced Plastic | Pressurized
1440025 | 8 | Ball Float | 2004-10-01 | no | 2004-10-01 | no | Currently in Use | Premium | 5000 | Fiberglass | 2004-10-01 | Fiberglass Reinforced Plastic | Pressurized
1440025 | 9 | Ball Float | 2004-10-01 | no | 2004-10-01 | no | Currently in Use | Diesel | 2000 | Fiberglass | 2004-10-01 | Fiberglass Reinforced Plastic | Pressurized
1440027 | 1 | [5 empty] | Removed from Ground | Gas (Historical Use) | 6000 | Bare Steel | 1965-05-13 | Galvanized Steel
1440027 | 2 | [5 empty] | Removed from Ground | Gas (Historical Use) | 6000 | Bare Steel | 1965-05-13 | Galvanized Steel
1440027 | 3 | [5 empty] | Removed from Ground | Gas (Historical Use) | 12000 | Bare Steel | 1970-05-12 | Galvanized Steel
1440027 | 4 | [5 empty] | Removed from Ground | Diesel | 500 | Bare Steel | 1978-05-10 | Galvanized Steel
1460100 | 1 |  | 1988-08-04 |  | 1988-08-04 |  | Removed from Ground | Gas (Historical Use) | 3000 | Cathodically Protected Steel | 1988-08-04 | Cathodically Protected | Suction (American)
1460100 | 2 |  | 1988-08-04 |  | 1988-08-04 |  | Removed from Ground | Diesel | 3000 | Cathodically Protected Steel | 1988-08-04 | Cathodically Protected | Suction (American)
1460100 | 3 |  | 1988-08-04 |  | 1988-08-04 |  | Removed from Ground | Gas (Historical Use) | 3000 | Cathodically Protected Steel | 1988-08-04 | Cathodically Protected | Suction (American)
150044 | 1 |  | 1996-01-01 | no | 1996-01-01 | no | Removed from Ground |  | 6000 | Steel-Impressed Current | 1986-01-01 | Cathodically Protected | Pressurized
150044 | 2 |  | 1996-01-01 | no | 1996-01-01 | no | Removed from Ground |  | 8000 | Steel-Impressed Current | 1986-01-01 | Cathodically Protected | Pressurized
150044 | 3 |  | 1996-01-01 | no | 1996-01-01 | no | Removed from Ground |  | 8000 | Steel-Impressed Current | 1986-01-01 | Cathodically Protected | Pressurized
150044 | 4A | Ball Float | 2000-10-04 | no | 2000-10-04 | no | Currently in Use | Gas (Historical Use) | 16000 | Composite | 2000-10-04 | Double-Walled Flex | Pressurized
150044 | 4B | Ball Float | 2000-10-04 | no | 2000-10-04 | no | Currently in Use | Gas (Historical Use) | 8000 | Composite | 2000-10-04 | Double-Walled Flex | Pressurized
150046 | 1 |  | 1993-10-01 |  | 1993-10-01 |  | Removed from Ground | Gas (Historical Use) | 10000 | Epoxy | 1981-05-09 | Fiberglass Reinforced Plastic | Pressurized
150046 | 2 |  | 1993-10-01 |  | 1993-10-01 |  | Removed from Ground | Gas (Historical Use) | 10000 | Epoxy | 1981-05-09 | Fiberglass Reinforced Plastic | Pressurized
150046 | 3 |  | 1973-10-01 |  | 1993-10-01 |  | Removed from Ground | Other | 10000 | Epoxy | 1981-05-09 | Fiberglass Reinforced Plastic | Pressurized
150046 | 4 | Flapper Valve | 1993-10-01 | no | 1993-10-01 | no | Currently in Use | Premium | 10000 | Composite | 1993-10-01 | Fiberglass Reinforced Plastic | Pressurized
150046 | 5 | Flapper Valve | 1993-10-01 | no | 1993-10-01 | no | Currently in Use | Regular | 10000 | Composite | 1993-10-01 | Fiberglass Reinforced Plastic | Pressurized
150046 | 6 | Flapper Valve | 1993-10-01 | no | 1993-10-01 | no | Currently in Use | Regular | 12000 | Composite | 1993-10-01 | Fiberglass Reinforced Plastic | Pressurized
1580042 | 1 | Flapper Valve | 1999-01-29 | no | 1999-01-29 | no | Currently in Use | E-10 | 10000 | Steel-Impressed Current | 2002-03-27 | Cathodically Protected | Pressurized
1580042 | 2 | Flapper Valve | 1999-01-29 | no | 1999-01-29 | no | Currently in Use | E-10 | 10000 | Steel-Impressed Current | 2002-03-27 | Cathodically Protected | Pressurized
1580042 | 3 |  | 1999-01-29 |  | 1999-01-29 |  | Currently in Use | Gas (Historical Use) | 6000 | Steel-Impressed Current | 1977-05-10 | Cathodically Protected | Pressurized
1580042 | 4 | Flapper Valve | 1999-01-29 | no | 1999-01-29 | no | Currently in Use | Diesel | 4000 | Steel-Impressed Current | 2002-03-27 | Cathodically Protected | Pressurized
1590020 | 1 | Flapper Valve | 1998-12-01 | no | 1998-12-01 | no | Currently in Use | Regular | 3000 | Steel-Impressed Current | 1991-02-18 | Fiberglass Reinforced Plastic | Pressurized
1590020 | 2 | [5 empty] | Removed from Ground | Gas (Historical Use) | 3000 | Bare Steel | 1981-04-22 | Galvanized Steel | Pressurized
160105 | 1 | [5 empty] | Removed from Ground | Diesel | 500 | Bare Steel | 1972-01-05 | Galvanized Steel
160105 | 2 | [5 empty] | Removed from Ground | Kerosene | 500 | Bare Steel | 1972-01-05 | Galvanized Steel
160105 | 3 | [5 empty] | Removed from Ground | Other | 100 | Bare Steel | 1971-01-01 | Galvanized Steel
160106 | 1 | [5 empty] | Removed from Ground | Gas (Historical Use) | 560 | Bare Steel | 1985-01-01 | Galvanized Steel | Safe Suction (Euro)
160107 | 1 | [5 empty] | Removed from Ground | Gas (Historical Use) | 4000 | Bare Steel | 1981-05-20 | Galvanized Steel | Safe Suction (Euro)
160107 | 2 | [5 empty] | Removed from Ground | Gas (Historical Use) | 4000 | Bare Steel | 1981-05-20 | Galvanized Steel | Safe Suction (Euro)
160107 | 3 | [5 empty] | Removed from Ground | Gas (Historical Use) | 2000 | Bare Steel | 1981-05-20 | Galvanized Steel | Safe Suction (Euro)
160107 | 4 | [5 empty] | Removed from Ground | Diesel | 4000 | Composite | 1985-05-19 | Fiberglass Reinforced Plastic | Safe Suction (Euro)
160110 | 1 |  | 1997-05-30 |  | 1997-05-30 |  | Removed from Ground | Gas (Historical Use) | 4000 | Steel-Impressed Current | 1976-05-15 | Galvanized Steel | Safe Suction (Euro)
160110 | 2 |  | 1997-05-30 |  | 1997-05-30 |  | Removed from Ground | Gas (Historical Use) | 4000 | Steel-Impressed Current | 1976-05-15 | Galvanized Steel | Safe Suction (Euro)
160110 | 3 |  | 1997-05-30 |  | 1997-05-30 |  | Removed from Ground | Gas (Historical Use) | 4000 | Steel-Impressed Current | 1976-05-15 | Galvanized Steel | Safe Suction (Euro)
160110 | 4 |  | 1997-05-30 |  | 1997-05-30 |  | Removed from Ground | Gas (Historical Use) | 4000 | Steel-Impressed Current | 1976-01-01 | Galvanized Steel | Safe Suction (Euro)
160113 | 1 | [5 empty] | Removed from Ground | Diesel | 10000 | Bare Steel | 1977-01-03 | Galvanized Steel
160113 | 2 | [5 empty] | Removed from Ground | Diesel | 10000 | Bare Steel | 1977-01-03 | Galvanized Steel
160113 | 3 | [5 empty] | Removed from Ground | Diesel | 10000 | Bare Steel | 1977-01-03 | Galvanized Steel
160113 | 4 | [5 empty] | Closed in Ground | Hazardous Substance | 10000 | Bare Steel | 1973-01-01 | Unknown
160113 | 5 | [5 empty] | Closed in Ground | Hazardous Substance | 15000 | Bare Steel | 1973-01-01 | Unknown
160113 | 6 | [5 empty] | Removed from Ground | Kerosene | 550 | Bare Steel | 1981-01-01 | Unknown
160113 | 7 | [5 empty] | Closed in Ground | Gas (Historical Use) | 1000 | Not Marked/Unknown | 1999-03-30 | Not Marked
160114 | 1 | [5 empty] | Removed from Ground | Gas (Historical Use) | 8000 | Bare Steel | 1974-05-11 | Galvanized Steel
160114 | 2 | [5 empty] | Removed from Ground | Gas (Historical Use) | 8000 | Bare Steel | 1974-05-11 | Galvanized Steel
160114 | 3 | [5 empty] | Removed from Ground | Gas (Historical Use) | 4000 | Bare Steel | 1974-05-11 | Galvanized Steel
160114 | 4 | [5 empty] | Removed from Ground | Gas (Historical Use) | 3000 | Bare Steel | 1974-05-11 | Galvanized Steel
160114 | 5 | [5 empty] | Removed from Ground | Gas (Historical Use) | 4000 | Bare Steel | 1984-05-08 | Galvanized Steel
160114 | 6 |  | 1989-08-01 |  | 1989-08-01 |  | Removed from Ground | Gas (Historical Use) | 8000 | Cathodically Protected Steel | 1989-08-01 | Galvanized Steel | Pressurized
160114 | 7 |  | 1989-08-01 |  | 1989-08-01 |  | Removed from Ground | Gas (Historical Use) | 8000 | Cathodically Protected Steel | 1989-08-01 | Galvanized Steel | Pressurized
160116 | 1 | Flapper Valve | 1998-11-12 |  | 1998-11-12 |  | Temporarily out of use | Diesel | 3000 | Steel-Impressed Current | 1977-01-03 | Steel (Impressed Current) | Safe Suction (Euro)
160116 | 2 | Flapper Valve | 1998-11-12 |  | 1998-11-12 |  | Temporarily out of use | Gas (Historical Use) | 6000 | Steel-Impressed Current | 1977-01-03 | Steel (Impressed Current) | Safe Suction (Euro)
162000 | 1 |  | 1996-11-14 |  | 1996-11-14 |  | Removed from Ground | Gas (Historical Use) | 8000 | Steel-Impressed Current | 1981-11-05 | Cathodically Protected | Suction (American)
162000 | 2 |  | 1996-11-14 |  | 1996-11-14 |  | Removed from Ground | Gas (Historical Use) | 8000 | Steel-Impressed Current | 1981-11-05 | Cathodically Protected | Suction (American)
162000 | 3 |  | 1996-11-14 |  | 1996-11-14 |  | Removed from Ground | Diesel | 8000 | Steel-Impressed Current | 1981-11-05 | Cathodically Protected | Suction (American)
162001 | 1 |  | 1996-11-01 |  | 1996-11-01 |  | Currently in Use | Gas (Historical Use) | 6000 | Steel-Impressed Current | 1982-08-01 | Fiberglass Reinforced Plastic | Pressurized
162001 | 2 |  | 1996-11-01 |  | 1996-11-01 |  | Currently in Use | Diesel | 4000 | Steel-Impressed Current | 1982-08-01 | Fiberglass Reinforced Plastic | Pressurized
162001 | 3 |  | 1996-11-01 |  | 1996-11-01 |  | Currently in Use | Gas (Historical Use) | 4000 | Steel-Impressed Current | 1982-08-01 | Fiberglass Reinforced Plastic | Pressurized
162001 | 4 |  | 1996-11-01 |  | 1996-11-01 |  | Currently in Use | Gas (Historical Use) | 6000 | Steel-Impressed Current | 1982-08-01 | Fiberglass Reinforced Plastic | Pressurized
170057 | 1 | [5 empty] | Closed in Ground | Gas (Historical Use) | 500 | Bare Steel | 1971-05-12 | Unknown
170060 | 1 |  | 1997-10-11 |  | 1997-10-11 |  | Removed from Ground | Gas (Historical Use) | 4000 | Steel-Impressed Current | 1978-05-18 | Cathodically Protected | Pressurized
170060 | 2 |  | 1997-10-11 |  | 1997-10-11 |  | Removed from Ground | Gas (Historical Use) | 4000 | Steel-Impressed Current | 1978-05-18 | Cathodically Protected | Pressurized
170060 | 3 |  | 1997-10-11 |  | 1997-10-11 |  | Removed from Ground | Gas (Historical Use) | 4000 | Steel-Impressed Current | 1978-05-18 | Cathodically Protected | Pressurized
170060 | 4 |  | 1997-10-11 |  | 1997-10-11 |  | Removed from Ground | Diesel | 4000 | Steel-Impressed Current | 1978-05-18 | Cathodically Protected | Pressurized
170061 | 1 | [5 empty] | Removed from Ground | Diesel | 10000 | Bare Steel | 1980-05-17 | Galvanized Steel | Suction (American)
170065 | 1 | [5 empty] | Removed from Ground | Diesel | 1 | Bare Steel | 1986-05-08 | Bare Steel | Suction (American)
170065 | 2 | [5 empty] | Removed from Ground | Gas (Historical Use) | 1 | Bare Steel | 1986-05-08 | Bare Steel | Suction (American)
170065 | 3 | [5 empty] | Removed from Ground | Gas (Historical Use) | 1 | Bare Steel | 1986-05-08 | Bare Steel | Suction (American)
170065 | 4 | [5 empty] | Removed from Ground | Gas (Historical Use) | 1 | Bare Steel | 1986-05-08 | Bare Steel | Suction (American)
170066 | 1 | [5 empty] | Removed from Ground | Gas (Historical Use) | 10000 | Bare Steel | 1976-05-10 | Galvanized Steel
170067 | 1 | [5 empty] | Removed from Ground | Diesel | 10000 | Bare Steel | 1983-01-02 | Galvanized Steel | Suction (American)
170067 | 2 | [5 empty] | Removed from Ground | Gas (Historical Use) | 4000 | Bare Steel | 1981-01-02 | Galvanized Steel | Suction (American)
170068 | 1 | [5 empty] | Removed from Ground | Diesel | 10000 | Bare Steel | 1984-05-08 | Galvanized Steel | Suction (American)
170069 | 1 | [5 empty] | Removed from Ground | Gas (Historical Use) | 2000 | Marked Unknown | 1976-05-03 | Unknown
170069 | 2 | [5 empty] | Removed from Ground | Diesel | 6000 | Marked Unknown | 1976-05-03 | Unknown
170069 | 3 | [5 empty] | Removed from Ground | Diesel | 10000 | Marked Unknown | 1976-05-03 | Unknown
170070 | 1 | Flapper Valve | 1997-09-30 | no | 1997-09-30 | no | Currently in Use | Diesel | 12000 | Steel-Impressed Current | 1997-09-30 | Steel (Impressed Current) | Safe Suction (Euro)
170070 | 2 | Flapper Valve | 1997-09-30 | no | 1997-09-30 | no | Currently in Use | Diesel | 10000 | Steel-Impressed Current | 1997-09-30 | Steel (Impressed Current) | Safe Suction (Euro)
170070 | 3 | Flapper Valve | 1997-09-30 | no | 1997-09-30 | no | Currently in Use | Regular | 8000 | Steel-Impressed Current | 1997-09-30 | Steel (Impressed Current) | Suction (American)
170070 | 4 |  |  | no |  | no | Removed from Ground | Diesel | 1000 | Bare Steel | 1967-01-06 | Galvanized Steel
170070 | 5 |  |  | no |  | no | Removed from Ground | Diesel | 1000 | Bare Steel | 1967-01-06 | Galvanized Steel
170071 | 1A | Overfill Alarm | 1997-09-30 | no | 1997-09-30 | no | Currently in Use | Regular | 10000 | Steel-Impressed Current | 1997-09-30 | Steel (Impressed Current) | Pressurized
170071 | 1B | Overfill Alarm | 1997-09-30 | no | 1997-09-30 | no | Currently in Use | Regular | 10000 | Steel-Impressed Current | 1972-01-05 | Steel (Impressed Current) | Pressurized
170071 | 2A | Overfill Alarm | 1997-09-30 | no | 1997-09-30 | no | Currently in Use | Regular | 10000 | Steel-Impressed Current | 1997-09-30 | Steel (Impressed Current) | Pressurized
170071 | 2B | Overfill Alarm | 1997-09-30 | no | 1997-09-30 | no | Currently in Use | Mixture | 10000 | Steel-Impressed Current | 1972-01-05 | Steel (Impressed Current) | Pressurized
170071 | 3A | Overfill Alarm | 1997-09-30 | no | 1997-09-30 | no | Currently in Use | Diesel On Road | 10000 | Steel-Impressed Current | 1997-09-30 | Steel (Impressed Current) | Pressurized
170071 | 3B | Overfill Alarm | 1997-09-30 | no | 1997-09-30 | no | Currently in Use | Diesel On Road | 10000 | Steel-Impressed Current | 1972-01-05 | Steel (Impressed Current) | Pressurized
170071 | 4 | Overfill Alarm | 1997-09-30 | no | 1997-09-30 | no | Currently in Use | Premium | 12000 | Steel-Impressed Current | 1997-09-30 | Steel (Impressed Current) | Pressurized
170072 | 1 |  | 1999-12-22 |  | 1999-12-22 |  | Removed from Ground | Gas (Historical Use) | 4000 | Steel-Impressed Current | 1972-01-05 | Cathodically Protected | Safe Suction (Euro)
170072 | 2 |  | 1999-12-22 |  | 1999-12-22 |  | Removed from Ground | Gas (Historical Use) | 4000 | Steel-Impressed Current | 1972-01-05 | Cathodically Protected | Safe Suction (Euro)
170072 | 3 |  | 1999-12-22 |  | 1999-12-22 |  | Removed from Ground | Gas (Historical Use) | 4000 | Steel-Impressed Current | 1972-01-05 | Cathodically Protected | Safe Suction (Euro)
170073 | D-1 | [5 empty] | Removed from Ground | Diesel | 10000 | Bare Steel | 1976-05-10 | Galvanized Steel
170073 | G-1 | [5 empty] | Removed from Ground | Gas (Historical Use) | 6000 | Bare Steel | 1980-05-09 | Galvanized Steel
170073 | G-2 | [5 empty] | Removed from Ground | Gas (Historical Use) | 8000 | Bare Steel | 1979-05-10 | Galvanized Steel
170074 | 1 | [5 empty] | Removed from Ground | Diesel | 8000 | Bare Steel | 1978-05-10 | Galvanized Steel | Suction (American)
170074 | 2 | [5 empty] | Removed from Ground | Diesel | 8000 | Bare Steel | 1978-05-10 | Galvanized Steel | Suction (American)
170074 | 3 | [5 empty] | Removed from Ground | Gas (Historical Use) | 8000 | Bare Steel | 1981-05-09 | Galvanized Steel | Suction (American)
170074 | 4 | [5 empty] | Removed from Ground | Gas (Historical Use) | 8000 | Bare Steel | 1971-05-12 | Galvanized Steel | Suction (American)
170074 | 5 | [5 empty] | Removed from Ground | Gas (Historical Use) | 6000 | Bare Steel | 1976-05-10 | Galvanized Steel | Suction (American)
176 | 1 | [5 empty] | Removed from Ground | Gas (Historical Use) | 2000 | Bare Steel | 1998-07-01 | Unknown | Suction (American)
180040 | 10305-1 | [5 empty] | Removed from Ground | Gas (Historical Use) | 1000 | Bare Steel | 1974-01-04 | Unknown
180040 | 10305-2 | [5 empty] | Removed from Ground | Diesel | 500 | Bare Steel | 1973-01-04 | Unknown
180040 | 305D1 | [5 empty] | Removed from Ground | Diesel | 2000 | Cathodically Protected Steel | 1987-01-01 | Galvanized Steel | Suction (American)
180040 | 305G1 | [5 empty] | Removed from Ground | Gas (Historical Use) | 2000 | Cathodically Protected Steel | 1987-01-01 | Galvanized Steel | Suction (American)
180042 | 1 |  | 1998-01-01 |  | 1998-01-01 |  | Currently in Use | Gas (Historical Use) | 10000 | Galvanic (STIP-3) | 1987-01-01 | Fiberglass Reinforced Plastic | Pressurized
180042 | 2 |  | 1998-01-01 |  | 1998-01-01 |  | Currently in Use | Gas (Historical Use) | 10000 | Galvanic (STIP-3) | 1987-01-01 | Fiberglass Reinforced Plastic | Pressurized
180042 | 3 |  | 1998-01-01 |  | 1998-01-01 |  | Currently in Use | Gas (Historical Use) | 10000 | Galvanic (STIP-3) | 1987-01-01 | Fiberglass Reinforced Plastic | Pressurized
180042 | 4 |  |  | yes |  | yes | Removed from Ground | Used Oil | 550 | Bare Steel | 1997-06-10 | Galvanized Steel
180044 | 1 | [5 empty] | Currently in Use | Diesel | 10000 | Bare Steel | 1977-01-03 | Bare Steel
180044 | 2 | [5 empty] | Currently in Use | Diesel | 10000 | Bare Steel | 1977-01-03 | Bare Steel
180045 | 1 | [5 empty] | Removed from Ground | Diesel | 30000 | Bare Steel | 1968-01-06 | Bare Steel
180045 | 2 | [5 empty] | Removed from Ground | Diesel | 30000 | Bare Steel | 1968-01-06 | Bare Steel
180045 | 3 | [5 empty] | Removed from Ground | Diesel | 30000 | Bare Steel | 1968-01-06 | Bare Steel
180045 | 4 | [5 empty] | Removed from Ground | Diesel | 30000 | Bare Steel | 1968-01-06 | Bare Steel
180045 | 5 |  | 1997-10-10 |  | 1997-10-10 |  | Currently in Use | Diesel | 30000 | Galvanic (STIP-3) | 1997-10-10 | Fiberglass Reinforced Plastic | Suction (American)
190034 | 1 | [5 empty] | Removed from Ground | Empty | 2000 | Bare Steel | 1971-01-01 | Galvanized Steel
190039 | 1 | [5 empty] | Removed from Ground | Gas (Historical Use) | 4000 | Bare Steel | 1980-05-14 | Galvanized Steel
190040 | 1 | Flapper Valve | 1998-12-01 |  | 1998-12-01 |  | Currently in Use | Gas (Historical Use) | 5000 | Steel-Impressed Current | 1971-05-12 | Steel (Impressed Current) | Safe Suction (Euro)
190040 | 2 | Flapper Valve | 1998-12-01 |  | 1998-12-01 |  | Currently in Use | Gas (Historical Use) | 5000 | Steel-Impressed Current | 1971-05-12 | Steel (Impressed Current) | Safe Suction (Euro)
190040 | 3 | Flapper Valve | 1998-12-01 |  | 1998-12-01 |  | Currently in Use | Gas (Historical Use) | 3000 | Steel-Impressed Current | 1971-05-12 | Steel (Impressed Current) | Safe Suction (Euro)
200001 | 1 |  | 1990-01-01 |  | 1990-01-01 |  | Removed from Ground | Gas (Historical Use) | 10000 | Composite | 1990-01-01 | Fiberglass Reinforced Plastic | Pressurized
200001 | 2 |  | 1990-01-01 |  | 1990-01-01 |  | Removed from Ground | Gas (Historical Use) | 10000 | Composite | 1990-01-01 | Fiberglass Reinforced Plastic | Pressurized
200001 | 3 |  | 1990-01-01 |  | 1990-01-01 |  | Removed from Ground | Gas (Historical Use) | 10000 | Composite | 1990-01-01 | Fiberglass Reinforced Plastic | Pressurized
200001 | 4 |  | 1990-01-01 |  | 1990-01-01 |  | Removed from Ground | Gas (Historical Use) | 6000 | Composite | 1990-01-01 | Fiberglass Reinforced Plastic | Pressurized
200040 | 1 | [5 empty] | Removed from Ground | Gas (Historical Use) | 8000 | Bare Steel | 1976-05-18 | Bare Steel | Safe Suction (Euro)
200040 | 2 | [5 empty] | Removed from Ground | Gas (Historical Use) | 8000 | Bare Steel | 1976-05-18 | Bare Steel | Safe Suction (Euro)
200040 | 3 | [5 empty] | Removed from Ground | Gas (Historical Use) | 8000 | Bare Steel | 1976-05-18 | Bare Steel | Safe Suction (Euro)
200040 | 4 |  | 1995-01-24 |  | 1995-01-24 |  | Currently in Use | Gas (Historical Use) | 10000 | Composite | 1995-01-27 | Fiberglass Reinforced Plastic | Pressurized
200040 | 5A |  | 1995-01-24 |  | 1995-01-24 |  | Currently in Use | Gas (Historical Use) | 5000 | Composite | 1995-01-27 | Fiberglass Reinforced Plastic | Pressurized
200040 | 5B |  | 1995-01-24 |  | 1995-01-24 |  | Currently in Use | Gas (Historical Use) | 5000 | Composite | 1995-01-27 | Fiberglass Reinforced Plastic | Pressurized
200041 | 1 | [5 empty] | Removed from Ground | Gas (Historical Use) | 8000 | Bare Steel | 1976-05-18 | Galvanized Steel | Suction (American)
200041 | 2 | [5 empty] | Removed from Ground | Gas (Historical Use) | 8000 | Bare Steel | 1976-05-18 | Galvanized Steel | Suction (American)
200041 | 3 | [5 empty] | Removed from Ground | Gas (Historical Use) | 8000 | Bare Steel | 1976-05-18 | Galvanized Steel | Suction (American)
200042 | 1 |  | 1986-01-01 |  | 1986-01-01 |  | Temporarily out of use | Diesel | 20000 | Galvanic (STIP-3) | 1986-01-01 | Fiberglass Reinforced Plastic | Pressurized
200042 | 2 |  | 1986-01-01 |  | 1986-01-01 |  | Currently in Use | Diesel | 20000 | Galvanic (STIP-3) | 1986-01-01 | Fiberglass Reinforced Plastic | Pressurized
200042 | 3 |  | 1986-01-01 |  | 1986-01-01 |  | Currently in Use | Gas (Historical Use) | 12000 | Galvanic (STIP-3) | 1986-01-01 | Fiberglass Reinforced Plastic | Pressurized
200042 | 4 |  | 1986-01-01 |  | 1986-01-01 |  | Currently in Use | Gas (Historical Use) | 12000 | Galvanic (STIP-3) | 1986-01-01 | Fiberglass Reinforced Plastic | Pressurized
200042 | 5 |  | 1986-01-01 |  | 1986-01-01 |  | Currently in Use | Gas (Historical Use) | 12000 | Galvanic (STIP-3) | 1986-01-01 | Fiberglass Reinforced Plastic | Pressurized
200042 | 6 |  | 1986-01-01 |  | 1986-01-01 |  | Temporarily out of use | Gas (Historical Use) | 12000 | Galvanic (STIP-3) | 1986-01-01 | Fiberglass Reinforced Plastic | Pressurized
200044 | 1 |  | 1987-01-01 |  | 1987-01-01 |  | Removed from Ground | Kerosene | 3000 | Composite | 1987-01-01 | Fiberglass Reinforced Plastic | Pressurized
200044 | 2 |  | 1987-01-01 |  | 1987-01-01 |  | Currently in Use | Diesel | 6000 | Composite | 1987-01-01 | Cathodically Protected | Pressurized
200044 | 3 |  | 1987-01-01 |  | 1987-01-01 |  | Currently in Use | Gas (Historical Use) | 8000 | Composite | 1987-01-01 | Cathodically Protected | Pressurized
200044 | 4 |  | 1987-01-01 |  | 1987-01-01 |  | Currently in Use | Gas (Historical Use) | 8000 | Composite | 1987-01-01 | Cathodically Protected | Pressurized
200044 | 5 |  | 1987-01-01 |  | 1987-01-01 |  | Currently in Use | Gas (Historical Use) | 8000 | Composite | 1987-01-01 | Cathodically Protected | Pressurized
200045 | 1 | [5 empty] | Removed from Ground | Gas (Historical Use) | 8000 | Bare Steel | 1985-01-01 | Galvanized Steel
200045 | 2 | [5 empty] | Removed from Ground | Gas (Historical Use) | 8000 | Bare Steel | 1985-01-01 | Galvanized Steel
200045 | 3 | [5 empty] | Removed from Ground | Gas (Historical Use) | 6000 | Bare Steel | 1985-01-01 | Galvanized Steel
200045 | 4 | [5 empty] | Removed from Ground | Diesel | 4000 | Bare Steel | 1985-01-01 | Galvanized Steel
200045 | 5 | Flapper Valve | 1994-07-20 | no | 1994-07-20 | no | Currently in Use | E-10 | 8000 | Composite | 1994-07-20 | Fiberglass Reinforced Plastic | Pressurized
200045 | 6 | Flapper Valve | 1994-07-20 | no | 1994-07-20 | no | Currently in Use | Premium | 8000 | Composite | 1994-07-20 | Fiberglass Reinforced Plastic | Pressurized
200045 | 7 | Flapper Valve | 1994-07-20 | no | 1994-07-20 | no | Currently in Use | Plus | 6000 | Composite | 1994-07-20 | Fiberglass Reinforced Plastic | Pressurized
200045 | 8 | Flapper Valve | 1994-07-20 | no | 1994-07-20 | no | Currently in Use | Diesel | 4000 | Composite | 1994-07-20 | Fiberglass Reinforced Plastic | Pressurized
200046 | 1 |  | 1998-06-16 |  | 1998-06-16 |  | Currently in Use | Gas (Historical Use) | 8000 | Composite | 1986-01-01 |  | Pressurized
200046 | 2 | Overfill Alarm | 1998-06-16 | no | 1998-06-16 | no | Currently in Use | Premium | 8000 | Composite | 1986-01-01 |  | Pressurized
200046 | 3 | Overfill Alarm | 1998-06-16 | no | 1998-06-16 | no | Currently in Use | Plus | 6000 | Fiberglass | 1986-01-01 |  | Pressurized
200046 | 4 | Overfill Alarm | 1998-06-16 | no | 1998-06-16 | no | Currently in Use | Diesel | 4000 | Composite | 1986-01-01 |  | Pressurized
20016 | 1 | [5 empty] | Removed from Ground | Diesel | 10000 | Bare Steel | 1981-05-09 | Galvanized Steel
20016 | 2AST | [5 empty] | Removed from Ground | Gas (Historical Use) | 6000 | Bare Steel |  | Galvanized Steel
20016 | 3AST | [5 empty] | Removed from Ground | Gas (Historical Use) | 6000 | Bare Steel |  | Galvanized Steel
20016 | 4AST | [5 empty] | Removed from Ground | Gas (Historical Use) | 10000 | Bare Steel |  | Galvanized Steel
20016 | 5AST | [5 empty] | Removed from Ground | Diesel | 3000 | Bare Steel |  | Galvanized Steel
20016 | DUP2 | [5 empty] | Removed from Ground | Gas (Historical Use) | 6000 | Bare Steel |  | Galvanized Steel
20017 | 1 | [5 empty] | Removed from Ground | Empty | 1000 | Bare Steel | 1978-05-10 | Galvanized Steel
20017 | 2 | [5 empty] | Removed from Ground | Empty | 2000 | Bare Steel | 1978-05-10 | Galvanized Steel
20017 | 3 | [5 empty] | Removed from Ground | Empty | 4000 | Bare Steel | 1978-05-10 | Galvanized Steel
20017 | 4 | [5 empty] | Removed from Ground | Empty | 4000 | Bare Steel | 1982-05-09 | Galvanized Steel
20018 | 1 |  | 1999-01-08 |  | 1999-01-08 |  | Removed from Ground | Diesel | 8000 | Steel-Impressed Current | 1985-05-08 | Cathodically Protected | Pressurized
20018 | 2 |  | 1999-01-08 |  | 1999-01-08 |  | Removed from Ground | Diesel | 2000 | Steel-Impressed Current | 1985-05-08 | Cathodically Protected | Safe Suction (Euro)
20018 | 3 |  | 1999-01-08 |  | 1999-01-08 |  | Removed from Ground | Gas (Historical Use) | 2000 | Steel-Impressed Current | 1985-05-08 | Cathodically Protected | Safe Suction (Euro)
20018 | 4 |  | 1999-01-08 |  | 1999-01-08 |  | Removed from Ground | Gas (Historical Use) | 4000 | Steel-Impressed Current | 1985-05-08 | Cathodically Protected | Safe Suction (Euro)
20018 | 5 |  | 1999-01-08 |  | 1999-01-08 |  | Removed from Ground | Gas (Historical Use) | 4000 | Steel-Impressed Current | 1985-05-08 | Cathodically Protected
202000 | 1 | Overfill Alarm | 1997-04-28 | no | 1997-07-28 | no | Currently in Use | E-10 | 8000 | Composite | 1988-04-01 | Double-Walled Flex | Pressurized
202000 | 2 | Overfill Alarm | 1997-04-28 | no | 1997-04-28 | no | Currently in Use | Premium | 8000 | Composite | 1988-04-01 | Double-Walled Flex | Pressurized
202000 | 3 | Overfill Alarm | 1997-04-28 | no | 1997-04-28 | no | Currently in Use | Plus | 6000 | Composite | 1988-04-01 | Double-Walled Flex | Pressurized
202000 | 4 | Overfill Alarm | 1997-04-28 | no | 1997-04-28 | no | Currently in Use | Diesel | 4000 | Composite | 1988-04-01 | Double-Walled Flex | Pressurized
202001 | FO-7 | [5 empty] | Removed from Ground | Kerosene | 4284 | Bare Steel | 1966-11-09 | Galvanized Steel
202001 | GAS-1 | [5 empty] | Removed from Ground | Gas (Historical Use) | 3000 | Bare Steel | 1970-11-08 | Galvanized Steel
202001 | GAS-1OLD | [5 empty] | Removed from Ground | Gas (Historical Use) | 3000 | Bare Steel | 1969-01-01 | Galvanized Steel
202001 | GAS-3 | [5 empty] | Removed from Ground | Gas (Historical Use) | 3000 | Bare Steel | 1973-11-07 | Galvanized Steel
210026 | 2 |  | 1990-01-19 |  | 1990-01-19 |  | Removed from Ground | Diesel | 4000 | Cathodically Protected Steel | 1977-01-01 | Galvanized Steel | Suction (American)
210026 | 3 | [5 empty] | Closed in Ground | Empty | 1000 | Bare Steel | 1977-01-03 | Galvanized Steel
210026 | 4 | [5 empty] | Removed from Ground | Empty | 4000 | Bare Steel | 1972-01-01 | Galvanized Steel
210026 | 5 | [5 empty] | Removed from Ground | Empty | 4000 | Bare Steel | 1972-01-01 | Galvanized Steel
210026 | 6 |  | 1990-01-19 |  | 1990-01-19 |  | Currently in Use | Gas (Historical Use) | 10000 | Cathodically Protected Steel | 1990-01-01 | Fiberglass Reinforced Plastic | Suction (American)
210026 | 7 |  | 1990-01-19 |  | 1990-01-19 |  | Temporarily out of use | Diesel | 4000 | Composite | 1996-12-02 | Fiberglass Reinforced Plastic | Pressurized
210027 | 1 | [5 empty] | Removed from Ground | Gas (Historical Use) | 4000 | Bare Steel | 1978-05-10 | Galvanized Steel
210027 | 2 | [5 empty] | Removed from Ground | Diesel | 4000 | Bare Steel | 1978-05-10 | Galvanized Steel
210027 | 3 | [5 empty] | Removed from Ground | Gas (Historical Use) | 4000 | Bare Steel | 1978-05-10 | Galvanized Steel
210028 | 1 |  | 1999-07-29 |  | 1996-01-01 |  | Currently in Use | Gas (Historical Use) | 10000 | Steel-Impressed Current | 1983-05-09 | Cathodically Protected | Pressurized
210028 | 2 |  | 1999-07-29 |  | 1996-01-01 |  | Currently in Use | Diesel | 10000 | Steel-Impressed Current | 1983-05-09 | Cathodically Protected | Pressurized
210028 | 3 |  | 1999-07-29 |  | 1996-01-01 |  | Currently in Use | Gas (Historical Use) | 10000 | Steel-Impressed Current | 1983-05-09 | Cathodically Protected | Pressurized
220260 | 1 | [5 empty] | Currently in Use | Diesel | 6000 | Bare Steel | 1982-05-17 | Galvanized Steel
220260 | 2 | [5 empty] | Currently in Use | Diesel | 4000 | Bare Steel | 1978-05-18 | Galvanized Steel
220260 | 3 | [5 empty] | Currently in Use | Diesel | 4000 | Bare Steel | 1978-05-18 | Galvanized Steel
220261 | 1 | [5 empty] | Removed from Ground | Empty | 1 | Bare Steel | 1974-05-16 | Galvanized Steel
220261 | 2 | [5 empty] | Removed from Ground | Empty | 1 | Bare Steel | 1974-05-16 | Galvanized Steel
220261 | 3 | [5 empty] | Removed from Ground | Empty | 1 | Bare Steel | 1974-05-16 | Galvanized Steel
220261 | 4 | [5 empty] | Removed from Ground | Empty | 1 | Bare Steel | 1974-05-16 | Galvanized Steel
220261 | 5 |  | 1989-12-01 |  | 1989-12-01 |  | Currently in Use | Gas (Historical Use) | 8200 | Galvanic (STIP-3) | 1989-12-15 | Fiberglass Reinforced Plastic | Pressurized
220261 | 6 |  | 1989-12-01 |  | 1989-12-01 |  | Currently in Use | Gas (Historical Use) | 8200 | Galvanic (STIP-3) | 1989-12-01 | Fiberglass Reinforced Plastic | Pressurized
220261 | 7 |  | 1989-12-01 |  | 1989-12-01 |  | Currently in Use | Gas (Historical Use) | 8200 | Galvanic (STIP-3) | 1989-12-01 | Fiberglass Reinforced Plastic | Pressurized
220262 | 1 | [5 empty] | Removed from Ground | Gas (Historical Use) | 10000 | Bare Steel | 1973-08-17 | Galvanized Steel | Pressurized
220262 | 2 | [5 empty] | Removed from Ground | Diesel | 8000 | Bare Steel | 1973-08-17 | Galvanized Steel
220262 | 3 | [5 empty] | Removed from Ground | Diesel | 8000 | Bare Steel | 1973-08-17 | Galvanized Steel
220263 | 1 | [5 empty] | Removed from Ground | Gas (Historical Use) | 275 | Not Marked/Unknown | 1966-05-13 | Copper | Safe Suction (Euro)
220263 | 2 |  | 1993-05-01 |  | 1993-05-01 |  | Removed from Ground | Gas (Historical Use) | 295 | Cathodically Protected Steel | 1993-05-01 | Cathodically Protected
220264 | 1 | [5 empty] | Removed from Ground | Gas (Historical Use) | 3000 | Bare Steel | 1966-05-18 | Unknown
220264 | 2 | [5 empty] | Removed from Ground | Gas (Historical Use) | 3000 | Bare Steel | 1956-05-20 | Unknown
220264 | 3 | [5 empty] | Removed from Ground | Gas (Historical Use) | 3000 | Bare Steel | 1956-05-20 | Unknown
220264 | 4 | Ball Float | 1989-01-01 |  | 1989-01-01 |  | Currently in Use | Gas (Historical Use) | 8000 | Galvanic (STIP-3) | 1989-01-01 | Fiberglass Reinforced Plastic | Pressurized
220264 | 5 | Ball Float | 1989-01-01 |  | 1989-01-01 |  | Currently in Use | Gas (Historical Use) | 8000 | Galvanic (STIP-3) | 1989-01-01 | Fiberglass Reinforced Plastic | Pressurized
220264 | 6 | Ball Float | 1989-01-01 |  | 1989-01-01 |  | Currently in Use | Gas (Historical Use) | 8000 | Galvanic (STIP-3) | 1989-01-01 | Fiberglass Reinforced Plastic | Pressurized
220264 | 7 | Ball Float | 1989-01-01 |  | 1989-01-01 |  | Currently in Use | Diesel | 4000 | Galvanic (STIP-3) | 1989-01-01 | Fiberglass Reinforced Plastic | Pressurized
220264 | 8 | Ball Float | 1989-01-01 |  | 1989-01-01 |  | Temporarily out of use | Kerosene | 1000 | Galvanic (STIP-3) | 1989-01-01 | Fiberglass Reinforced Plastic | Pressurized
220265 | 1 | [5 empty] | Removed from Ground | Gas (Historical Use) | 2000 | Marked Unknown | 1956-06-04 | Unknown
220265 | 2 | [5 empty] | Removed from Ground | Gas (Historical Use) | 2000 | Marked Unknown | 1956-06-04 | Unknown
220265 | 3 | [5 empty] | Removed from Ground | Gas (Historical Use) | 2000 | Marked Unknown | 1956-06-04 | Unknown
220265 | 4 | [5 empty] | Removed from Ground | Gas (Historical Use) | 2000 | Bare Steel | 1976-01-01 | Galvanized Steel
220265 | 5 | Ball Float | 1986-11-01 |  | 1986-11-01 |  | Currently in Use | Gas (Historical Use) | 10000 | Galvanic (STIP-3) | 1986-11-01 | Steel (Impressed Current) | Pressurized
220265 | 6 | Ball Float | 1986-11-01 |  | 1986-11-01 |  | Currently in Use | Gas (Historical Use) | 10000 | Galvanic (STIP-3) | 1986-11-01 | Steel (Impressed Current) | Pressurized
220265 | 7 | Ball Float | 1986-11-01 |  | 1986-11-01 |  | Currently in Use | Gas (Historical Use) | 10000 | Galvanic (STIP-3) | 1986-11-01 | Steel (Impressed Current) | Pressurized
220267 | 1 | Ball Float | 1986-01-01 |  | 1990-01-01 | yes | Currently in Use | Gas (Historical Use) | 8000 | Galvanic (STIP-3) | 1986-01-01 | Fiberglass Reinforced Plastic | Pressurized
220267 | 2 | Ball Float | 1986-01-01 |  | 1990-01-01 | yes | Currently in Use | Gas (Historical Use) | 8000 | Galvanic (STIP-3) | 1986-01-01 | Fiberglass Reinforced Plastic | Pressurized
220267 | 3 | Ball Float | 1986-01-01 |  | 1990-01-01 | yes | Currently in Use | Gas (Historical Use) | 8000 | Galvanic (STIP-3) | 1986-01-01 | Fiberglass Reinforced Plastic | Pressurized
220267 | 4 | Ball Float | 1986-01-01 |  | 1990-01-01 | yes | Currently in Use | Diesel | 5000 | Galvanic (STIP-3) | 1986-01-01 | Fiberglass Reinforced Plastic | Pressurized
220267 | 5 | Ball Float | 1986-01-01 |  | 1990-01-01 | yes | Currently in Use | Diesel | 5000 | Galvanic (STIP-3) | 1986-01-01 | Fiberglass Reinforced Plastic | Pressurized
220267 | 6 |  | 1980-01-01 |  |  |  | Removed from Ground | Other | 12000 | Bare Steel | 1987-04-15 | Galvanized Steel | Pressurized
220267 | 7 |  | 1980-01-01 |  |  |  | Removed from Ground | Other | 5000 | Bare Steel | 1987-04-15 | Not Marked | Pressurized
220267 | 8 |  | 1980-01-01 |  |  |  | Removed from Ground | Other | 5000 | Bare Steel | 1987-04-15 | Not Marked | Pressurized
220268 | 1 | [5 empty] | Removed from Ground | Gas (Historical Use) | 300 | Bare Steel | 1971-04-21 | Unknown
220270 | 1 | Overfill Alarm | 1998-12-01 |  | 1990-12-01 |  | Currently in Use | Gas (Historical Use) | 4000 | Steel-Impressed Current | 1979-01-03 | Cathodically Protected | Suction (American)
220270 | 2 | Overfill Alarm | 1998-12-01 |  | 1990-12-01 |  | Currently in Use | Gas (Historical Use) | 4000 | Steel-Impressed Current | 1979-01-03 | Cathodically Protected | Suction (American)
220270 | 3 | Overfill Alarm | 1998-12-01 |  | 1998-12-01 |  | Currently in Use | Gas (Historical Use) | 5000 | Steel-Impressed Current | 1986-01-01 | Cathodically Protected | Suction (American)
220270 | 4 | [5 empty] | Removed from Ground | Empty | 2000 | Bare Steel | 1979-01-03 | Bare Steel | Suction (American)
220271 | 1 |  | 1996-01-01 |  | 1996-01-01 |  | Currently in Use | Gas (Historical Use) | 8000 | Galvanic (STIP-3) | 1986-01-01 | Fiberglass Reinforced Plastic | Pressurized
220271 | 2 |  | 1996-01-01 |  | 1996-01-01 |  | Currently in Use | Gas (Historical Use) | 8000 | Galvanic (STIP-3) | 1986-01-01 | Fiberglass Reinforced Plastic | Pressurized
220271 | 3 |  | 1996-01-01 |  | 1996-01-01 |  | Currently in Use | Gas (Historical Use) | 8000 | Galvanic (STIP-3) | 1986-01-01 | Fiberglass Reinforced Plastic | Pressurized
220272 | 1 | [5 empty] | Removed from Ground | Gas (Historical Use) | 1020 | Bare Steel | 1973-03-28 | Galvanized Steel
220272 | 2 | [5 empty] | Removed from Ground | Gas (Historical Use) | 1020 | Bare Steel | 1973-03-28 | Galvanized Steel
220272 | 3 | [5 empty] | Removed from Ground | Diesel | 2000 | Bare Steel | 1972-04-01 | Galvanized Steel
220272 | 4 | [5 empty] | Removed from Ground | Gas (Historical Use) | 2000 | Bare Steel | 1976-04-01 | Galvanized Steel
220272 | 5 | [5 empty] | Removed from Ground | Diesel | 1000 | Bare Steel | 1976-04-01 | Galvanized Steel
220272 | 6 | [5 empty] | Removed from Ground | Gas (Historical Use) | 1020 | Bare Steel | 1999-07-13 | Not Marked
220272 | 7 | [5 empty] | Removed from Ground | Diesel | 1020 | Bare Steel | 1999-07-13 | Not Marked
220272 | 8 |  | 2007-02-01 | no | 2007-01-01 | no | Currently in Use | Gas (Historical Use) | 4000 | Fiberglass Double Walled | 2007-01-01 | Fiberglass Reinforced Plastic | Safe Suction (Euro)
220272 | 9 |  | 2007-02-01 | no | 2007-01-01 | no | Currently in Use | Diesel | 2500 | Fiberglass Double Walled | 2007-01-01 | Fiberglass Reinforced Plastic | Safe Suction (Euro)
222000 | 1 | [5 empty] | Removed from Ground | Other | 600 | Bare Steel | 1986-06-01 | Copper | Suction (American)
222001 | 1 |  | 1988-01-01 | no | 1988-01-01 | no | Currently in Use |  | 10000 | Composite | 1988-01-01 | Fiberglass Reinforced Plastic | Pressurized
222001 | 2 |  | 1988-01-01 | no | 1988-01-01 | no | Currently in Use |  | 8000 | Composite | 1988-01-01 | Fiberglass Reinforced Plastic | Pressurized
222001 | 3 |  | 1988-01-01 | no | 1988-01-01 | no | Currently in Use | Diesel | 8000 | Composite | 1988-01-01 | Fiberglass Reinforced Plastic | Pressurized
230088 | 1 | [5 empty] | Removed from Ground | Kerosene | 550 | Bare Steel | 1983-05-24 | Galvanized Steel | Suction (American)
230089 | 1 | [5 empty] | Removed from Ground | Empty | 1000 | Bare Steel | 1962-05-27 | Galvanized Steel
230089 | 2 | [5 empty] | Removed from Ground | Empty | 1000 | Bare Steel | 1962-05-27 | Galvanized Steel
230089 | 3 | [5 empty] | Removed from Ground | Empty | 3000 | Bare Steel | 1975-05-27 | Galvanized Steel
230089 | 4 | [5 empty] | Removed from Ground | Empty | 1000 | Bare Steel | 1966-05-22 | Galvanized Steel
230089 | 5 | [5 empty] | Permanently Out of Use - historical purposes | Gas (Historical Use) | 550 | Bare Steel | 1956-05-06 | Galvanized Steel
230089 | 6 | [5 empty] | Permanently Out of Use - historical purposes | Gas (Historical Use) | 550 | Bare Steel | 1956-05-06 | Galvanized Steel
230091 | 1 |  | 1999-02-01 |  | 1999-02-01 |  | Temporarily out of use | Gas (Historical Use) | 8000 | Steel-Impressed Current | 1980-05-09 | Cathodically Protected | Suction (American)
230091 | 3 |  | 1999-02-01 |  | 1999-02-01 |  | Temporarily out of use | Gas (Historical Use) | 4000 | Steel-Impressed Current | 1980-05-09 | Cathodically Protected | Suction (American)
230091 | 5 | [5 empty] | Removed from Ground | Kerosene | 550 | Bare Steel | 1976-05-10 | Galvanized Steel | Suction (American)
230092 | 1 | [5 empty] | Closed in Ground | Gas (Historical Use) | 1000 | Bare Steel | 1976-05-10 | Galvanized Steel
230092 | 2 | [5 empty] | Closed in Ground | Gas (Historical Use) | 500 | Bare Steel | 1976-05-10 | Galvanized Steel
230093 | 1 | Ball Float | 1994-05-18 |  | 1994-05-18 |  | Currently in Use | Gas (Historical Use) | 10000 | Composite | 1986-01-01 | Fiberglass Reinforced Plastic | Pressurized
230093 | 2 | Ball Float | 1994-05-18 |  | 1994-05-18 |  | Currently in Use | Gas (Historical Use) | 10000 | Composite | 1986-01-01 | Fiberglass Reinforced Plastic | Pressurized
230093 | 3 | Ball Float | 1994-05-18 |  | 1994-05-18 |  | Currently in Use | Gas (Historical Use) | 10000 | Composite | 1986-01-01 | Fiberglass Reinforced Plastic | Pressurized
230093 | 4 | Flapper Valve | 1994-05-18 |  | 1994-05-18 |  | Currently in Use | Kerosene | 2000 | Composite | 1986-01-01 | Fiberglass Reinforced Plastic | Pressurized
230095 | 1 |  | 2000-02-01 |  | 2000-02-01 |  | Removed from Ground | Gas (Historical Use) | 11600 | Fiberglass | 1986-01-01 | Fiberglass Reinforced Plastic | Pressurized
230095 | 2 |  | 2000-02-01 |  | 2000-02-01 |  | Removed from Ground | Gas (Historical Use) | 11600 | Fiberglass | 1986-01-01 | Fiberglass Reinforced Plastic | Pressurized
230095 | 3 |  | 2000-02-01 |  | 2000-02-01 |  | Removed from Ground | Gas (Historical Use) | 11600 | Fiberglass | 1986-01-01 | Fiberglass Reinforced Plastic | Pressurized
230095 | 4 |  | 2000-02-01 |  | 2000-02-01 |  | Removed from Ground | Gas (Historical Use) | 11600 | Fiberglass | 1986-01-01 | Fiberglass Reinforced Plastic | Pressurized
230095 | 5 | Overfill Alarm | 2004-10-01 | no | 2004-10-01 | no | Currently in Use | Gas (Historical Use) | 20000 | Composite Double Walled | 2004-10-01 | Double-Walled Fiberglass | Pressurized
230095 | 6 | Overfill Alarm | 2004-10-01 | no | 2004-10-01 | no | Currently in Use | Diesel | 12000 | Composite Double Walled | 2004-10-01 | Double-Walled Fiberglass | Pressurized
230095 | 7 | Overfill Alarm | 2004-10-01 | no | 2004-10-01 | no | Currently in Use | Gas (Historical Use) | 12000 | Composite Double Walled | 2004-10-01 | Double-Walled Fiberglass | Pressurized
230096 | 1 | [5 empty] | Closed in Ground | Gas (Historical Use) | 1000 | Bare Steel | 1974-01-04 | Galvanized Steel
240035 | 1 | [5 empty] | Removed from Ground | Diesel | 285 | Bare Steel | 1987-01-01 | Bare Steel
240036 | 1 | [5 empty] | Removed from Ground | Empty | 1500 | Bare Steel | 1970-05-12 | Galvanized Steel
240036 | 2 | [5 empty] | Removed from Ground | Gas (Historical Use) | 2000 | Bare Steel | 1971-05-12 | Galvanized Steel
240036 | 3 | [5 empty] | Removed from Ground | Diesel | 3000 | Bare Steel | 1981-05-09 | Galvanized Steel
240036 | 4 | [5 empty] | Removed from Ground | Other | 500 | Bare Steel | 1975-05-11 | Galvanized Steel
240036 | 5 | [5 empty] | Removed from Ground | Other | 500 | Bare Steel | 1981-05-09 | Galvanized Steel
240036 | 6 |  |  | yes |  | yes | Removed from Ground | Used Oil | 250 | Bare Steel | 1981-05-09 | Galvanized Steel
240037 | 1 |  |  | yes |  | yes | Removed from Ground | Used Oil | 250 | Bare Steel | 1976-05-10 | Galvanized Steel
240038 | 1 | [5 empty] | Removed from Ground | Gas (Historical Use) | 4000 | Bare Steel | 1976-05-10 | Galvanized Steel | Safe Suction (Euro)
240038 | 2 | [5 empty] | Removed from Ground | Gas (Historical Use) | 4000 | Bare Steel | 1976-05-10 | Galvanized Steel
240038 | 3 | [5 empty] | Removed from Ground | Diesel | 4000 | Bare Steel | 1976-05-10 | Galvanized Steel | Safe Suction (Euro)
240038 | 4 | Flapper Valve | 1994-10-01 | no | 1994-10-01 | no | Currently in Use | E-10 | 10000 | Composite | 1994-10-24 | Fiberglass Reinforced Plastic | Pressurized
240038 | 5A | Flapper Valve | 1994-10-01 | no | 1994-10-01 | no | Currently in Use | Empty | 5000 | Composite | 1994-10-24 | Fiberglass Reinforced Plastic | Pressurized
240038 | 5B | Flapper Valve | 1994-10-01 | no | 1994-10-01 | no | Currently in Use | Premium | 5000 | Composite | 1994-10-24 | Fiberglass Reinforced Plastic | Pressurized
250006 | 1 | [5 empty] | Removed from Ground | Gas (Historical Use) | 10000 | Bare Steel | 1986-05-21 | Galvanized Steel | Suction (American)
250006 | 2 | [5 empty] | Removed from Ground | Gas (Historical Use) | 10000 | Bare Steel | 1986-05-21 | Galvanized Steel
250006 | 3 | [5 empty] | Removed from Ground | Diesel | 8000 | Bare Steel | 1986-05-21 | Galvanized Steel
250051 | 1 | [5 empty] | Removed from Ground | Gas (Historical Use) | 4000 | Bare Steel | 1976-03-23 | Galvanized Steel
250145 | 1 | Flapper Valve | 1993-01-01 | no | 1993-01-01 | no | Currently in Use | Premium | 2000 | Galvanic (STIP-3) | 1993-09-01 | Fiberglass Reinforced Plastic | Safe Suction (Euro)
250377 | 1 | [5 empty] | Removed from Ground | Gas (Historical Use) | 6000 | Bare Steel | 1978-01-01 | Galvanized Steel | Pressurized
250377 | 2 | [5 empty] | Removed from Ground | Gas (Historical Use) | 6000 | Bare Steel | 1978-01-01 | Galvanized Steel | Pressurized
250377 | 3 |  | 1995-01-01 |  | 1995-01-01 |  | Currently in Use | Gas (Historical Use) | 6000 | Galvanic (STIP-3) | 1986-04-01 | Fiberglass Reinforced Plastic | Pressurized
250377 | 4 |  | 1995-01-01 |  | 1995-01-01 |  | Currently in Use | Gas (Historical Use) | 10000 | Galvanic (STIP-3) | 1995-03-01 | Fiberglass Reinforced Plastic | Pressurized
250503 | 1 |  | 1996-09-01 |  | 1996-09-01 |  | Currently in Use | Gas (Historical Use) | 8000 | Steel-Impressed Current | 1985-05-13 | Fiberglass Reinforced Plastic | Pressurized
250503 | 2 |  | 1996-09-01 |  | 1996-09-01 |  | Currently in Use | Gas (Historical Use) | 8000 | Steel-Impressed Current | 1985-05-13 | Fiberglass Reinforced Plastic | Pressurized
250503 | 3 |  | 1996-09-01 |  | 1996-09-01 |  | Currently in Use | Gas (Historical Use) | 8000 | Steel-Impressed Current | 1985-05-13 | Fiberglass Reinforced Plastic | Pressurized
250504 | 1 |  | 1998-04-01 | yes | 1998-04-01 | yes | Closed in Ground | Gas (Historical Use) | 10000 | Epoxy | 1984-05-16 | Fiberglass Reinforced Plastic | Pressurized
250504 | 2 |  | 2006-08-16 | yes | 1998-04-01 | yes | Removed from Ground | Used Oil | 500 | Epoxy | 1984-05-16 | Fiberglass Reinforced Plastic
250504 | 3 | Ball Float | 2007-06-25 | no | 2007-06-25 | no | Currently in Use | Diesel | 20000 | Composite Double Walled | 2007-06-25 | Double-Walled Fiberglass | Pressurized
250504 | 4 | Ball Float | 2007-06-25 | no | 2007-06-25 | no | Currently in Use | Diesel | 20000 | Composite Double Walled | 2007-06-25 | Double-Walled Fiberglass | Pressurized
250504 | 5 | Exempted |  | yes |  | yes | Currently in Use | Used Oil | 500 | Composite Double Walled | 2015-04-23 | Fiberglass Reinforced Plastic | Gravity
250505 | 1 |  |  | yes |  | yes | Closed in Ground | Used Oil | 1000 | Bare Steel | 1971-05-20 | Bare Steel
250507 | 1 | [5 empty] | Removed from Ground | Gas (Historical Use) | 10000 | Bare Steel | 1983-05-15 | Bare Steel
250507 | 2 | [5 empty] | Removed from Ground | Gas (Historical Use) | 1000 | Bare Steel | 1989-12-01 | Bare Steel
250507 | 3 |  |  | yes |  | yes | Removed from Ground | Used Oil | 500 | Bare Steel | 1989-12-01 | Bare Steel
250509 | 1 | [5 empty] | Removed from Ground | Other | 6250 | Bare Steel | 1966-05-13 | Bare Steel
250509 | 2 | [5 empty] | Removed from Ground | Other | 6250 | Bare Steel | 1966-05-13 | Bare Steel
250509 | 3 | [5 empty] | Removed from Ground | Other | 9253 | Bare Steel | 1966-05-13 | Bare Steel
250509 | 4 | [5 empty] | Removed from Ground | Other | 9253 | Bare Steel | 1966-05-13 | Bare Steel
250509 | 5 | [5 empty] | Removed from Ground | Other | 9253 | Bare Steel | 1966-05-13 | Bare Steel
250509 | 6 | [5 empty] | Removed from Ground | Gas (Historical Use) | 1000 | Bare Steel | 1966-05-13 | Bare Steel
250509 | 7 |  |  | yes |  | yes | Removed from Ground | Used Oil | 500 | Bare Steel | 1966-05-13 | Bare Steel
250509 | 8AST |  |  | yes |  | yes | Removed from Ground | Used Oil | 500 | Bare Steel | 1966-05-16 | Bare Steel
250510 | 1 |  |  | yes |  | yes | Removed from Ground | Used Oil | 550 | Bare Steel | 1969-01-05 | Unknown
250510 | 2 | [5 empty] | Removed from Ground | Other | 1000 | Bare Steel | 1986-01-01 | Galvanized Steel
250510 | 3 | [5 empty] | Removed from Ground | Gas (Historical Use) | 5000 | Not Marked/Unknown | 1992-02-05 | Not Marked
250510 | 4 | [5 empty] | Removed from Ground | Gas (Historical Use) | 5000 | Not Marked/Unknown |  | Not Marked
250510 | 5 | [5 empty] | Closed in Ground | Gas (Historical Use) | 12000 | Double Walled | 1992-03-01 | Fiberglass Reinforced Plastic | Pressurized
250510 | 6 | [5 empty] | Closed in Ground | Diesel | 4000 | Double Walled | 1992-03-01 | Fiberglass Reinforced Plastic | Pressurized
250510 | 7 | [5 empty] | Closed in Ground | Other | 2500 | Double Walled | 1992-03-01 | Fiberglass Reinforced Plastic | Pressurized
250510 | 8 |  |  | yes |  | yes | Closed in Ground | Used Oil | 600 | Double Walled | 1992-03-01 | Fiberglass Reinforced Plastic | Pressurized
250511 | 1 |  | 1986-01-01 |  | 1986-01-01 |  | Currently in Use | Gas (Historical Use) | 12000 | Composite Double Walled | 1986-01-01 | Fiberglass Reinforced Plastic | Pressurized
250511 | 2 |  | 1986-01-01 |  | 1986-01-01 |  | Currently in Use | Gas (Historical Use) | 12000 | Composite Double Walled | 1986-01-01 | Fiberglass Reinforced Plastic | Pressurized
250511 | 3 |  | 1986-01-01 |  | 1986-01-01 |  | Currently in Use | Gas (Historical Use) | 12000 | Composite Double Walled | 1986-01-01 | Fiberglass Reinforced Plastic | Pressurized
250511 | 4 |  | 1986-01-01 |  | 1986-01-01 |  | Currently in Use | Gas (Historical Use) | 6000 | Composite Double Walled | 1986-01-01 | Fiberglass Reinforced Plastic | Pressurized
250511 | 5 |  | 1986-01-01 |  | 1986-01-01 |  | Currently in Use | Diesel | 6000 | Composite Double Walled | 1986-01-01 | Fiberglass Reinforced Plastic | Pressurized
250512 | 1 | Flapper Valve | 1987-01-01 |  | 1987-01-01 |  | Currently in Use | Gas (Historical Use) | 8000 | Steel-Impressed Current | 1987-01-01 | Steel (Impressed Current) | Pressurized
250512 | 2 | Flapper Valve | 1987-01-01 |  | 1987-01-01 |  | Currently in Use | Gas (Historical Use) | 8000 | Steel-Impressed Current | 1987-01-01 | Steel (Impressed Current) | Pressurized
250512 | 3 | Flapper Valve | 1987-01-01 |  | 1987-01-01 |  | Currently in Use | Gas (Historical Use) | 8000 | Steel-Impressed Current | 1987-01-01 | Steel (Impressed Current) | Pressurized
250512 | 4 | Flapper Valve | 1987-01-01 |  | 1987-01-01 |  | Currently in Use | Diesel | 4000 | Steel-Impressed Current | 1987-01-01 | Steel (Impressed Current) | Safe Suction (Euro)
250512 | 5 | Flapper Valve | 1987-01-01 |  | 1987-01-01 |  | Currently in Use | Kerosene | 4000 | Steel-Impressed Current | 1987-01-01 | Steel (Impressed Current) | Safe Suction (Euro)
250515 | 1 | [5 empty] | Removed from Ground | Gas (Historical Use) | 0 | Bare Steel |  | Galvanized Steel
250515 | 2 | [5 empty] | Removed from Ground | Gas (Historical Use) | 0 | Bare Steel |  | Galvanized Steel
250515 | 3 | [5 empty] | Removed from Ground | Gas (Historical Use) | 0 | Bare Steel |  | Galvanized Steel
250515 | 4 | [5 empty] | Removed from Ground | Kerosene | 0 | Bare Steel |  | Galvanized Steel
250516 | 1 | [5 empty] | Removed from Ground | Gas (Historical Use) | 4000 | Bare Steel | 1974-05-19 | Unknown
250516 | 2 | [5 empty] | Removed from Ground | Gas (Historical Use) | 3000 | Bare Steel | 1974-05-19 | Unknown
250516 | 3 | [5 empty] | Removed from Ground | Gas (Historical Use) | 5000 | Bare Steel | 1974-05-19 | Unknown
250516 | 4 | [5 empty] | Removed from Ground | Gas (Historical Use) | 6000 | Fiberglass | 1974-05-19 | Unknown
250516 | 5 | Ball Float | 1992-10-06 | no | 1992-10-06 | no | Currently in Use | E-10 | 10000 | Composite | 1992-10-06 | Fiberglass Reinforced Plastic | Pressurized
250516 | 6A | Ball Float | 1992-10-06 | no | 1992-10-06 | no | Currently in Use | Plus | 5000 | Composite | 1992-10-06 | Fiberglass Reinforced Plastic | Pressurized
250516 | 6B | Ball Float | 1992-10-06 | no | 1992-10-06 | no | Currently in Use | Premium | 5000 | Composite | 1992-10-06 | Fiberglass Reinforced Plastic | Pressurized
250518 | 1 | [5 empty] | Removed from Ground | Diesel | 10000 | Bare Steel | 1985-01-01 | Galvanized Steel
250518 | 2 | [5 empty] | Removed from Ground | Diesel | 1000 | Bare Steel | 1985-01-01 | Galvanized Steel
250518 | 3 |  |  | yes |  | yes | Removed from Ground | Used Oil | 550 | Bare Steel | 1982-05-17 | Galvanized Steel
250518 | 4 | [5 empty] | Removed from Ground | Gas (Historical Use) | 550 | Bare Steel | 1982-05-17 | Galvanized Steel
250520 | 1 | [5 empty] | Removed from Ground | Gas (Historical Use) | 3000 | Cathodically Protected Steel | 1985-05-19 | Galvanized Steel | Suction (American)
250523 | 1 | [5 empty] | Removed from Ground | Diesel | 4500 | Bare Steel | 2001-01-25 | Galvanized Steel
250524 | 1 |  | 1998-12-01 |  | 1998-12-01 |  | Currently in Use | Diesel | 30000 | Cathodically Protected Steel | 1979-05-15 | Cathodically Protected | Safe Suction (Euro)
250526 | 1 |  |  | yes |  | yes | Closed in Ground | Other | 3000 | Composite | 1985-06-13 | Galvanized Steel | Safe Suction (Euro)
250526 | 2 | [5 empty] | Closed in Ground | Other | 4000 | Composite | 1986-06-13 | Galvanized Steel | Safe Suction (Euro)
250526 | 3 |  |  | yes |  | yes | Closed in Ground | Used Oil | 4000 | Composite | 1985-06-13 | Galvanized Steel | Gravity Fed
250527 | 1 | [5 empty] | Permanently Out of Use - historical purposes | Kerosene | 1000 | Bare Steel | 1964-06-18 | Bare Steel
250527 | 2 | [5 empty] | Permanently Out of Use - historical purposes | Kerosene | 1000 | Bare Steel | 1964-06-18 | Bare Steel
250527 | 3 | [5 empty] | Permanently Out of Use - historical purposes | Kerosene | 1000 | Bare Steel | 1980-06-14 | Bare Steel
250530 | 1 |  | 1992-11-30 |  | 1992-11-30 |  | Removed from Ground | Diesel | 10000 | Cathodically Protected Steel | 1984-04-15 | Fiberglass Reinforced Plastic | Suction (American)
250531 | 1 | [5 empty] | Removed from Ground | Gas (Historical Use) | 8000 | Bare Steel | 1986-05-30 | Galvanized Steel
250532 | 1 | [5 empty] | Closed in Ground | Gas (Historical Use) | 3000 | Bare Steel | 1987-01-01 | Galvanized Steel
250532 | 2 | [5 empty] | Closed in Ground | Gas (Historical Use) | 3000 | Bare Steel | 1987-01-01 | Galvanized Steel
250532 | 3 | [5 empty] | Removed from Ground | Gas (Historical Use) | 4000 | Bare Steel | 1987-01-01 | Galvanized Steel
250532 | 4 | [5 empty] | Closed in Ground | Gas (Historical Use) | 3000 | Cathodically Protected Steel | 1986-01-01 | Galvanized Steel
250532 | 5 | [5 empty] | Closed in Ground | Gas (Historical Use) | 3000 | Cathodically Protected Steel | 1986-01-01 | Galvanized Steel
250534 | 1 | Flapper Valve | 1992-04-10 | no | 1992-04-10 | no | Currently in Use | E-0 | 8000 | Galvanic (STIP-3) | 2001-08-29 | Fiberglass Reinforced Plastic | Pressurized
250534 | 2 | Flapper Valve | 1992-04-10 | no | 1992-04-10 | no | Currently in Use | E-10 | 8000 | Galvanic (STIP-3) | 2001-08-29 | Fiberglass Reinforced Plastic | Pressurized
250534 | 3 | Flapper Valve | 1992-04-10 | no | 1992-04-10 | no | Currently in Use | Premium | 8000 | Galvanic (STIP-3) | 2001-08-29 | Fiberglass Reinforced Plastic | Pressurized
250539 | 1 |  | 1997-01-01 |  | 1998-12-01 | yes | Currently in Use | Gas (Historical Use) | 10000 | Epoxy Double-Walled | 1986-01-01 | Fiberglass Reinforced Plastic | Pressurized
250539 | 2 |  | 1997-01-01 |  | 1998-12-01 | yes | Currently in Use | Gas (Historical Use) | 6000 | Epoxy Double-Walled | 1986-01-01 | Fiberglass Reinforced Plastic | Pressurized
250539 | 3 |  | 1997-01-01 |  | 1998-12-01 | yes | Temporarily out of use | Gas (Historical Use) | 10000 | Epoxy Double-Walled | 1986-01-01 | Fiberglass Reinforced Plastic | Pressurized
250539 | 4 |  | 1997-01-01 |  | 1998-12-01 | yes | Currently in Use | Diesel | 10000 | Epoxy Double-Walled | 1986-01-01 | Fiberglass Reinforced Plastic | Pressurized
250540 | 1 | [5 empty] | Removed from Ground | Gas (Historical Use) | 6000 | Fiberglass | 1977-01-29 | Galvanized Steel
250540 | 2 | [5 empty] | Removed from Ground | Gas (Historical Use) | 6000 | Fiberglass | 1977-01-29 | Galvanized Steel
250540 | 3 | [5 empty] | Removed from Ground | Gas (Historical Use) | 6000 | Fiberglass | 1977-01-29 | Galvanized Steel
250540 | 4 | Flapper Valve | 1987-01-01 | no | 1987-01-01 | no | Currently in Use | E-10 | 10000 | Galvanic (STIP-3) | 1987-01-01 | Flex | Pressurized
250540 | 5 | Flapper Valve | 1987-01-01 | no | 1987-01-01 | no | Currently in Use | E-10 | 10000 | Galvanic (STIP-3) | 1987-01-01 | Flex | Pressurized
250540 | 6 | Flapper Valve | 1987-01-01 | no | 1987-01-01 | no | Currently in Use | Premium | 10000 | Galvanic (STIP-3) | 1987-01-01 | Flex | Pressurized
250541 | 1 | Flapper Valve | 1991-03-01 | no | 1991-03-01 | no | Currently in Use | E-10 | 8000 | Galvanic (STIP-3) | 1987-05-11 | Fiberglass Reinforced Plastic | Pressurized
250541 | 2 | Flapper Valve | 1991-03-01 | no | 1991-03-01 | no | Currently in Use | Premium | 8000 | Galvanic (STIP-3) | 1987-05-11 | Fiberglass Reinforced Plastic | Pressurized
250541 | 3 | Flapper Valve | 1991-03-01 | no | 1991-03-01 | no | Currently in Use | Diesel | 8000 | Galvanic (STIP-3) | 1987-05-11 | Fiberglass Reinforced Plastic | Pressurized
250543 | 1 |  |  | yes |  | yes | Removed from Ground | Used Oil | 560 | Bare Steel | 1981-04-16 | Bare Steel
250545 | 1 | [5 empty] | Removed from Ground | Diesel | 5000 | Bare Steel | 1977-05-29 | Copper | Safe Suction (Euro)
250546 | 1 | [5 empty] | Removed from Ground | Gas (Historical Use) | 1000 | Bare Steel | 1981-01-02 | Bare Steel
250546 | 2 |  | 1997-03-12 |  | 1997-03-12 |  | Currently in Use | Gas (Historical Use) | 2500 | Fiberglass Double Walled | 1997-03-12 | Fiberglass Reinforced Plastic | Safe Suction (Euro)
250546 | 3 |  | 1997-03-12 |  | 1997-03-12 |  | Currently in Use | Diesel | 1000 | Fiberglass Double Walled | 1997-03-12 | Fiberglass Reinforced Plastic | Safe Suction (Euro)
250546 | 4 |  | 1997-03-12 |  | 1997-03-12 |  | Currently in Use | Diesel | 1000 | Fiberglass Double Walled | 1997-03-12 | Fiberglass Reinforced Plastic | Safe Suction (Euro)
250549 | 1 |  | 1987-11-04 |  | 1987-11-04 |  | Currently in Use | Gas (Historical Use) | 10000 | Galvanic (STIP-3) | 1987-11-04 | Fiberglass Reinforced Plastic | Pressurized
250549 | 2 |  | 1987-11-04 |  | 1987-11-04 |  | Currently in Use | Gas (Historical Use) | 10000 | Galvanic (STIP-3) | 1987-11-04 | Fiberglass Reinforced Plastic | Pressurized
250549 | 3 |  | 1987-11-04 |  | 1987-11-04 |  | Currently in Use | Gas (Historical Use) | 10000 | Galvanic (STIP-3) | 1987-11-04 | Fiberglass Reinforced Plastic | Pressurized
250549 | 4 |  | 1987-11-04 |  | 1987-11-04 |  | Currently in Use | Diesel | 4000 | Composite | 1988-11-10 | Fiberglass Reinforced Plastic | Pressurized
250550 | 1 |  | 1987-11-04 |  | 1987-11-04 |  | Removed from Ground | Gas (Historical Use) | 10000 | Fiberglass | 1987-11-04 | Fiberglass Reinforced Plastic | Pressurized
250550 | 2 |  | 1987-11-04 |  | 1987-11-04 |  | Removed from Ground | Gas (Historical Use) | 10000 | Fiberglass | 1987-11-04 | Fiberglass Reinforced Plastic | Pressurized
250550 | 3 |  | 1987-11-04 |  | 1987-11-04 |  | Removed from Ground | Gas (Historical Use) | 10000 | Fiberglass | 1987-11-04 | Fiberglass Reinforced Plastic | Pressurized
250550 | 4 |  | 1987-11-04 |  | 1987-11-04 |  | Removed from Ground | Diesel | 10000 | Fiberglass | 1987-11-04 | Fiberglass Reinforced Plastic | Pressurized
250550 | 5 |  |  | yes |  | yes | Removed from Ground | Used Oil | 550 | Bare Steel | 1987-11-04 | Bare Steel | Gravity Fed
250550 | A |  |  | no |  | no | Removed from Ground | Gas (Historical Use) | 10000 | Bare Steel
250550 | B |  |  | no |  | no | Removed from Ground | Gas (Historical Use) | 10000 | Bare Steel
250550 | C |  |  | no |  | no | Removed from Ground | Gas (Historical Use) | 10000 | Bare Steel
250550 | D |  |  | no |  | no | Removed from Ground | Diesel | 10000 | Bare Steel
250551 | 1 | Ball Float | 1988-01-01 |  | 1988-01-01 |  | Removed from Ground | Gas (Historical Use) | 10000 | Fiberglass | 1988-01-01 | Fiberglass Reinforced Plastic | Pressurized
250551 | 2 | Ball Float | 1988-01-01 |  | 1988-01-01 |  | Removed from Ground | Gas (Historical Use) | 10000 | Fiberglass | 1988-01-01 | Fiberglass Reinforced Plastic | Pressurized
250551 | 3 | Ball Float | 1988-01-01 |  | 1988-01-01 |  | Removed from Ground | Gas (Historical Use) | 10000 | Fiberglass | 1988-01-01 | Fiberglass Reinforced Plastic | Pressurized
250551 | 4 | Ball Float | 2013-04-01 | no | 2013-04-01 | no | Currently in Use | Gas (Historical Use) | 15000 | Tank Jacket Double Walled | 2013-04-01 | Double-Walled Fiberglass | Pressurized
250551 | 5 | Ball Float | 2013-04-01 | no | 2013-04-01 | no | Currently in Use | Gas (Historical Use) | 4000 | Tank Jacket Double Walled | 2013-04-01 | Double-Walled Fiberglass | Pressurized
250551 | 6 | Ball Float | 2013-04-01 | no | 2013-04-01 | no | Currently in Use | Diesel | 4000 | Tank Jacket Double Walled | 2013-04-01 | Double-Walled Fiberglass | Pressurized
250551 | 7 | Ball Float | 2013-04-01 | no | 2013-04-01 | no | Currently in Use | E-10 | 2000 | Tank Jacket Double Walled | 2013-04-01 | Double-Walled Fiberglass | Pressurized
250553 | 1 | Flapper Valve | 1987-11-04 | no | 1987-11-04 | no | Currently in Use | E-10 | 20000 | Composite Double Walled | 1987-11-04 | Fiberglass Reinforced Plastic | Pressurized
250553 | 2 | Flapper Valve | 1987-11-04 | no | 1987-11-04 | no | Currently in Use | E-10 | 12000 | Composite Double Walled | 1987-11-04 | Fiberglass Reinforced Plastic | Pressurized
250553 | 3 | Flapper Valve | 1987-11-04 | no | 1987-11-04 | no | Currently in Use | Diesel | 12000 | Composite Double Walled | 1987-11-04 | Fiberglass Reinforced Plastic | Pressurized
250553 | 4 | Flapper Valve | 1987-11-04 | no | 1987-11-04 | no | Currently in Use | Plus | 12000 | Composite Double Walled | 1987-11-04 | Fiberglass Reinforced Plastic | Pressurized
250553 | 5 | Flapper Valve | 1987-11-04 | no | 1987-11-04 | no | Currently in Use | Premium | 12000 | Composite Double Walled | 1987-11-04 | Fiberglass Reinforced Plastic | Pressurized
250554 | 1 | Flapper Valve |  | no | 1994-06-30 | no | Currently in Use | E-10 | 10000 | Fiberglass | 1987-11-04 | Fiberglass Reinforced Plastic | Pressurized
250554 | 2 | Flapper Valve |  | no | 1994-06-30 | no | Currently in Use | Premium | 10000 | Fiberglass | 1987-11-04 | Fiberglass Reinforced Plastic | Pressurized
250554 | 3 | Flapper Valve |  | no | 1994-06-30 | no | Currently in Use | Diesel On Road | 10000 | Fiberglass | 1987-11-04 | Fiberglass Reinforced Plastic | Pressurized
252000 | 1 |  | 1988-01-01 |  | 1988-01-01 |  | Removed from Ground | Gas (Historical Use) | 10000 | Fiberglass | 1988-01-01 | Fiberglass Reinforced Plastic | Pressurized
252000 | 2 |  | 1988-01-01 |  | 1988-01-01 |  | Removed from Ground | Gas (Historical Use) | 10000 | Fiberglass | 1988-01-01 | Fiberglass Reinforced Plastic | Pressurized
252000 | 3 |  | 1988-01-01 |  | 1988-01-01 |  | Removed from Ground | Gas (Historical Use) | 10000 | Fiberglass | 1988-01-01 | Fiberglass Reinforced Plastic | Pressurized
252001 | 1 | [5 empty] | Removed from Ground | Empty | 2000 | Bare Steel | 1956-03-20 | Galvanized Steel
252001 | 2 | [5 empty] | Removed from Ground | Empty | 2000 | Bare Steel | 1956-03-20 | Galvanized Steel
252001 | 3 | [5 empty] | Removed from Ground | Empty | 2000 | Bare Steel | 1956-03-20 | Galvanized Steel
252001 | 4 | Flapper Valve | 1987-06-04 | no | 1987-06-04 | no | Currently in Use | E-10 | 8000 | Steel-Impressed Current | 1987-06-04 | Flex | Pressurized
252001 | 5 | Flapper Valve | 1987-06-04 | no | 1987-06-04 | no | Currently in Use | E-10 | 8000 | Steel-Impressed Current | 1987-06-04 | Flex | Pressurized
252001 | 6 | Flapper Valve | 1998-06-04 | no | 1987-06-04 | no | Currently in Use | Premium | 8000 | Steel-Impressed Current | 1987-06-04 | Flex | Pressurized
252002 | 1 |  | 1987-11-04 |  | 1987-11-04 |  | Removed from Ground | Gas (Historical Use) | 8000 | Galvanic (STIP-3) | 1987-11-04 | Fiberglass Reinforced Plastic | Pressurized
252002 | 2 |  | 1987-11-04 |  | 1987-11-04 |  | Removed from Ground | Gas (Historical Use) | 8000 | Galvanic (STIP-3) | 1987-11-04 | Fiberglass Reinforced Plastic | Pressurized
252002 | 3 |  | 1987-11-04 |  | 1987-11-04 |  | Removed from Ground | Gas (Historical Use) | 8000 | Galvanic (STIP-3) | 1987-11-04 | Fiberglass Reinforced Plastic | Pressurized
252002 | 4 |  | 2005-02-15 | no | 2005-02-15 | no | Currently in Use | Gas (Historical Use) | 12000 | Fiberglass Double Walled | 2005-02-09 | Double-Walled Fiberglass | Pressurized
252002 | 5 |  | 2005-02-15 | no | 2005-02-15 | no | Currently in Use | Gas (Historical Use) | 8000 | Fiberglass Double Walled | 2005-02-09 | Double-Walled Fiberglass | Pressurized
252003 | 1 |  | 1987-11-04 |  | 1987-11-04 |  | Removed from Ground | Diesel | 3000 | Galvanic (STIP-3) | 1987-11-04 | Fiberglass Reinforced Plastic | Pressurized
252003 | 2 |  | 1987-11-04 |  | 1987-11-04 |  | Removed from Ground | Gas (Historical Use) | 3000 | Galvanic (STIP-3) | 1987-11-04 | Fiberglass Reinforced Plastic | Pressurized
252003 | 3A |  | 2009-04-01 | no | 2009-04-01 | no | Currently in Use | Gas (Historical Use) | 3000 | Composite Double Walled | 2009-04-01 | Fiberglass Reinforced Plastic | Suction (American)
252003 | 3B |  | 2009-04-01 | no | 2009-04-01 | no | Currently in Use | Diesel | 1000 | Composite Double Walled | 2009-04-01 | Fiberglass Reinforced Plastic | Suction (American)
252005 | 1 | [5 empty] | Removed from Ground | Gas (Historical Use) | 6020 | Bare Steel | 1985-11-04 | Galvanized Steel | Suction (American)
252005 | 2 | [5 empty] | Removed from Ground | Gas (Historical Use) | 4010 | Bare Steel | 1985-11-04 | Galvanized Steel | Suction (American)
252005 | 3 | [5 empty] | Removed from Ground | Gas (Historical Use) | 4010 | Bare Steel | 1985-11-04 | Galvanized Steel
252005 | 4 | [5 empty] | Removed from Ground | Gas (Historical Use) | 4010 | Cathodically Protected Steel | 1987-11-04 | Galvanized Steel | Suction (American)
252005 | 5A |  | 1991-04-01 |  | 1991-04-01 |  | Removed from Ground | Diesel | 5000 | Cathodically Protected Steel | 1991-04-01 | Cathodically Protected | Pressurized
252005 | 5B |  | 1991-04-01 |  | 1991-04-01 |  | Removed from Ground | Gas (Historical Use) | 5000 | Composite | 1991-04-01 | Double Walled | Pressurized
252005 | 6A |  | 1991-04-01 |  | 1991-04-01 |  | Removed from Ground | Gas (Historical Use) | 4000 | Composite | 1991-04-01 | Double Walled | Pressurized
252005 | 6B |  | 1991-04-01 |  | 1991-04-01 |  | Removed from Ground | Gas (Historical Use) | 4000 | Composite | 1991-04-01 | Double Walled | Pressurized
270014 | 1 | [5 empty] | Removed from Ground | Empty | 8000 | Bare Steel | 1979-04-23 | Galvanized Steel | Suction (American)
270014 | 2 | [5 empty] | Removed from Ground | Empty | 1000 | Bare Steel | 1974-04-24 | Galvanized Steel | Suction (American)
270015 | 1 |  | 1996-11-01 |  | 1996-11-01 |  | Closed in Ground | Gas (Historical Use) | 1000 | Steel-Impressed Current | 1956-04-30 | Cathodically Protected | Safe Suction (Euro)
270015 | 2 |  | 1996-11-01 |  | 1996-11-01 |  | Removed from Ground | Gas (Historical Use) | 1000 | Steel-Impressed Current | 1956-04-30 | Cathodically Protected | Safe Suction (Euro)
270015 | 3 |  | 1996-11-01 |  | 1996-11-01 |  | Removed from Ground | Gas (Historical Use) | 3000 | Steel-Impressed Current | 1966-04-28 | Cathodically Protected | Safe Suction (Euro)
270015 | 4 |  | 1996-11-01 |  | 1996-11-01 |  | Removed from Ground | Diesel | 2000 | Steel-Impressed Current | 1981-04-24 | Cathodically Protected | Safe Suction (Euro)
270017 | 1 | [5 empty] | Removed from Ground | Gas (Historical Use) | 2000 | Bare Steel | 1981-04-23 | Galvanized Steel | Safe Suction (Euro)
270017 | 2 | [5 empty] | Removed from Ground | Diesel | 2000 | Bare Steel | 1992-10-28 | Galvanized Steel
270017 | 205933 |  | 1992-10-28 |  | 1992-10-28 |  | Removed from Ground | Gas (Historical Use) | 1000 | Galvanic (STIP-3) | 1992-10-28 | Cathodically Protected | Safe Suction (Euro)
270017 | 205935 |  | 1992-10-28 |  | 1992-10-28 |  | Removed from Ground | Diesel | 1000 | Galvanic (STIP-3) | 1992-10-28 | Cathodically Protected | Safe Suction (Euro)
270017 | 3 | [5 empty] | Removed from Ground | Other | 500 | Bare Steel | 1961-04-28 | Unknown
270018 | 1 | [5 empty] | Removed from Ground | Gas (Historical Use) | 1000 | Bare Steel | 1982-04-11 | Galvanized Steel
270018 | 2 | [5 empty] | Removed from Ground | Gas (Historical Use) | 1000 | Bare Steel | 1982-04-11 | Galvanized Steel
270018 | 3 | [5 empty] | Removed from Ground | Gas (Historical Use) | 1000 | Bare Steel | 1971-04-14 | Galvanized Steel
270018 | 4 | [5 empty] | Removed from Ground | Empty | 1000 | Bare Steel | 1971-04-14 | Galvanized Steel
270018 | 5 | [5 empty] | Removed from Ground | Empty | 1000 | Bare Steel | 1971-04-14 | Galvanized Steel
270020 | 1 | [5 empty] | Removed from Ground | Gas (Historical Use) | 1000 | Bare Steel | 1973-04-20 | Galvanized Steel | Suction (American)
270021 | 1 | [5 empty] | Removed from Ground | Gas (Historical Use) | 2000 | Bare Steel | 1966-03-30 | Unknown
270021 | 2 | [5 empty] | Removed from Ground | Gas (Historical Use) | 2000 | Bare Steel | 1966-03-30 | Unknown
270021 | 3 | [5 empty] | Removed from Ground | Gas (Historical Use) | 2000 | Bare Steel | 1966-03-30 | Unknown
270022 | 1 | [5 empty] | Removed from Ground | Diesel | 1000 | Marked Unknown | 1970-05-03 | Unknown
270022 | 2 | [5 empty] | Removed from Ground | Gas (Historical Use) | 1000 | Marked Unknown | 1970-05-03 | Unknown
270024 | 1 | [5 empty] | Closed in Ground | Gas (Historical Use) | 6000 | Bare Steel | 1981-05-08 | Bare Steel | Pressurized
270024 | 2 | [5 empty] | Closed in Ground | Gas (Historical Use) | 6000 | Fiberglass | 1971-05-11 | Bare Steel | Pressurized
270025 | 1 | Ball Float | 1998-12-12 |  | 1998-12-12 |  | Currently in Use | Gas (Historical Use) | 4000 | Steel-Impressed Current | 1998-11-01 | Double-Walled Fiberglass | Pressurized
270025 | 2 | Ball Float | 1998-12-12 |  | 1998-12-12 |  | Currently in Use | Gas (Historical Use) | 10000 | Steel-Impressed Current | 1998-11-01 | Double-Walled Fiberglass | Pressurized
270025 | 3 | Ball Float | 1998-12-12 |  | 1998-12-12 |  | Currently in Use | Gas (Historical Use) | 10000 | Steel-Impressed Current | 1998-11-01 | Double-Walled Fiberglass | Pressurized
270025 | 4 | Ball Float | 1998-12-12 |  | 1998-12-12 |  | Currently in Use | Kerosene | 4000 | Steel-Impressed Current | 1998-11-01 | Double-Walled Fiberglass | Pressurized
270026 | 1 |  | 1992-08-16 |  | 1992-08-16 |  | Removed from Ground | Gas (Historical Use) | 10000 | Composite | 1976-05-09 | Fiberglass Reinforced Plastic | Pressurized
270026 | 10 | Ball Float | 1992-08-16 |  | 1992-08-16 |  | Currently in Use | Kerosene | 4000 | Composite | 1992-07-01 | Fiberglass Reinforced Plastic | Pressurized
270026 | 2 |  | 1992-08-16 |  | 1992-08-16 |  | Removed from Ground | Gas (Historical Use) | 8000 | Composite | 1976-05-09 | Fiberglass Reinforced Plastic | Pressurized
270026 | 3 |  | 1992-08-16 |  | 1992-08-16 |  | Removed from Ground | Gas (Historical Use) | 8000 | Composite | 1976-05-09 | Fiberglass Reinforced Plastic | Pressurized
270026 | 4 |  | 1992-08-16 |  | 1992-08-16 |  | Removed from Ground | Gas (Historical Use) | 8000 | Composite | 1976-05-09 | Fiberglass Reinforced Plastic | Pressurized
270026 | 5 |  | 1992-08-16 |  | 1992-08-16 |  | Removed from Ground | Gas (Historical Use) | 8000 | Composite | 1976-05-09 | Fiberglass Reinforced Plastic | Pressurized
270026 | 6 | Ball Float | 1992-08-16 |  | 1992-08-16 |  | Currently in Use | Gas (Historical Use) | 10000 | Composite | 1992-07-01 | Fiberglass Reinforced Plastic | Pressurized
270026 | 7 | Ball Float | 1992-08-16 |  | 1992-08-16 |  | Currently in Use | Gas (Historical Use) | 10000 | Composite | 1992-07-01 | Fiberglass Reinforced Plastic | Pressurized
270026 | 8 | Ball Float | 1992-08-16 |  | 1992-08-16 |  | Currently in Use | Gas (Historical Use) | 10000 | Composite | 1992-07-01 | Fiberglass Reinforced Plastic | Pressurized
270026 | 9 | Ball Float | 1992-08-16 |  | 1992-08-16 |  | Currently in Use | Diesel | 10000 | Composite | 1992-07-01 | Fiberglass Reinforced Plastic | Pressurized
270027 | 1 | Flapper Valve | 1998-05-11 | no | 1998-05-11 | no | Currently in Use | Regular | 10000 | Steel-Impressed Current | 2013-11-19 | Fiberglass Reinforced Plastic | Pressurized
270027 | 2 | Flapper Valve | 1998-05-11 | no | 1998-05-11 | no | Currently in Use | Regular | 8000 | Steel-Impressed Current | 1985-05-07 | Fiberglass Reinforced Plastic | Pressurized
270027 | 3 | Flapper Valve | 1998-05-11 | no | 1998-05-11 | no | Currently in Use | Premium | 8000 | Steel-Impressed Current | 1985-05-07 | Fiberglass Reinforced Plastic | Pressurized
270027 | 4 | Flapper Valve | 1998-05-11 | no | 1998-05-11 | no | Currently in Use | Diesel | 10000 | Steel-Impressed Current | 1985-05-07 | Fiberglass Reinforced Plastic | Safe Suction (Euro)
270029 | 1 |  |  | no |  | no | Removed from Ground |  | 1000 | Bare Steel | 1990-05-01 | Galvanized Steel
270029 | 2 |  |  | no |  | no | Removed from Ground | Empty | 1000 | Bare Steel | 1990-05-01 | Galvanized Steel | Suction (American)
270029 | 3 | Flapper Valve | 1990-05-01 | no | 1990-05-01 | no | Currently in Use | Regular | 2000 | Galvanic (STIP-3)/Sacrificial Anodes | 1990-05-01 | Fiberglass Reinforced Plastic | Suction (American)
270029 | 4 |  | 1990-05-01 | no | 1990-05-01 | no | Currently in Use |  | 2000 |  | 1990-05-01 | Fiberglass Reinforced Plastic | Suction (American)
270033 | 1 |  | 1998-12-07 |  | 1998-12-07 |  | Currently in Use | Gas (Historical Use) | 2000 | Steel-Impressed Current | 1971-05-12 | Cathodically Protected | Safe Suction (Euro)
270033 | 2 |  | 1998-12-07 |  | 1998-12-07 |  | Temporarily out of use | Gas (Historical Use) | 2000 | Steel-Impressed Current | 1971-05-12 | Cathodically Protected | Safe Suction (Euro)
270033 | 3 | [5 empty] | Removed from Ground | Gas (Historical Use) | 2000 | Bare Steel | 1971-05-12 | Galvanized Steel
270033 | 4 | [5 empty] | Removed from Ground | Kerosene | 280 | Bare Steel | 1982-05-09 | Galvanized Steel | Safe Suction (Euro)
270033 | 5 |  | 1991-01-18 |  | 1991-01-18 |  | Temporarily out of use | Gas (Historical Use) | 4000 | Cathodically Protected Steel | 1990-12-01 | Cathodically Protected | Safe Suction (Euro)
270035 | 1 | [5 empty] | Removed from Ground | Diesel | 10000 | Bare Steel | 1965-01-01 | Copper | Suction (American)
270036 | 1 |  |  | no |  | no | Removed from Ground |  | 10000 | Bare Steel | 1998-11-01 | Bare Steel | Suction (American)
270036 | 2 |  |  | no |  | no | Removed from Ground | Diesel | 1000 | Bare Steel | 1998-11-01 | Bare Steel | Suction (American)
270036 | 3 |  |  | no |  | no | Removed from Ground |  | 10000 | Bare Steel | 1998-11-01 | Bare Steel | Suction (American)
270036 | 4 | Ball Float | 2003-03-01 | no | 2003-03-01 | no | Currently in Use | Regular | 12000 | Composite | 2003-03-01 | Fiberglass Reinforced Plastic | Pressurized
270036 | 5 | Ball Float | 2003-03-01 | no | 2003-03-01 | no | Currently in Use | Premium | 8000 | Composite | 2003-03-01 | Fiberglass Reinforced Plastic | Pressurized
270036 | 6 | Ball Float | 2003-03-01 | no | 2003-03-01 | no | Currently in Use | Diesel | 3000 | Composite | 2003-03-01 | Fiberglass Reinforced Plastic | Pressurized
270036 | 7 | Flapper Valve | 2003-03-01 | no | 2003-03-01 | no | Currently in Use | Diesel Off Road | 1000 | Composite | 2003-03-01 | Fiberglass Reinforced Plastic | Pressurized
270037 | 1 | [5 empty] | Removed from Ground | Gas (Historical Use) | 12000 | Bare Steel | 1970-05-12 | Bare Steel | Suction (American)
270037 | 2 | [5 empty] | Removed from Ground | Gas (Historical Use) | 8000 | Bare Steel | 1970-05-12 | Bare Steel | Suction (American)
270037 | 3 | [5 empty] | Removed from Ground | Diesel | 4000 | Bare Steel | 1970-05-12 | Bare Steel | Suction (American)
270037 | 4 | [5 empty] | Removed from Ground | Diesel | 5000 | Bare Steel | 1998-12-01 | Bare Steel | Suction (American)
270037 | 5 | [5 empty] | Removed from Ground | Diesel | 5000 | Bare Steel | 1998-12-01 | Bare Steel | Suction (American)
270038 | 1 | [5 empty] | Removed from Ground | Gas (Historical Use) | 4000 | Bare Steel | 1971-05-12 | Galvanized Steel
270038 | 2 | [5 empty] | Removed from Ground | Gas (Historical Use) | 4000 | Bare Steel | 1971-05-12 | Galvanized Steel
270038 | 3 | [5 empty] | Removed from Ground | Gas (Historical Use) | 4000 | Bare Steel | 1971-05-12 | Galvanized Steel
270039 | 1 | [5 empty] | Removed from Ground | Gas (Historical Use) | 4000 | Bare Steel | 1956-05-15 | Galvanized Steel
270039 | 2 | [5 empty] | Removed from Ground | Gas (Historical Use) | 4000 | Bare Steel | 1956-05-15 | Galvanized Steel
270039 | 3 | [5 empty] | Removed from Ground | Gas (Historical Use) | 4000 | Bare Steel | 1956-05-15 | Galvanized Steel
270040 | 1 | [5 empty] | Removed from Ground | Gas (Historical Use) | 8000 | Cathodically Protected Steel | 1976-05-10 | Galvanized Steel
270040 | 2 | [5 empty] | Removed from Ground | Gas (Historical Use) | 4000 | Cathodically Protected Steel | 1984-05-08 | Galvanized Steel
270040 | 3 | [5 empty] | Removed from Ground | Gas (Historical Use) | 4000 | Cathodically Protected Steel | 1985-05-08 | Galvanized Steel
270040 | 4 | [5 empty] | Removed from Ground | Other | 4000 | Cathodically Protected Steel | 1976-05-10 | Galvanized Steel
270041 | 1 | [5 empty] | Removed from Ground | Gas (Historical Use) | 1000 | Composite | 1969-05-11 | Galvanized Steel
270041 | 2 | [5 empty] | Removed from Ground | Gas (Historical Use) | 1000 | Composite | 1969-05-11 | Galvanized Steel
270041 | 3 | [5 empty] | Permanently Out of Use - historical purposes | Gas (Historical Use) | 1000 | Composite | 1969-05-11 | Galvanized Steel
270041 | 4 | [5 empty] | Permanently Out of Use - historical purposes | Gas (Historical Use) | 1000 | Composite | 1969-05-11 | Galvanized Steel
270041 | 5 | [5 empty] | Permanently Out of Use - historical purposes | Diesel | 1000 | Composite | 1969-05-11 | Galvanized Steel
270044 | 1 | [5 empty] | Removed from Ground | Gas (Historical Use) | 1000 | Composite | 1974-05-10 | Galvanized Steel
270044 | 2 | [5 empty] | Removed from Ground | Gas (Historical Use) | 2000 | Composite | 1974-05-10 | Galvanized Steel
270045 | 1 | [5 empty] | Closed in Ground | Gas (Historical Use) | 560 | Composite | 1967-05-12 | Galvanized Steel
270045 | 2 | [5 empty] | Closed in Ground | Empty | 560 | Composite | 1967-05-12 | Galvanized Steel
270046 | 1 | [5 empty] | Closed in Ground | Other | 1000 | Composite | 1967-05-12 | Galvanized Steel
270046 | 2 | [5 empty] | Closed in Ground | Other | 1000 | Composite | 1967-05-12 | Galvanized Steel
270049 | 1 | [5 empty] | Removed from Ground | Gas (Historical Use) | 2500 | Composite | 1967-05-12 | Galvanized Steel
270049 | 2 | [5 empty] | Removed from Ground | Gas (Historical Use) | 2500 | Composite | 1967-05-12 | Galvanized Steel
270049 | 3 | [5 empty] | Removed from Ground | Gas (Historical Use) | 2500 | Composite | 1967-05-12 | Galvanized Steel
270049 | 4 | [5 empty] | Removed from Ground | Diesel | 2500 | Composite | 1967-05-12 | Galvanized Steel
270051 | 1 | [5 empty] | Removed from Ground | Gas (Historical Use) | 12000 | Bare Steel | 1971-05-12 | Galvanized Steel | Pressurized
270051 | 2 | [5 empty] | Removed from Ground | Gas (Historical Use) | 12000 | Bare Steel | 1971-05-12 | Galvanized Steel | Pressurized
270051 | 3 | [5 empty] | Removed from Ground | Gas (Historical Use) | 12000 | Bare Steel | 1971-05-12 | Galvanized Steel | Pressurized
270051 | 4 |  | 1998-06-29 |  | 1998-06-29 |  | Temporarily out of use | Gas (Historical Use) | 10000 | Composite | 1998-06-23 | Fiberglass Reinforced Plastic | Pressurized
270051 | 5A |  | 1998-06-29 |  | 1998-06-29 |  | Temporarily out of use | Gas (Historical Use) | 4000 | Composite | 1998-06-23 | Fiberglass Reinforced Plastic | Pressurized
270051 | 5B |  | 1998-06-29 |  | 1998-06-29 |  | Temporarily out of use | Gas (Historical Use) | 4000 | Composite | 1998-06-23 | Fiberglass Reinforced Plastic | Pressurized
270051 | 5C |  | 1998-06-29 |  | 1998-06-29 |  | Temporarily out of use | Kerosene | 2000 | Composite | 1998-06-23 | Fiberglass Reinforced Plastic | Pressurized
270053 | 1 | [5 empty] | Removed from Ground | Gas (Historical Use) | 2000 | Bare Steel | 1964-05-13 | Galvanized Steel | Pressurized
270053 | 2 | [5 empty] | Removed from Ground | Gas (Historical Use) | 2000 | Bare Steel | 1964-05-13 | Galvanized Steel | Pressurized
270053 | 3 | [5 empty] | Removed from Ground | Gas (Historical Use) | 2000 | Bare Steel | 1964-05-13 | Galvanized Steel | Pressurized
270053 | 4 | [5 empty] | Removed from Ground | Gas (Historical Use) | 2000 | Bare Steel | 1964-05-13 | Galvanized Steel | Pressurized
270053 | 5 |  |  | yes |  | yes | Removed from Ground | Used Oil | 500 | Bare Steel | 1964-05-13 | Galvanized Steel | Pressurized
270054 | 1 |  | 1999-01-14 |  | 1999-01-14 |  | Removed from Ground | Gas (Historical Use) | 2000 | Steel-Impressed Current | 1966-05-13 | Cathodically Protected | Suction (American)
270054 | 2 |  | 1999-01-14 |  | 1999-01-14 |  | Removed from Ground | Gas (Historical Use) | 2000 | Steel-Impressed Current | 1966-05-13 | Cathodically Protected | Suction (American)
270054 | 3 |  | 1999-01-01 |  | 1999-01-01 |  | Removed from Ground | Gas (Historical Use) | 4000 | Steel-Impressed Current | 1974-05-11 | Cathodically Protected | Suction (American)
270054 | 4 |  | 1999-01-14 |  | 1999-01-14 |  | Removed from Ground | Diesel | 4000 | Steel-Impressed Current | 1979-05-10 | Cathodically Protected | Suction (American)
270054 | 5 | [5 empty] | Closed in Ground | Kerosene | 500 | Bare Steel | 1974-05-13 | Bare Steel | Suction (American)
270054 | A |  |  | no |  | no | Removed from Ground | Not Marked/Tank Removed | 500 | Unknown | 2016-01-20 | Unknown
270054 | B |  |  | no |  | no | Removed from Ground | Not Marked/Tank Removed | 2000 | Unknown | 2016-01-26 | Unknown
270055 | 1 | Flapper Valve | 1999-05-04 | no | 1999-05-04 | no | Temporarily out of use | Regular | 4000 | Steel-Impressed Current | 1985-05-08 | Fiberglass Reinforced Plastic | Pressurized
270055 | 2 | Flapper Valve | 1999-05-04 | no | 1999-05-04 | no | Temporarily out of use | Premium | 4000 | Galvanic (STIP-3) | 1985-05-08 | Fiberglass Reinforced Plastic | Pressurized
270055 | 3 | Flapper Valve | 1999-05-04 | no | 1999-05-04 | no | Currently in Use | Diesel | 4000 | Galvanic (STIP-3) | 1985-05-08 | Fiberglass Reinforced Plastic | Pressurized
270056 | 1 | Ball Float | 1988-03-17 | no | 1998-11-30 | no | Currently in Use | Gas (Historical Use) | 7896 | Galvanic (STIP-3) | 1988-03-17 | Fiberglass Reinforced Plastic | Pressurized
270056 | 2 | Ball Float | 1988-03-17 | no | 1998-11-30 | no | Currently in Use | Gas (Historical Use) | 7896 | Galvanic (STIP-3) | 1988-03-17 | Fiberglass Reinforced Plastic | Pressurized
270056 | 3 | Ball Float | 1988-03-17 | no | 1998-11-30 | no | Currently in Use | Diesel | 7896 | Galvanic (STIP-3) | 1988-03-17 | Fiberglass Reinforced Plastic | Pressurized
270057 | 1 | [5 empty] | Removed from Ground | Gas (Historical Use) | 2000 | Bare Steel | 1986-08-04 | Galvanized Steel
270057 | 2 | [5 empty] | Removed from Ground | Gas (Historical Use) | 3000 | Bare Steel | 1986-08-04 | Galvanized Steel
270057 | 3 | [5 empty] | Removed from Ground | Kerosene | 2000 | Bare Steel | 1986-08-04 | Galvanized Steel
270057 | 4 | [5 empty] | Removed from Ground | Diesel | 3000 | Bare Steel | 1986-08-04 | Galvanized Steel
270058 | 1 | [5 empty] | Removed from Ground | Gas (Historical Use) | 2000 | Not Marked/Unknown | 1974-01-01 | Not Marked
270058 | 2 | [5 empty] | Removed from Ground | Gas (Historical Use) | 2000 | Not Marked/Unknown | 1974-01-01 | Not Marked
270058 | 3 | [5 empty] | Removed from Ground | Gas (Historical Use) | 2000 | Not Marked/Unknown | 1974-01-01 | Not Marked
270058 | 4 |  | 1998-10-01 |  | 1998-10-01 |  | Temporarily out of use | Diesel | 2000 | Cathodically Protected Steel | 1986-06-15 | Cathodically Protected | Safe Suction (Euro)
270058 | 5 |  | 1998-10-01 |  | 1998-10-01 |  | Temporarily out of use | Gas (Historical Use) | 3000 | Cathodically Protected Steel | 1986-06-15 | Cathodically Protected | Safe Suction (Euro)
270058 | 6 |  | 1998-10-01 |  | 1998-10-01 |  | Temporarily out of use | Gas (Historical Use) | 4000 | Cathodically Protected Steel | 1986-06-15 | Cathodically Protected | Safe Suction (Euro)
270059 | 1 |  | 1996-01-01 |  | 1996-01-01 |  | Removed from Ground | Gas (Historical Use) | 4000 | Steel-Impressed Current | 1974-05-16 | Cathodically Protected | Safe Suction (Euro)
270059 | 2 |  | 1996-01-01 |  | 1996-01-01 |  | Removed from Ground | Gas (Historical Use) | 4000 | Steel-Impressed Current | 1974-05-16 | Cathodically Protected | Safe Suction (Euro)
270059 | 3 |  | 1996-01-01 |  | 1996-01-01 |  | Removed from Ground | Gas (Historical Use) | 4000 | Steel-Impressed Current | 1974-05-16 | Cathodically Protected | Safe Suction (Euro)
270059 | 4 |  | 1996-01-01 |  | 1996-01-01 |  | Removed from Ground | Gas (Historical Use) | 4000 | Steel-Impressed Current | 1974-05-16 | Cathodically Protected | Safe Suction (Euro)
270059 | 5 |  | 1996-01-01 |  | 1996-01-01 |  | Removed from Ground | Gas (Historical Use) | 4000 | Steel-Impressed Current | 1974-05-16 | Cathodically Protected | Safe Suction (Euro)
270061 | 1 |  | 1998-09-08 |  | 1998-09-08 |  | Removed from Ground | Diesel | 10000 | Galvanic (STIP-3) | 1987-01-01 | Fiberglass Reinforced Plastic | Suction (American)
270063 | 1 | [5 empty] | Removed from Ground | Gas (Historical Use) | 2000 | Cathodically Protected Steel | 1986-01-01 | Galvanized Steel
270063 | 2 | [5 empty] | Removed from Ground | Gas (Historical Use) | 2000 | Cathodically Protected Steel | 1986-01-01 | Galvanized Steel
270063 | 3 | [5 empty] | Removed from Ground | Gas (Historical Use) | 1000 | Cathodically Protected Steel | 1986-01-01 | Galvanized Steel
270063 | 4 | [5 empty] | Removed from Ground | Kerosene | 1000 | Cathodically Protected Steel | 1986-01-01 | Galvanized Steel
270066 | 1 | [5 empty] | Removed from Ground | Gas (Historical Use) | 1000 | Composite | 1973-01-04 | Galvanized Steel | Suction (American)
270066 | 2 | [5 empty] | Removed from Ground | Diesel | 1000 | Composite | 1973-01-04 | Galvanized Steel | Suction (American)
270067 | 1 | [5 empty] | Removed from Ground | Gas (Historical Use) | 3000 | Bare Steel | 1983-01-02 | Galvanized Steel
270067 | 2 | [5 empty] | Removed from Ground | Gas (Historical Use) | 4000 | Bare Steel | 1983-01-02 | Galvanized Steel
272000 | 1 |  | 1993-01-01 |  | 1993-01-01 |  | Currently in Use | Gas (Historical Use) | 8000 | Steel-Impressed Current | 1992-09-01 | Double Walled | Pressurized
272000 | 2 |  | 1993-01-01 |  | 1993-01-01 |  | Currently in Use | Gas (Historical Use) | 8000 | Steel-Impressed Current | 1992-09-01 | Double Walled | Pressurized
272001 | 1 |  | 1993-01-01 |  | 1993-01-01 |  | Currently in Use | Gas (Historical Use) | 8000 | Unknown | 1978-05-04 | Double Walled | Pressurized
272001 | 2 |  | 1993-01-01 |  | 1993-01-01 |  | Currently in Use | Gas (Historical Use) | 8000 | Unknown | 1978-05-04 | Double Walled | Pressurized
272002 | 1 | Flapper Valve | 1996-09-01 |  | 1996-09-01 |  | Removed from Ground | Gas (Historical Use) | 8000 | Steel-Impressed Current | 1976-05-04 | Steel (Impressed Current) | Pressurized
272002 | 2 | Flapper Valve | 1996-09-01 |  | 1996-09-01 |  | Removed from Ground | Gas (Historical Use) | 8000 | Steel-Impressed Current | 1976-05-04 | Steel (Impressed Current) | Pressurized
272002 | 3 | Flapper Valve | 1996-09-01 |  | 1996-09-01 |  | Removed from Ground | Gas (Historical Use) | 8000 | Steel-Impressed Current | 1976-05-04 | Steel (Impressed Current) | Pressurized
280002 | 1 | [5 empty] | Removed from Ground | Diesel | 1000 | Bare Steel | 1975-01-31 | Galvanized Steel | Suction (American)
280004 | 2201 |  | 1984-10-01 |  | 1992-05-18 |  | Currently in Use | Gas (Historical Use) | 8000 | Cathodically Protected Steel | 1984-10-01 | Fiberglass Reinforced Plastic | Pressurized
280004 | 2202 |  | 1984-10-01 |  | 1992-05-18 |  | Currently in Use | Gas (Historical Use) | 8000 | Cathodically Protected Steel | 1984-10-01 | Fiberglass Reinforced Plastic | Pressurized
280004 | 2203 |  | 1984-10-01 |  | 1992-05-18 |  | Currently in Use | Gas (Historical Use) | 8000 | Cathodically Protected Steel | 1984-10-01 | Fiberglass Reinforced Plastic | Pressurized
280005 | 1 | [5 empty] | Removed from Ground | Diesel | 3000 | Bare Steel | 1980-03-07 | Bare Steel | Suction (American)
280006 | 1 | [5 empty] | Removed from Ground | Gas (Historical Use) | 1000 | Bare Steel | 1962-03-12 | Galvanized Steel
280006 | 1A | [5 empty] | Removed from Ground | Gas (Historical Use) | 3000 | Cathodically Protected Steel | 1990-01-01 | Fiberglass Reinforced Plastic
280009 | 1 |  | 1998-12-23 |  | 1994-08-02 |  | Removed from Ground | Gas (Historical Use) | 10000 | Cathodically Protected Steel | 1977-03-26 | Cathodically Protected | Pressurized
280009 | 2 |  | 1998-12-23 |  | 1994-08-02 |  | Removed from Ground | Gas (Historical Use) | 10000 | Cathodically Protected Steel | 1977-03-26 | Cathodically Protected | Pressurized
280009 | 3 |  | 1998-12-23 |  | 1994-08-02 |  | Removed from Ground | Gas (Historical Use) | 10000 | Cathodically Protected Steel | 1977-03-26 | Cathodically Protected | Pressurized
280011 | 1 | [5 empty] | Removed from Ground | Gas (Historical Use) | 1000 | Bare Steel | 1979-03-22 | Galvanized Steel
280011 | 2 | [5 empty] | Removed from Ground | Diesel | 500 | Bare Steel | 1966-03-25 | Galvanized Steel
280011 | 3 | [5 empty] | Removed from Ground | Diesel | 5000 | Not Marked/Unknown | 1994-11-03 | Not Marked
280011 | 4 | [5 empty] | Removed from Ground | Other | 2000 | Not Marked/Unknown | 1994-11-03 | Not Marked
280011 | 5A |  | 1998-06-26 |  | 1998-06-26 |  | Currently in Use | Gas (Historical Use) | 7000 | Composite | 1998-06-26 | Fiberglass Reinforced Plastic | Safe Suction (Euro)
280011 | 5B |  | 1998-06-26 |  | 1998-06-26 |  | Currently in Use | Diesel | 3000 | Composite | 1998-06-26 | Fiberglass Reinforced Plastic | Safe Suction (Euro)
280011 | 7 | [5 empty] | Removed from Ground | Diesel | 6000 | Bare Steel | 1969-01-01 | Bare Steel
280014 | 1 | [5 empty] | Removed from Ground | Gas (Historical Use) | 500 | Bare Steel | 1961-04-21 | Galvanized Steel | Gravity Fed
280014 | 2 | [5 empty] | Removed from Ground | Gas (Historical Use) | 500 | Bare Steel | 1961-04-21 | Galvanized Steel | Gravity Fed
280015 | 1 |  | 1992-12-01 |  | 1992-12-01 |  | Removed from Ground | Gas (Historical Use) | 4410 | Cathodically Protected Steel | 1983-04-16 | Fiberglass Reinforced Plastic | Pressurized
280015 | 2 |  | 2003-02-10 | no | 2003-02-10 | no | Currently in Use | Gas (Historical Use) | 12000 | Epoxy Double-Walled | 2003-02-10 | Fiberglass Reinforced Plastic | Pressurized
280018 | 1 | [5 empty] | Removed from Ground | Diesel | 10000 | Bare Steel | 1957-04-21 | Galvanized Steel
280018 | 2 | [5 empty] | Removed from Ground | Diesel | 500 | Bare Steel | 1981-04-15 | Galvanized Steel
280019 | 5 | [5 empty] | Removed from Ground | Gas (Historical Use) | 1000 | Bare Steel | 1990-01-01 | Galvanized Steel
280026 | 1 | [5 empty] | Removed from Ground | Diesel | 10000 | Bare Steel | 1978-04-16 | Galvanized Steel | Pressurized
280027 | 1 |  | 1997-06-01 |  | 1997-06-01 |  | Removed from Ground | Gas (Historical Use) | 3000 | Steel-Impressed Current | 1985-01-01 | Cathodically Protected | Suction (American)
280027 | 2 |  | 1997-06-01 |  | 1997-06-01 |  | Removed from Ground | Gas (Historical Use) | 1000 | Steel-Impressed Current | 1985-01-01 | Cathodically Protected | Suction (American)
280027 | 3 |  | 1997-06-01 |  | 1997-06-01 |  | Removed from Ground | Gas (Historical Use) | 4000 | Steel-Impressed Current | 1985-01-01 | Cathodically Protected | Suction (American)
280027 | 4 |  | 1997-06-01 |  | 1997-06-01 |  | Removed from Ground | Diesel | 1000 | Steel-Impressed Current | 1985-01-01 | Cathodically Protected | Suction (American)
280028 | X | [5 empty] | Removed from Ground | Gas (Historical Use) | 4000 | Bare Steel | 1981-04-22 | Galvanized Steel | Suction (American)
280030 | 1 | [5 empty] | Removed from Ground | Gas (Historical Use) | 1000 | Bare Steel | 1982-04-17 | Galvanized Steel | Safe Suction (Euro)
280032 | 1 | [5 empty] | Removed from Ground | Diesel | 1 | Bare Steel | 1998-01-30 | Galvanized Steel
280032 | 2 | [5 empty] | Removed from Ground | Diesel | 1 | Bare Steel | 1998-01-30 | Galvanized Steel
280032 | 3 | [5 empty] | Removed from Ground | Gas (Historical Use) | 1 | Bare Steel | 1998-01-30 | Galvanized Steel
280032 | 4 |  | 1997-03-27 |  | 1997-03-27 |  | Removed from Ground | Diesel | 6000 | Galvanic (STIP-3) | 1997-03-07 | Fiberglass Reinforced Plastic | Suction (American)
280034 | 1 | [5 empty] | Removed from Ground | Gas (Historical Use) | 6000 | Bare Steel | 1965-04-28 | Galvanized Steel
280034 | 2 | [5 empty] | Removed from Ground | Gas (Historical Use) | 6000 | Bare Steel | 1965-04-28 | Galvanized Steel
280034 | 3 | [5 empty] | Removed from Ground | Gas (Historical Use) | 6000 | Bare Steel | 1965-04-28 | Galvanized Steel
280034 | 4 | [5 empty] | Removed from Ground | Diesel | 6000 | Bare Steel | 1965-04-28 | Galvanized Steel
280034 | 5 |  |  | yes |  | yes | Permanently Out of Use - historical purposes | Used Oil | 550 | Bare Steel | 1965-04-28 | Galvanized Steel | Gravity Fed
280034 | 6 |  | 1998-05-28 |  | 1998-05-28 |  | Currently in Use | Gas (Historical Use) | 6000 | Galvanic (STIP-3) | 1986-11-19 | Fiberglass Reinforced Plastic | Pressurized
280034 | 7 |  | 1998-05-28 |  | 1998-05-28 |  | Currently in Use | Gas (Historical Use) | 6000 | Galvanic (STIP-3) | 1986-11-19 | Fiberglass Reinforced Plastic | Pressurized
280034 | 8 |  | 1998-05-28 |  | 1998-05-28 |  | Currently in Use | Gas (Historical Use) | 6000 | Galvanic (STIP-3) | 1986-11-19 | Fiberglass Reinforced Plastic | Pressurized
280034 | 9 |  | 1998-05-28 |  | 1998-05-28 |  | Currently in Use | Diesel | 6000 | Galvanic (STIP-3) | 1986-11-19 | Fiberglass Reinforced Plastic | Suction (American)
280035 | 1 | [5 empty] | Removed from Ground | Gas (Historical Use) | 2000 | Bare Steel | 1971-04-09 | Galvanized Steel
280035 | 2 | [5 empty] | Removed from Ground | Gas (Historical Use) | 2000 | Bare Steel | 1971-04-09 | Galvanized Steel
280035 | 3 | [5 empty] | Removed from Ground | Gas (Historical Use) | 4000 | Bare Steel | 1971-04-09 | Galvanized Steel
280037 | 1 | [5 empty] | Closed in Ground | Gas (Historical Use) | 560 | Bare Steel | 1972-08-08 | Galvanized Steel
280037 | 2 | [5 empty] | Closed in Ground | Gas (Historical Use) | 560 | Bare Steel | 1972-08-08 | Galvanized Steel
280038 | 1 | [5 empty] | Removed from Ground | Gas (Historical Use) | 2000 | Bare Steel | 1967-08-10 | Galvanized Steel
280038 | 2 | [5 empty] | Removed from Ground | Gas (Historical Use) | 2000 | Bare Steel | 1967-08-10 | Galvanized Steel
280038 | 3 | [5 empty] | Removed from Ground | Gas (Historical Use) | 1000 | Bare Steel | 1967-08-10 | Galvanized Steel
280040 | 1 | [5 empty] | Removed from Ground | Diesel | 560 | Cathodically Protected Steel | 1987-11-05 | Galvanized Steel | Safe Suction (Euro)
280040 | 2 | [5 empty] | Removed from Ground | Gas (Historical Use) | 2000 | Bare Steel | 1973-09-01 | Galvanized Steel | Safe Suction (Euro)
280040 | 205936 |  | 1992-12-30 |  | 1992-12-30 |  | Removed from Ground | Diesel | 1000 | Galvanic (STIP-3) | 1992-12-30 | Cathodically Protected | Safe Suction (Euro)
280040 | 205937 |  | 1992-12-30 |  | 1992-12-30 |  | Removed from Ground | Gas (Historical Use) | 1000 | Galvanic (STIP-3) | 1992-12-30 | Cathodically Protected | Safe Suction (Euro)
280041 | 61901 | [5 empty] | Removed from Ground | Gas (Historical Use) | 1000 | Bare Steel | 1966-05-04 | Bare Steel | Safe Suction (Euro)
280041 | 61903 | [5 empty] | Removed from Ground | Diesel | 500 | Bare Steel | 1966-05-04 | Bare Steel | Safe Suction (Euro)
280041 | 619D1 | [5 empty] | Removed from Ground | Diesel | 1000 | Bare Steel | 1981-04-30 | Bare Steel | Safe Suction (Euro)
280041 | 619G1 | [5 empty] | Removed from Ground | Gas (Historical Use) | 1000 | Cathodically Protected Steel | 1987-12-01 | Galvanized Steel | Safe Suction (Euro)
280042 | 1 | Ball Float | 1992-09-02 |  | 1992-09-02 |  | Currently in Use | Gas (Historical Use) | 6000 | Steel-Impressed Current | 1982-05-03 | Fiberglass Reinforced Plastic | Pressurized
280042 | 2 | Ball Float | 1992-09-02 |  | 1992-09-02 |  | Currently in Use | Gas (Historical Use) | 6000 | Steel-Impressed Current | 1982-05-03 | Fiberglass Reinforced Plastic | Pressurized
280042 | 3 | Ball Float | 1992-09-02 |  | 1992-09-02 |  | Currently in Use | Gas (Historical Use) | 8000 | Steel-Impressed Current | 1982-05-03 | Fiberglass Reinforced Plastic | Pressurized
280042 | 4 |  | 1992-09-02 |  | 1992-09-02 |  | Removed from Ground | Diesel | 6000 | Bare Steel | 1982-05-03 | Galvanized Steel | Safe Suction (Euro)
280043 | 1 | [5 empty] | Removed from Ground | Gas (Historical Use) | 6000 | Bare Steel | 1970-01-01 | Galvanized Steel
280043 | 2 | [5 empty] | Removed from Ground | Gas (Historical Use) | 6000 | Bare Steel | 1970-01-01 | Galvanized Steel
280043 | 3 | [5 empty] | Removed from Ground | Gas (Historical Use) | 6000 | Bare Steel | 1970-01-01 | Galvanized Steel
280043 | 4 | [5 empty] | Removed from Ground | Kerosene | 1000 | Bare Steel | 1973-01-01 | Galvanized Steel
280043 | 5 | Ball Float | 1991-01-01 |  | 1991-01-01 |  | Currently in Use | Gas (Historical Use) | 10000 | Composite | 1991-01-01 | Fiberglass Reinforced Plastic | Pressurized
280043 | 6 | Ball Float | 1991-01-01 |  | 1991-01-01 |  | Currently in Use | Gas (Historical Use) | 10000 | Composite | 1991-01-01 | Fiberglass Reinforced Plastic | Pressurized
280043 | 7 | Ball Float | 1991-01-01 |  | 1991-01-01 |  | Currently in Use | Gas (Historical Use) | 10000 | Composite | 1991-01-01 | Fiberglass Reinforced Plastic | Pressurized
280043 | 8 | Ball Float | 1991-01-01 |  | 1991-01-01 |  | Currently in Use | Diesel | 5000 | Composite | 1991-01-01 | Fiberglass Reinforced Plastic | Pressurized
280043 | 9 | Ball Float | 1991-01-01 |  | 1991-01-01 |  | Currently in Use | Diesel | 5000 | Composite | 1991-01-01 | Fiberglass Reinforced Plastic | Pressurized
280044 | 1 | Ball Float | 1996-11-05 | no | 1996-11-05 | no | Currently in Use | Gas (Historical Use) | 6000 | Steel-Impressed Current | 1982-04-19 | Fiberglass Reinforced Plastic | Pressurized
280044 | 2 | Ball Float | 1996-11-05 | no | 1996-11-05 | no | Currently in Use | Gas (Historical Use) | 8000 | Steel-Impressed Current | 1982-04-19 | Fiberglass Reinforced Plastic | Pressurized
280044 | 3 | Ball Float | 1996-11-05 | no | 1996-11-05 | no | Currently in Use | Gas (Historical Use) | 6000 | Steel-Impressed Current | 1982-04-19 | Fiberglass Reinforced Plastic | Pressurized
280045 | DIE |  | 1989-12-27 |  | 1989-12-27 |  | Temporarily out of use | Diesel | 2000 | Galvanic (STIP-3) | 1989-12-27 | Galvanized Steel | Suction (American)
280045 | K-1 |  | 1998-06-09 |  | 1998-06-09 |  | Temporarily out of use | Kerosene | 1000 | Galvanic (STIP-3) | 1978-04-20 | Galvanized Steel | Suction (American)
280045 | PL |  | 1998-06-09 |  | 1998-06-09 |  | Temporarily out of use | Gas (Historical Use) | 4000 | Galvanic (STIP-3) | 1978-04-20 | Galvanized Steel | Suction (American)
280045 | PR |  | 1998-06-01 |  | 1998-06-01 |  | Temporarily out of use | Gas (Historical Use) | 4000 | Galvanic (STIP-3) | 1978-04-20 | Galvanized Steel | Suction (American)
280045 | TK1 | [5 empty] | Closed in Ground | Empty | 1 | Marked Unknown | 1977-11-01 | Unknown
280045 | TK2 | [5 empty] | Closed in Ground | Empty | 1 | Marked Unknown | 1977-11-01 | Unknown
280045 | UN |  | 1998-06-09 |  | 1998-06-09 |  | Temporarily out of use | Gas (Historical Use) | 6000 | Galvanic (STIP-3) | 1978-04-20 | Galvanized Steel | Suction (American)
280046 | 1 | [5 empty] | Removed from Ground | Gas (Historical Use) | 6000 | Bare Steel | 1981-04-19 | Galvanized Steel | Safe Suction (Euro)
280046 | 2 | [5 empty] | Removed from Ground | Gas (Historical Use) | 8000 | Bare Steel | 1981-04-19 | Galvanized Steel | Safe Suction (Euro)
280046 | 3 | [5 empty] | Removed from Ground | Gas (Historical Use) | 6000 | Bare Steel | 1981-04-19 | Galvanized Steel | Safe Suction (Euro)
280046 | 4 | Ball Float | 1994-11-02 |  | 1994-11-02 |  | Currently in Use | Diesel | 6000 | Composite | 1994-11-02 | Fiberglass Reinforced Plastic | Pressurized
280046 | 5 | Ball Float | 1994-11-02 |  | 1994-11-02 |  | Currently in Use | Gas (Historical Use) | 6000 | Composite | 1994-11-02 | Fiberglass Reinforced Plastic | Pressurized
280046 | 6 | Ball Float | 1994-11-02 |  | 1994-11-02 |  | Temporarily out of use | Gas (Historical Use) | 6000 | Composite | 1994-11-02 | Fiberglass Reinforced Plastic | Pressurized
280048 | 1 | Ball Float | 1992-06-05 |  | 1992-06-05 |  | Currently in Use | Gas (Historical Use) | 10000 | Galvanic (STIP-3) | 1985-04-15 | Double-Walled Fiberglass | Pressurized
280048 | 2 | Ball Float | 1992-06-05 |  | 1992-06-05 |  | Currently in Use | Gas (Historical Use) | 10000 | Galvanic (STIP-3) | 1985-04-18 | Double-Walled Fiberglass | Pressurized
280048 | 3 | Ball Float | 1992-06-05 |  | 1992-06-05 |  | Currently in Use | Gas (Historical Use) | 10000 | Galvanic (STIP-3) | 1985-04-18 | Double-Walled Fiberglass | Pressurized
280049 | 1 |  | 1994-10-16 |  | 1994-10-16 |  | Temporarily out of use | Gas (Historical Use) | 4000 | Steel-Impressed Current | 1983-04-19 | Cathodically Protected | Safe Suction (Euro)
280049 | 2 |  | 1994-10-16 |  | 1994-10-16 |  | Temporarily out of use | Diesel | 4000 | Steel-Impressed Current | 1983-04-19 | Cathodically Protected | Safe Suction (Euro)
280049 | 3 |  | 1994-10-16 |  | 1994-10-16 |  | Temporarily out of use | Gas (Historical Use) | 6000 | Steel-Impressed Current | 1983-04-19 | Cathodically Protected | Safe Suction (Euro)
280049 | 4 |  |  |  | 1994-10-16 |  | Removed from Ground | Diesel | 1000 | Bare Steel | 1976-04-20 | Galvanized Steel | Safe Suction (Euro)
280049 | 5 |  |  |  | 1994-10-16 |  | Removed from Ground | Diesel | 1000 | Bare Steel | 1966-04-23 | Galvanized Steel | Safe Suction (Euro)
280049 | 6 |  | 1994-10-16 |  | 1994-10-16 |  | Temporarily out of use | Diesel | 3000 | Steel-Impressed Current | 1996-11-13 | Cathodically Protected | Safe Suction (Euro)
280050 | 1 | [5 empty] | Removed from Ground | Gas (Historical Use) | 10000 | Bare Steel | 1982-04-19 | Galvanized Steel
280050 | 2 | [5 empty] | Removed from Ground | Gas (Historical Use) | 8000 | Bare Steel | 1982-04-19 | Galvanized Steel
280050 | 3 | [5 empty] | Removed from Ground | Gas (Historical Use) | 8000 | Bare Steel | 1982-04-19 | Galvanized Steel
280050 | 4 | [5 empty] | Removed from Ground | Empty | 3000 | Bare Steel | 1982-04-19 | Galvanized Steel
280050 | 5 | Ball Float | 1992-07-28 |  | 1992-07-28 |  | Currently in Use | Gas (Historical Use) | 10000 | Composite | 1992-07-28 | Double-Walled Fiberglass | Pressurized
280050 | 6 | Ball Float | 1992-07-28 |  | 1992-07-28 |  | Currently in Use | Gas (Historical Use) | 8000 | Composite | 1992-07-28 | Double-Walled Fiberglass | Pressurized
280050 | 7 | Ball Float | 1992-07-28 |  | 1992-07-28 |  | Currently in Use | Diesel | 8000 | Composite | 1992-07-28 | Double-Walled Fiberglass | Pressurized
280050 | 8 | Ball Float | 1992-07-28 |  | 1992-07-28 |  | Currently in Use | Diesel | 5000 | Composite | 1992-07-28 | Double-Walled Fiberglass | Pressurized
280052 | 1 | [5 empty] | Removed from Ground | Gas (Historical Use) | 6000 | Bare Steel | 1972-04-21 | Galvanized Steel | Suction (American)
280052 | 2 | [5 empty] | Removed from Ground | Gas (Historical Use) | 6000 | Bare Steel | 1979-04-20 | Galvanized Steel | Suction (American)
280052 | 3 | [5 empty] | Removed from Ground | Gas (Historical Use) | 6000 | Bare Steel | 1972-04-21 | Galvanized Steel | Suction (American)
280052 | 4 |  | 1992-04-07 |  | 1992-04-07 |  | Currently in Use | Gas (Historical Use) | 10000 | Composite | 1992-04-07 | Double-Walled Fiberglass | Pressurized
280052 | 5 |  | 1992-04-09 |  | 1992-04-07 |  | Currently in Use | Gas (Historical Use) | 6000 | Composite | 1992-04-07 | Double-Walled Fiberglass | Pressurized
280052 | 6 |  | 1992-04-07 |  | 1992-04-07 |  | Currently in Use | Gas (Historical Use) | 6000 | Composite | 1992-04-07 | Double-Walled Fiberglass | Pressurized
280055 | 1 |  | 1999-03-01 |  | 1999-03-01 |  | Removed from Ground | Gas (Historical Use) | 12000 | Composite | 1999-03-01 | Double Walled | Pressurized
280055 | 2 |  | 1999-03-01 |  | 1999-03-01 |  | Removed from Ground | Gas (Historical Use) | 12000 | Composite | 1999-03-01 | Double Walled | Pressurized
280055 | 3 |  | 1999-03-01 |  | 1999-03-01 |  | Removed from Ground | Diesel | 12000 | Composite | 1999-03-01 | Double Walled | Pressurized
280055 | 4101 | [5 empty] | Removed from Ground | Gas (Historical Use) | 10000 | Bare Steel | 1980-01-01 | Bare Steel | Pressurized
280055 | 4102 | [5 empty] | Removed from Ground | Gas (Historical Use) | 10000 | Bare Steel | 1980-01-01 | Bare Steel | Pressurized
280055 | 4103 | [5 empty] | Removed from Ground | Gas (Historical Use) | 10000 | Bare Steel | 1980-01-01 | Bare Steel | Pressurized
280055 | 4104 | [5 empty] | Removed from Ground | Diesel | 10000 | Bare Steel | 1980-01-01 | Bare Steel | Pressurized
280056 | 1 |  |  | yes |  | yes | Removed from Ground | Used Oil | 2000 | Bare Steel | 1976-04-23 | Galvanized Steel | Gravity Fed
280057 | 1 |  | 1994-01-01 |  | 1994-01-01 |  | Removed from Ground | Gas (Historical Use) | 10000 | Composite | 1985-04-29 | Fiberglass Reinforced Plastic
280057 | 2 |  | 1994-01-01 |  | 1994-01-01 |  | Removed from Ground | Gas (Historical Use) | 10000 | Composite | 1985-04-29 | Fiberglass Reinforced Plastic
280057 | 3 |  | 1994-01-01 |  | 1994-01-01 |  | Removed from Ground | Gas (Historical Use) | 10000 | Composite | 1985-04-29 | Fiberglass Reinforced Plastic
280057 | 4 |  | 1994-01-01 |  | 1994-01-01 |  | Removed from Ground | Diesel | 10000 | Composite | 1985-04-29 | Fiberglass Reinforced Plastic
280057 | 5 |  | 1990-07-16 | no | 1990-07-16 | no | Removed from Ground | Kerosene | 6000 | Fiberglass | 1990-07-16
280059 | 1 | [5 empty] | Removed from Ground | Diesel | 10000 | Bare Steel | 1969-04-04 | Galvanized Steel
280059 | 2 | [5 empty] | Removed from Ground | Diesel | 10000 | Bare Steel | 1969-04-04 | Galvanized Steel
280059 | 3 | [5 empty] | Removed from Ground | Gas (Historical Use) | 10000 | Bare Steel | 1969-04-04 | Galvanized Steel
280059 | 4 |  | 1990-12-27 |  | 1990-12-27 |  | Removed from Ground | Diesel | 12000 | Steel-Impressed Current | 1990-12-27 | Double Walled | Pressurized
280060 | 1 | [5 empty] | Removed from Ground | Diesel | 550 | Bare Steel | 1976-05-01 | Bare Steel | Safe Suction (Euro)
280061 | 3601 |  | 1991-03-15 |  | 1991-03-15 |  | Currently in Use | Gas (Historical Use) | 8000 | Steel-Impressed Current | 1983-01-01 | Fiberglass Reinforced Plastic | Pressurized
280061 | 3602 |  | 1991-03-15 |  | 1991-03-15 |  | Currently in Use | Gas (Historical Use) | 8000 | Steel-Impressed Current | 1983-01-01 | Fiberglass Reinforced Plastic | Pressurized
280061 | 3603 |  | 1991-03-15 |  | 1991-03-15 |  | Currently in Use | Gas (Historical Use) | 6000 | Steel-Impressed Current | 1983-01-01 | Fiberglass Reinforced Plastic | Pressurized
280061 | 3604 |  | 1991-03-15 |  | 1991-03-15 |  | Currently in Use | Diesel | 8000 | Steel-Impressed Current | 1983-01-01 | Fiberglass Reinforced Plastic | Pressurized
280061 | 3605 |  | 1991-03-15 |  | 1991-03-15 |  | Currently in Use | Kerosene | 1000 | Composite | 1983-01-01 | Fiberglass Reinforced Plastic | Pressurized
280063 | 1 | Flapper Valve | 1998-06-28 | no | 1998-06-28 | no | Currently in Use | Regular | 10000 | Steel-Impressed Current | 1978-05-03 | Steel (Impressed Current) | Suction (American)
280063 | 2 | Flapper Valve | 1998-06-28 | no | 1998-06-28 | no | Currently in Use | Premium | 8000 | Steel-Impressed Current | 1978-05-03 | Steel (Impressed Current) | Suction (American)
280063 | 3 | Flapper Valve | 1998-06-28 | no | 1998-06-28 | no | Currently in Use | Diesel | 8000 | Steel-Impressed Current | 1978-05-03 | Steel (Impressed Current) | Suction (American)
280064 | 1 |  | 1997-12-01 |  | 1997-12-01 |  | Currently in Use | Gas (Historical Use) | 8000 | Steel-Impressed Current | 1977-05-06 | Cathodically Protected | Pressurized
280064 | 2 |  | 1997-12-01 |  | 1997-12-01 |  | Currently in Use | Gas (Historical Use) | 8000 | Steel-Impressed Current | 1977-05-06 | Cathodically Protected | Pressurized
280064 | 3 |  | 1997-12-01 |  | 1997-12-01 |  | Currently in Use | Gas (Historical Use) | 8000 | Steel-Impressed Current | 1977-05-06 | Cathodically Protected | Pressurized
280065 | 1 | Ball Float | 1997-11-19 | no | 2008-01-31 | no | Currently in Use | Gas (Historical Use) | 10000 | Steel-Impressed Current | 1977-05-03 |  | Suction (American)
280065 | 2 | Ball Float | 1997-11-19 | no | 2008-01-31 | no | Currently in Use | Gas (Historical Use) | 8000 | Steel-Impressed Current | 1977-05-03 |  | Suction (American)
280065 | 3 | Ball Float | 1997-11-19 | no | 2008-01-31 | no | Currently in Use | Gas (Historical Use) | 8000 | Steel-Impressed Current | 1977-05-03 |  | Suction (American)
280066 | 1 |  | 1998-06-23 | no | 1998-06-23 | no | Currently in Use | Gas (Historical Use) | 10000 | Steel-Impressed Current | 1978-05-03 | Cathodically Protected | Suction (American)
280066 | 2 |  | 1998-06-23 | no | 1998-06-23 | no | Closed in Ground | Gas (Historical Use) | 8000 | Steel-Impressed Current | 1978-05-03 | Cathodically Protected | Suction (American)
280066 | 3 |  | 1998-06-23 | no | 1998-06-23 | no | Temporarily out of use | Diesel | 8000 | Steel-Impressed Current | 1978-05-03 | Cathodically Protected | Suction (American)
280067 | 1 |  | 1997-10-08 |  | 1997-10-08 |  | Currently in Use | Gas (Historical Use) | 10000 | Steel-Impressed Current | 1978-01-22 | Cathodically Protected | Pressurized
280067 | 2 |  | 1997-10-08 |  | 1997-10-08 |  | Currently in Use | Gas (Historical Use) | 8000 | Steel-Impressed Current | 1978-01-22 | Cathodically Protected | Pressurized
280067 | 3 |  | 1997-10-08 |  | 1997-10-08 |  | Currently in Use | Gas (Historical Use) | 8000 | Steel-Impressed Current | 1978-01-22 | Cathodically Protected | Pressurized
280068 | 1 | [5 empty] | Removed from Ground | Gas (Historical Use) | 8000 | Bare Steel | 1971-05-05 | Galvanized Steel
280068 | 2 | [5 empty] | Removed from Ground | Gas (Historical Use) | 6000 | Bare Steel | 1971-05-05 | Galvanized Steel
280068 | 3 | [5 empty] | Removed from Ground | Gas (Historical Use) | 6000 | Bare Steel | 1971-05-05 | Galvanized Steel
280068 | 5 |  | 1988-09-12 |  | 1988-09-12 |  | Currently in Use | Gas (Historical Use) | 8000 | Composite | 1988-09-12 | Fiberglass Reinforced Plastic | Pressurized
280068 | 6 | Ball Float | 1988-09-12 |  | 1988-09-12 |  | Currently in Use | Diesel | 8000 | Composite | 1988-09-12 | Fiberglass Reinforced Plastic | Pressurized
280068 | B | Ball Float | 1988-09-12 |  | 1988-09-12 |  | Currently in Use | Gas (Historical Use) | 10000 | Composite | 1988-09-12 | Fiberglass Reinforced Plastic | Pressurized
280069 | 1 | Ball Float | 1996-07-01 | no | 1996-07-01 | no | Currently in Use | Regular | 10000 | Steel-Impressed Current | 1978-05-03 | Steel (Impressed Current) | Pressurized
280069 | 2 | Ball Float | 1996-07-01 | no | 1996-07-01 | no | Currently in Use | Premium | 10000 | Steel-Impressed Current | 1978-05-03 | Steel (Impressed Current) | Pressurized
280069 | 3 | Ball Float | 1996-07-01 | no | 1996-07-01 | no | Currently in Use | Diesel | 10000 | Steel-Impressed Current | 1978-05-03 | Steel (Impressed Current) | Pressurized
280073 | 1 | [5 empty] | Removed from Ground | Diesel | 20000 | Bare Steel | 1971-04-27 | Galvanized Steel
280074 | 1 | [5 empty] | Removed from Ground | Gas (Historical Use) | 1000 | Bare Steel | 1976-05-07 | Galvanized Steel | Safe Suction (Euro)
280074 | 2 | [5 empty] | Removed from Ground | Gas (Historical Use) | 1000 | Bare Steel | 1976-05-07 | Galvanized Steel | Safe Suction (Euro)
280074 | 3 | [5 empty] | Removed from Ground | Gas (Historical Use) | 1000 | Bare Steel | 1976-05-07 | Galvanized Steel | Safe Suction (Euro)
280075 | 1 | Flapper Valve | 1999-01-05 |  | 1999-01-05 |  | Currently in Use | Gas (Historical Use) | 8000 | Steel-Impressed Current | 1985-05-01 | Fiberglass Reinforced Plastic | Pressurized
280075 | 2 | Flapper Valve | 1999-01-05 |  | 1999-01-05 |  | Currently in Use | Gas (Historical Use) | 8000 | Steel-Impressed Current | 1985-05-01 | Fiberglass Reinforced Plastic | Pressurized
280075 | 3 | Flapper Valve | 1999-01-05 |  | 1999-01-05 |  | Currently in Use | Gas (Historical Use) | 8000 | Steel-Impressed Current | 1985-05-01 | Fiberglass Reinforced Plastic | Pressurized
280075 | 4 | Flapper Valve | 1999-01-05 |  | 1999-01-05 |  | Currently in Use | Diesel | 8000 | Steel-Impressed Current | 1985-05-01 | Fiberglass Reinforced Plastic | Pressurized
280075 | 5 | Flapper Valve | 1999-01-05 |  | 1999-01-05 |  | Temporarily out of use | Kerosene | 2000 | Steel-Impressed Current | 1985-05-01 | Fiberglass Reinforced Plastic | Suction (American)
280076 | 1 |  | 1998-11-01 |  | 1998-11-01 |  | Removed from Ground | Gas (Historical Use) | 8000 | Not Marked/Unknown | 1983-05-06 | Fiberglass Reinforced Plastic | Pressurized
280076 | 2 |  | 1998-11-01 |  | 1998-11-01 |  | Removed from Ground | Gas (Historical Use) | 3000 | Not Marked/Unknown | 1970-05-09 | Fiberglass Reinforced Plastic | Pressurized
280076 | 3 |  | 1998-11-01 |  | 1998-11-01 |  | Removed from Ground | Gas (Historical Use) | 2000 | Not Marked/Unknown | 1970-05-09 | Fiberglass Reinforced Plastic | Pressurized
280076 | 4 |  | 1998-11-01 |  | 1998-11-01 |  | Removed from Ground | Gas (Historical Use) | 2000 | Not Marked/Unknown | 1970-05-09 | Fiberglass Reinforced Plastic | Pressurized
280076 | 5 |  | 1998-11-01 |  | 1998-11-01 |  | Closed in Ground | Diesel | 2000 | Not Marked/Unknown | 1970-05-09 | Fiberglass Reinforced Plastic | Pressurized
280076 | 6 |  | 1998-11-01 |  | 1998-11-01 |  | Removed from Ground | Kerosene | 2000 | Not Marked/Unknown | 1970-05-09 | Fiberglass Reinforced Plastic | Pressurized
280078 | 1 | Flapper Valve | 1998-05-01 | no | 1998-05-01 | no | Currently in Use | Regular | 8000 | Steel-Impressed Current | 1985-05-05 | Steel (Impressed Current) | Pressurized
280078 | 2 | Flapper Valve | 1998-05-01 | no | 1998-05-01 | no | Currently in Use | Premium | 5000 | Steel-Impressed Current | 1976-05-07 | Steel (Impressed Current) | Pressurized
280078 | 3 | Flapper Valve | 1998-05-01 | no | 1998-05-01 | no | Currently in Use | Diesel | 5000 | Steel-Impressed Current | 1976-05-07 | Steel (Impressed Current) | Pressurized
280078 | 4 | Flapper Valve | 1998-05-01 | no | 1998-05-01 | no | Temporarily out of use | Diesel | 2000 | Steel-Impressed Current | 1976-05-07 | Steel (Impressed Current) | Pressurized
280079 | 1 | [5 empty] | Removed from Ground | Gas (Historical Use) | 5000 | Bare Steel | 1981-05-06 | Galvanized Steel
280079 | 2 | [5 empty] | Removed from Ground | Gas (Historical Use) | 5000 | Bare Steel | 1981-05-06 | Galvanized Steel
280079 | 3 | [5 empty] | Removed from Ground | Gas (Historical Use) | 5000 | Bare Steel | 1981-05-06 | Galvanized Steel
280081 | 1 | [5 empty] | Removed from Ground | Gas (Historical Use) | 4000 | Bare Steel | 1982-05-06 | Galvanized Steel | Pressurized
280081 | 1A |  | 1987-02-01 |  | 1987-02-01 |  | Removed from Ground | Gas (Historical Use) | 8000 | Cathodically Protected Steel | 1987-02-01 | Fiberglass Reinforced Plastic | Pressurized
280081 | 2 | [5 empty] | Removed from Ground | Gas (Historical Use) | 4000 | Bare Steel | 1982-05-06 | Galvanized Steel | Pressurized
280081 | 2A |  | 1987-02-01 |  | 1987-02-01 |  | Removed from Ground | Gas (Historical Use) | 8000 | Cathodically Protected Steel | 1987-02-01 | Fiberglass Reinforced Plastic | Pressurized
280081 | 3 | [5 empty] | Removed from Ground | Gas (Historical Use) | 1000 | Bare Steel | 1982-05-06 | Galvanized Steel | Pressurized
280081 | 3A |  | 1987-02-01 |  | 1987-02-01 |  | Removed from Ground | Gas (Historical Use) | 6000 | Cathodically Protected Steel | 1987-02-01 | Fiberglass Reinforced Plastic | Pressurized
280081 | 4 | [5 empty] | Removed from Ground | Gas (Historical Use) | 1000 | Bare Steel | 1982-05-06 | Galvanized Steel
280081 | 4A |  | 1987-02-01 |  | 1987-02-01 |  | Removed from Ground | Diesel | 2000 | Cathodically Protected Steel | 1987-02-01 | Fiberglass Reinforced Plastic | Pressurized
280081 | 5 | [5 empty] | Removed from Ground | Diesel | 500 | Bare Steel | 1982-05-06 | Galvanized Steel
280081 | 5A |  | 1987-02-01 |  | 1987-02-01 |  | Removed from Ground | Diesel | 2000 | Cathodically Protected Steel | 1987-02-01 | Fiberglass Reinforced Plastic | Pressurized
280081 | 6 |  | 2005-08-01 | no | 2005-08-01 | no | Currently in Use | Gas (Historical Use) | 15000 | Composite | 2005-08-01 | Fiberglass Reinforced Plastic | Pressurized
280081 | 7 |  | 2005-08-01 | no | 2005-08-01 | no | Currently in Use | Gas (Historical Use) | 8000 | Composite | 2005-08-01 | Fiberglass Reinforced Plastic | Pressurized
280081 | 8 |  | 2005-08-01 | no | 2005-08-01 | no | Currently in Use | Diesel | 8000 | Composite | 2005-08-01 | Fiberglass Reinforced Plastic | Pressurized
280082 | 1 | [5 empty] | Removed from Ground | Gas (Historical Use) | 6000 | Bare Steel | 1984-05-05 | Galvanized Steel | Safe Suction (Euro)
280082 | 2 | [5 empty] | Removed from Ground | Gas (Historical Use) | 6000 | Bare Steel | 1984-05-05 | Galvanized Steel | Safe Suction (Euro)
280082 | 3 | [5 empty] | Removed from Ground | Gas (Historical Use) | 4000 | Bare Steel | 1984-05-05 | Galvanized Steel | Safe Suction (Euro)
280083 | 1 | [5 empty] | Removed from Ground | Gas (Historical Use) | 1000 | Bare Steel | 1971-05-09 | Cathodically Protected
280083 | 2 | [5 empty] | Removed from Ground | Gas (Historical Use) | 1000 | Bare Steel | 1971-05-09 | Unknown
280083 | 3 | [5 empty] | Removed from Ground | Gas (Historical Use) | 1000 | Bare Steel | 1971-05-09 | Unknown
280084 | 1 |  | 1999-01-01 |  | 1999-01-01 |  | Currently in Use | Gas (Historical Use) | 6000 | Steel-Impressed Current | 1976-05-07 | Steel (Impressed Current) | Pressurized
280084 | 2 |  | 1999-01-01 |  | 1999-01-01 |  | Currently in Use | Gas (Historical Use) | 6000 | Steel-Impressed Current | 1976-05-07 | Steel (Impressed Current) | Pressurized
280084 | 3 |  | 1999-01-01 |  | 1999-01-01 |  | Currently in Use | Diesel | 6000 | Steel-Impressed Current | 1976-05-07 | Steel (Impressed Current) | Pressurized
280084 | 4 |  | 1999-01-01 |  | 1999-01-01 |  | Temporarily out of use | Kerosene | 500 | Steel-Impressed Current | 1976-05-07 | Steel (Impressed Current) | Safe Suction (Euro)
280085 | 1 | [5 empty] | Removed from Ground | Gas (Historical Use) | 2000 | Bare Steel | 1966-05-10 | Galvanized Steel
280085 | 2 | [5 empty] | Removed from Ground | Gas (Historical Use) | 1000 | Bare Steel | 1966-05-10 | Galvanized Steel
280085 | 3 | [5 empty] | Removed from Ground | Gas (Historical Use) | 1000 | Bare Steel | 1966-05-10 | Galvanized Steel
280085 | 4 | [5 empty] | Removed from Ground | Gas (Historical Use) | 1000 | Bare Steel | 1966-05-10 | Galvanized Steel
280085 | 5 |  | 1989-11-14 |  | 1989-11-14 |  | Temporarily out of use | Gas (Historical Use) | 4000 | Galvanic (STIP-3) | 1989-01-01 | Fiberglass Reinforced Plastic | Safe Suction (Euro)
280085 | 6 |  | 1989-11-14 |  | 1989-11-14 |  | Temporarily out of use | Gas (Historical Use) | 4000 | Galvanic (STIP-3) | 1989-01-01 | Fiberglass Reinforced Plastic | Safe Suction (Euro)
280085 | 7 |  | 1989-11-14 |  | 1989-11-14 |  | Temporarily out of use | Gas (Historical Use) | 6000 | Galvanic (STIP-3) | 1989-01-01 | Fiberglass Reinforced Plastic | Safe Suction (Euro)
280088 | 1 | [5 empty] | Removed from Ground | Gas (Historical Use) | 2000 | Bare Steel | 1966-05-10 | Galvanized Steel
280088 | 2 | [5 empty] | Removed from Ground | Gas (Historical Use) | 2000 | Bare Steel | 1966-05-10 | Galvanized Steel
280088 | 3 | [5 empty] | Removed from Ground | Gas (Historical Use) | 2000 | Bare Steel | 1966-05-10 | Galvanized Steel
280088 | 4 | [5 empty] | Removed from Ground | Diesel | 2000 | Bare Steel | 1984-05-05 | Galvanized Steel
280088 | 5 |  | 1993-04-20 |  | 1993-04-20 |  | Currently in Use | Gas (Historical Use) | 10000 | Fiberglass | 1993-04-20 | Fiberglass Reinforced Plastic | Pressurized
280088 | 6 |  | 1993-04-20 |  | 1993-04-20 |  | Currently in Use | Gas (Historical Use) | 8000 | Fiberglass | 1993-04-20 | Fiberglass Reinforced Plastic | Pressurized
280090 | 1 | [5 empty] | Removed from Ground | Gas (Historical Use) | 1000 | Bare Steel | 1966-05-10 | Galvanized Steel
280090 | 2 | [5 empty] | Removed from Ground | Gas (Historical Use) | 1000 | Bare Steel | 1966-05-10 | Galvanized Steel
280090 | 3 | [5 empty] | Removed from Ground | Gas (Historical Use) | 1000 | Bare Steel | 1966-05-10 | Galvanized Steel
280090 | 4 | [5 empty] | Closed in Ground | Gas (Historical Use) | 550 | Bare Steel | 1994-08-03 | Unknown
280091 | 1 |  | 1998-02-10 | yes | 1998-02-10 | no | Currently in Use | Gas (Historical Use) | 8000 | Steel-Impressed Current | 1983-05-06 | Fiberglass Reinforced Plastic | Pressurized
280091 | 2 |  | 1998-02-10 | yes | 1998-02-10 | no | Currently in Use | Gas (Historical Use) | 8000 | Steel-Impressed Current | 1983-05-06 | Fiberglass Reinforced Plastic | Pressurized
280091 | 3 |  | 1998-02-10 | yes | 1998-02-10 | no | Currently in Use | Gas (Historical Use) | 4000 | Steel-Impressed Current | 1983-05-06 | Fiberglass Reinforced Plastic | Pressurized
280091 | 4 |  | 1998-02-10 | yes | 1998-02-10 | no | Currently in Use | Diesel | 4000 | Steel-Impressed Current | 1983-05-06 | Fiberglass Reinforced Plastic | Pressurized
280092 | 1 |  | 1994-11-15 |  | 1994-11-15 |  | Currently in Use | Gas (Historical Use) | 8000 | Steel-Impressed Current | 1983-05-06 | Cathodically Protected | Safe Suction (Euro)
280092 | 2 |  | 1994-11-15 |  | 1994-11-15 |  | Currently in Use | Gas (Historical Use) | 6000 | Steel-Impressed Current | 1983-05-06 | Cathodically Protected | Safe Suction (Euro)
280093 | 1 | [5 empty] | Removed from Ground | Gas (Historical Use) | 1000 | Bare Steel | 1966-05-10 | Galvanized Steel
280093 | 2 | [5 empty] | Removed from Ground | Gas (Historical Use) | 1000 | Bare Steel | 1966-05-10 | Galvanized Steel
280097 | 1 | [5 empty] | Removed from Ground | Diesel | 10000 | Bare Steel | 1972-05-08 | Galvanized Steel | Suction (American)
280097 | 2 | [5 empty] | Removed from Ground | Diesel | 2000 | Bare Steel | 1970-05-09 | Galvanized Steel | Suction (American)
280097 | 3 | [5 empty] | Removed from Ground | Gas (Historical Use) | 1000 | Bare Steel | 1971-05-09 | Galvanized Steel | Suction (American)
280097 | 4 | [5 empty] | Removed from Ground | Empty | 1000 | Bare Steel | 1968-05-09 | Galvanized Steel | Suction (American)
280097 | 5 |  | 1992-08-09 |  | 1992-08-09 |  | Removed from Ground | Diesel | 12000 | Double Walled | 1992-10-09 | Double Walled | Pressurized
280098 | 1-UL |  | 1992-06-01 |  | 1992-06-01 |  | Currently in Use | Gas (Historical Use) | 10008 | Steel-Impressed Current | 1977-05-07 | Double-Walled Fiberglass | Pressurized
280098 | 2-PREM |  | 1992-06-01 |  | 1992-06-01 |  | Currently in Use | Gas (Historical Use) | 10008 | Steel-Impressed Current | 1977-05-07 | Double-Walled Fiberglass | Pressurized
280099 | A |  | 1994-02-22 |  | 1994-02-22 |  | Currently in Use | Diesel | 10000 | Fiberglass | 1981-05-08 | Fiberglass Reinforced Plastic | Pressurized
280099 | B | [5 empty] | Removed from Ground | Diesel | 6000 | Bare Steel | 1966-05-12 | Unknown
280100 | 1 | [5 empty] | Removed from Ground | Empty | 10000 | Bare Steel | 1984-05-06 | Galvanized Steel | Safe Suction (Euro)
280100 | 2A | Flapper Valve | 1998-12-18 |  | 1998-12-18 |  | Currently in Use | Diesel | 6000 | Epoxy | 1998-12-17 | Fiberglass Reinforced Plastic | Safe Suction (Euro)
280100 | 2B | Flapper Valve | 1998-12-18 | no | 1998-12-18 | no | Temporarily out of use | Diesel | 6000 | Epoxy | 1998-12-18 | Fiberglass Reinforced Plastic | Safe Suction (Euro)
280101 | 1 |  | 1999-10-15 |  | 1999-10-15 |  | Currently in Use | Diesel | 10000 | Steel-Impressed Current | 1985-05-06 | Fiberglass Reinforced Plastic | Safe Suction (Euro)
280101 | 2 | [5 empty] | Removed from Ground | Empty | 3000 | Bare Steel | 1985-05-06 | Galvanized Steel | Safe Suction (Euro)
280102 | 1 | [5 empty] | Permanently Out of Use - historical purposes | Gas (Historical Use) | 2000 | Bare Steel | 1981-05-07 | Galvanized Steel | Suction (American)
280102 | 2 | [5 empty] | Permanently Out of Use - historical purposes | Gas (Historical Use) | 1000 | Bare Steel | 1981-05-07 | Galvanized Steel | Suction (American)
280103 | 1 | [5 empty] | Removed from Ground | Gas (Historical Use) | 6000 | Bare Steel | 1985-05-06 | Galvanized Steel | Suction (American)
280103 | 2 | [5 empty] | Removed from Ground | Gas (Historical Use) | 6000 | Bare Steel | 1985-05-06 | Galvanized Steel | Suction (American)
280103 | 3 | [5 empty] | Removed from Ground | Gas (Historical Use) | 2000 | Bare Steel | 1985-05-06 | Galvanized Steel | Suction (American)
280103 | 4 | [5 empty] | Removed from Ground | Diesel | 6000 | Bare Steel | 1985-05-06 | Galvanized Steel | Suction (American)
280103 | 5 | [5 empty] | Removed from Ground | Kerosene | 1000 | Bare Steel | 1985-05-06 | Galvanized Steel | Suction (American)
280105 | 1 |  | 1998-09-01 |  | 1998-09-01 |  | Currently in Use | Gas (Historical Use) | 8000 | Steel-Impressed Current | 1984-05-08 | Fiberglass Reinforced Plastic | Pressurized
280105 | 2 |  | 1998-09-01 |  | 1998-09-01 |  | Currently in Use | Gas (Historical Use) | 6000 | Steel-Impressed Current | 1984-05-08 | Galvanized Steel | Pressurized
280105 | 3 |  | 1998-09-01 |  | 1998-09-01 |  | Currently in Use | Diesel | 6000 | Steel-Impressed Current | 1984-05-08 | Fiberglass Reinforced Plastic | Pressurized
280105 | 4 |  | 1998-09-01 |  | 1998-09-01 |  | Currently in Use | Diesel | 6000 | Steel-Impressed Current | 1984-05-08 | Fiberglass Reinforced Plastic | Pressurized
280105 | 5 |  | 1998-09-01 |  | 1998-09-01 |  | Currently in Use | Kerosene | 6000 | Steel-Impressed Current | 1984-05-08 | Fiberglass Reinforced Plastic | Pressurized
280106 | 1 | [5 empty] | Removed from Ground | Gas (Historical Use) | 4000 | Bare Steel | 1973-05-11 | Galvanized Steel
280106 | 2 | [5 empty] | Removed from Ground | Gas (Historical Use) | 2000 | Bare Steel | 1960-05-14 | Galvanized Steel
280106 | 3 | [5 empty] | Removed from Ground | Gas (Historical Use) | 2000 | Bare Steel | 1960-05-14 | Galvanized Steel
280106 | 4 | [5 empty] | Removed from Ground | Diesel | 4000 | Bare Steel | 1982-05-09 | Galvanized Steel
280106 | 5 | [5 empty] | Closed in Ground | Kerosene | 550 | Bare Steel | 1973-05-11 | Galvanized Steel
280107 | 1 | [5 empty] | Removed from Ground | Empty | 2000 | Bare Steel | 1973-05-11 | Galvanized Steel | Suction (American)
280107 | 2 | [5 empty] | Removed from Ground | Empty | 1000 | Bare Steel | 1985-05-08 | Galvanized Steel | Suction (American)
280107 | 3 | [5 empty] | Removed from Ground | Gas (Historical Use) | 2000 | Not Marked/Unknown | 1995-06-20 | Unknown
280110 | 1 | [5 empty] | Removed from Ground | Gas (Historical Use) | 10000 | Bare Steel | 1966-05-13 | Galvanized Steel
280110 | 2 | [5 empty] | Removed from Ground | Gas (Historical Use) | 10000 | Bare Steel | 1966-05-13 | Galvanized Steel
280110 | 3 | [5 empty] | Removed from Ground | Gas (Historical Use) | 2000 | Bare Steel | 1966-05-13 | Galvanized Steel
280110 | 4 |  |  | yes |  | yes | Removed from Ground | Used Oil | 500 | Not Marked/Unknown | 1966-05-13 | Not Marked
280114 | 1 |  | 1998-08-27 | no | 1998-08-27 | no | Temporarily out of use | Gas (Historical Use) | 10000 | STIP-3/Impressed Current | 1985-01-01 | Fiberglass Reinforced Plastic | Pressurized
280114 | 2 |  | 1998-08-27 | no | 1998-08-27 | no | Currently in Use | Gas (Historical Use) | 8000 | STIP-3/Impressed Current | 1985-01-01 | Fiberglass Reinforced Plastic | Pressurized
280114 | 3 |  | 1998-08-27 | no | 1998-08-27 | no | Currently in Use | Gas (Historical Use) | 8000 | STIP-3/Impressed Current | 1985-01-01 | Fiberglass Reinforced Plastic | Pressurized
280114 | 4 |  | 1998-08-27 | no | 1998-08-27 | no | Temporarily out of use | Diesel | 4000 | STIP-3/Impressed Current | 1985-01-01 | Fiberglass Reinforced Plastic
280115 | 1 | Ball Float | 1994-09-08 |  | 1994-09-08 |  | Currently in Use | Gas (Historical Use) | 8000 | Steel-Impressed Current | 1984-05-01 | Fiberglass Reinforced Plastic | Pressurized
280115 | 2 | Ball Float | 1994-09-08 |  | 1994-09-08 |  | Currently in Use | Diesel | 8000 | Steel-Impressed Current | 1984-05-01 | Fiberglass Reinforced Plastic | Pressurized
280115 | 3 | Ball Float | 1994-09-08 |  | 1994-09-08 |  | Currently in Use | Gas (Historical Use) | 8000 | Steel-Impressed Current | 1984-05-01 | Fiberglass Reinforced Plastic | Pressurized
280117 | 1 | Flapper Valve |  |  |  |  | Removed from Ground | Other | 2000 | Bare Steel | 1980-01-01 | Copper | Suction (American)
280117 | 2 |  | 1997-11-03 | no | 1997-11-03 | no | Currently in Use | Diesel | 6000 | Fiberglass Double Walled | 1997-11-03 | Copper | Suction (American)
280118 | 1 |  | 1993-01-01 | no | 1993-01-01 | yes | Removed from Ground | Gas (Historical Use) | 12000 | Fiberglass | 1985-01-01 | Fiberglass Reinforced Plastic | Pressurized
280118 | 2 |  | 1993-01-01 | no | 1993-01-01 | yes | Removed from Ground | Gas (Historical Use) | 12000 | Fiberglass | 1985-01-01 | Fiberglass Reinforced Plastic | Pressurized
280118 | 3 |  | 1993-01-01 | no | 1993-01-01 | yes | Removed from Ground | Gas (Historical Use) | 12000 | Fiberglass | 1985-01-01 | Fiberglass Reinforced Plastic | Pressurized
280119 | 1 | [5 empty] | Removed from Ground | Gas (Historical Use) | 10000 | Cathodically Protected Steel | 1972-08-09 | Galvanized Steel
280119 | 2 | [5 empty] | Removed from Ground | Gas (Historical Use) | 10000 | Cathodically Protected Steel | 1972-08-09 | Galvanized Steel
280119 | 3 | [5 empty] | Removed from Ground | Gas (Historical Use) | 5000 | Cathodically Protected Steel | 1972-08-09 | Galvanized Steel
280119 | 4 |  |  | yes |  | yes | Removed from Ground | Used Oil | 550 | Cathodically Protected Steel | 1972-08-09 | Galvanized Steel
280119 | 5 | Ball Float | 1991-03-25 |  | 1991-03-25 |  | Currently in Use | Gas (Historical Use) | 10000 | Fiberglass Double Walled | 1991-03-25 | Double-Walled Fiberglass | Pressurized
280119 | 6 | Ball Float | 1991-03-25 |  | 1991-03-25 |  | Currently in Use | Gas (Historical Use) | 10000 | Fiberglass Double Walled | 1991-03-25 | Double-Walled Fiberglass | Pressurized
280119 | 7 | Ball Float | 1991-03-25 |  | 1991-03-25 |  | Currently in Use | Gas (Historical Use) | 10000 | Fiberglass Double Walled | 1991-03-25 | Double-Walled Fiberglass | Pressurized
280119 | 8 | Ball Float | 2007-07-17 | yes | 1991-03-25 | yes | Currently in Use | Used Oil | 1000 | Fiberglass Double Walled | 1991-03-25 | Double-Walled Fiberglass | Gravity Fed
280120 | 2901 |  | 1986-08-01 |  | 1998-11-01 |  | Currently in Use | Gas (Historical Use) | 10000 | Fiberglass | 1986-08-06 | Fiberglass Reinforced Plastic | Pressurized
280120 | 2902 |  | 1986-08-01 |  | 1998-11-01 |  | Currently in Use | Gas (Historical Use) | 10000 | Fiberglass | 1986-08-06 | Fiberglass Reinforced Plastic | Pressurized
280120 | 2903 |  | 1986-08-01 |  | 1998-11-01 |  | Currently in Use | Gas (Historical Use) | 6000 | Fiberglass | 1986-08-06 | Fiberglass Reinforced Plastic | Pressurized
280121 | 1 |  | 1998-09-01 |  | 1998-09-01 |  | Removed from Ground | Gas (Historical Use) | 10000 | Fiberglass | 1987-08-06 | Fiberglass Reinforced Plastic | Pressurized
280121 | 2 |  | 1998-09-01 |  | 1998-09-01 |  | Removed from Ground | Gas (Historical Use) | 10000 | Fiberglass | 1987-08-06 | Fiberglass Reinforced Plastic | Pressurized
280121 | 3 |  | 1998-09-01 |  | 1998-09-01 |  | Removed from Ground | Gas (Historical Use) | 10000 | Fiberglass | 1987-08-06 | Fiberglass Reinforced Plastic | Pressurized
280121 | 4 |  | 1998-09-01 |  | 1998-09-01 |  | Removed from Ground | Diesel | 10000 | Fiberglass | 1987-08-06 | Fiberglass Reinforced Plastic | Pressurized
280122 | 1 | [5 empty] | Removed from Ground | Diesel | 5000 | Bare Steel | 1979-01-30 | Galvanized Steel | Suction (American)
280122 | 2 | [5 empty] | Removed from Ground | Diesel | 7000 | Bare Steel | 1956-02-05 | Galvanized Steel | Suction (American)
280122 | 3 | [5 empty] | Removed from Ground | Gas (Historical Use) | 4000 | Bare Steel | 1978-01-30 | Galvanized Steel | Suction (American)
280123 | 1 | [5 empty] | Removed from Ground | Diesel | 1000 | Bare Steel | 1975-01-31 | Galvanized Steel | Suction (American)
280124 | 1 | [5 empty] | Removed from Ground | Diesel | 10000 | Bare Steel | 1979-01-30 | Galvanized Steel
280124 | 2 | [5 empty] | Removed from Ground | Gas (Historical Use) | 4000 | Bare Steel | 1976-01-31 | Galvanized Steel
280125 | 1 | [5 empty] | Removed from Ground | Diesel | 1000 | Bare Steel | 1975-01-31 | Galvanized Steel
280126 | 1 | [5 empty] | Removed from Ground | Gas (Historical Use) | 1000 | Bare Steel | 1975-01-31 | Galvanized Steel
280126 | 2 | [5 empty] | Removed from Ground | Diesel | 4000 | Bare Steel | 1955-04-22 | Galvanized Steel
280127 | 1 | [5 empty] | Removed from Ground | Diesel | 1000 | Bare Steel | 1972-02-01 | Galvanized Steel
280128 | 1 | [5 empty] | Removed from Ground | Diesel | 1000 | Bare Steel | 1975-01-31 | Galvanized Steel
280129 | 1 | [5 empty] | Removed from Ground | Diesel | 10000 | Bare Steel | 1975-01-31 | Galvanized Steel
280131 | 1 | [5 empty] | Removed from Ground | Diesel | 1000 | Bare Steel | 1975-01-31 | Galvanized Steel
280132 | 1 | [5 empty] | Removed from Ground | Gas (Historical Use) | 1000 | Bare Steel | 1972-02-01 | Galvanized Steel
280133 | 2401 |  | 1984-11-01 |  | 1996-04-01 |  | Removed from Ground | Gas (Historical Use) | 10000 | Cathodically Protected Steel | 1984-11-01 | Fiberglass Reinforced Plastic | Pressurized
280133 | 2402 |  | 1984-11-01 |  | 1996-04-01 |  | Removed from Ground | Gas (Historical Use) | 10000 | Cathodically Protected Steel | 1984-11-01 | Fiberglass Reinforced Plastic | Pressurized
280133 | 2403 |  | 1984-11-01 |  | 1996-04-01 |  | Removed from Ground | Gas (Historical Use) | 10000 | Cathodically Protected Steel | 1984-11-01 | Fiberglass Reinforced Plastic | Pressurized
280134 | 2601 | Flapper Valve | 1998-12-16 |  | 1998-12-16 |  | Currently in Use | Gas (Historical Use) | 10000 | Galvanic (STIP-3) | 1986-01-01 | Fiberglass Reinforced Plastic | Pressurized
280134 | 2602 | Flapper Valve | 1998-12-16 |  | 1998-12-16 |  | Currently in Use | Gas (Historical Use) | 8000 | Galvanic (STIP-3) | 1986-01-01 | Fiberglass Reinforced Plastic | Pressurized
280134 | 2603 | Flapper Valve | 1998-12-16 |  | 1998-12-16 |  | Currently in Use | Gas (Historical Use) | 8000 | Galvanic (STIP-3) | 1986-01-01 | Fiberglass Reinforced Plastic | Pressurized
280136 | 1 | [5 empty] | Removed from Ground | Gas (Historical Use) | 2000 | Bare Steel | 1971-05-12 | Galvanized Steel | Suction (American)
280136 | 1PREM | Ball Float | 1994-07-01 |  | 1994-07-01 |  | Currently in Use | Gas (Historical Use) | 8000 | Fiberglass Double Walled | 1994-07-01 | Fiberglass Reinforced Plastic | Pressurized
280136 | 2 | [5 empty] | Removed from Ground | Gas (Historical Use) | 2000 | Bare Steel | 1971-05-12 | Galvanized Steel | Suction (American)
280136 | 24F | Ball Float | 1994-07-01 |  | 1994-07-01 |  | Currently in Use | Gas (Historical Use) | 8000 | Fiberglass Double Walled | 1994-07-01 | Fiberglass Reinforced Plastic | Pressurized
280136 | 3 | [5 empty] | Removed from Ground | Diesel | 2000 | Bare Steel | 1974-05-11 | Galvanized Steel | Suction (American)
280136 | 3K1 | Flapper Valve | 1994-07-01 |  | 1994-07-01 |  | Currently in Use | Diesel | 1000 | Fiberglass Double Walled | 1994-07-01 | Fiberglass Reinforced Plastic | Safe Suction (Euro)
280136 | 4 | [5 empty] | Removed from Ground | Gas (Historical Use) | 4000 | Bare Steel | 1983-05-09 | Galvanized Steel | Suction (American)
280143 | 1 | Ball Float | 1992-04-02 |  | 1992-04-02 |  | Currently in Use | Gas (Historical Use) | 10000 | Galvanic (STIP-3) | 1987-05-06 | Fiberglass Reinforced Plastic | Pressurized
280143 | 2 | Overfill Alarm | 1992-04-02 |  | 1992-04-02 |  | Currently in Use | Gas (Historical Use) | 10000 | Galvanic (STIP-3) | 1987-05-06 | Fiberglass Reinforced Plastic | Pressurized
280143 | 3 | Overfill Alarm | 1992-04-02 |  | 1992-04-02 |  | Currently in Use | Gas (Historical Use) | 10000 | Galvanic (STIP-3) | 1987-05-06 | Fiberglass Reinforced Plastic | Pressurized
280143 | 4 | Overfill Alarm | 1992-04-02 |  | 1992-04-02 |  | Currently in Use | Diesel | 10000 | Galvanic (STIP-3) | 1987-01-01 | Fiberglass Reinforced Plastic | Pressurized
280146 | 1 |  | 1998-12-01 |  | 1998-12-01 |  | Temporarily out of use | Gas (Historical Use) | 10000 | Galvanic (STIP-3) | 1987-01-01 | Fiberglass Reinforced Plastic | Pressurized
280146 | 2 |  | 1998-12-01 |  | 1998-12-01 |  | Temporarily out of use | Gas (Historical Use) | 10000 | Galvanic (STIP-3) | 1987-01-01 | Fiberglass Reinforced Plastic | Pressurized
280146 | 3 |  | 1998-12-01 |  | 1998-12-01 |  | Temporarily out of use | Gas (Historical Use) | 10000 | Galvanic (STIP-3) | 1987-01-01 | Fiberglass Reinforced Plastic | Pressurized
280146 | 4 |  | 1998-12-01 |  | 1998-12-01 |  | Temporarily out of use | Diesel | 10000 | Galvanic (STIP-3) | 1987-01-01 | Fiberglass Reinforced Plastic | Pressurized
280147 | 1 | [5 empty] | Removed from Ground | Gas (Historical Use) | 10000 | Cathodically Protected Steel | 1987-01-01 | Galvanized Steel
280147 | 2 |  |  | yes |  | yes | Removed from Ground | Used Oil | 500 | Cathodically Protected Steel | 1987-01-01 | Not Marked
280147 | 3 | Ball Float | 1994-01-01 |  | 1994-01-01 |  | Currently in Use | Diesel | 12000 | Fiberglass Double Walled | 1994-02-02 | Fiberglass Reinforced Plastic | Pressurized
280149 | 1 |  | 1998-08-27 |  | 1998-08-27 |  | Currently in Use | Gas (Historical Use) | 8000 | Cathodically Protected Steel | 1986-01-01 | Galvanized Steel | Pressurized
280149 | 2 |  | 1998-08-27 |  | 1998-08-27 |  | Currently in Use | Gas (Historical Use) | 8000 | Cathodically Protected Steel | 1986-01-01 | Galvanized Steel | Pressurized
280149 | 3 |  | 1998-08-27 |  | 1998-08-27 |  | Currently in Use | Gas (Historical Use) | 8000 | Cathodically Protected Steel | 1986-01-01 | Galvanized Steel | Pressurized
280149 | 4 |  | 1998-08-27 |  | 1998-08-27 |  | Temporarily out of use | Diesel | 2000 | Cathodically Protected Steel | 1986-01-01 | Galvanized Steel | Pressurized
280149 | 5 |  | 1998-08-27 |  | 1998-08-27 |  | Temporarily out of use | Kerosene | 1000 | Cathodically Protected Steel | 1986-01-01 | Galvanized Steel | Pressurized
280150 | 2 | [5 empty] | Removed from Ground | Diesel | 20000 | Bare Steel | 1981-03-13 | Bare Steel
280150 | 3 | [5 empty] | Removed from Ground | Gas (Historical Use) | 3000 | Bare Steel | 1974-03-15 | Bare Steel
280150 | 4 | [5 empty] | Removed from Ground | Gas (Historical Use) | 3000 | Bare Steel | 1974-03-15 | Bare Steel
280150 | 5 | [5 empty] | Removed from Ground | Gas (Historical Use) | 10000 | Bare Steel | 1974-03-15 | Bare Steel
280150 | 6 | [5 empty] | Removed from Ground | Diesel | 10000 | Bare Steel | 1971-03-16 | Bare Steel
280150 | 7 | [5 empty] | Removed from Ground | Diesel | 10000 | Bare Steel | 1971-03-16 | Bare Steel
280153 | 1 | [5 empty] | Permanently Out Of Use | Gas (Historical Use) | 1000 | Bare Steel | 1986-05-08 | Galvanized Steel
280153 | 2 | [5 empty] | Permanently Out Of Use | Gas (Historical Use) | 1000 | Bare Steel | 1986-05-08 | Galvanized Steel
280153 | 3 | [5 empty] | Permanently Out Of Use | Gas (Historical Use) | 1000 | Bare Steel | 1986-05-08 | Galvanized Steel
280154 | 1 |  | 1993-05-14 |  | 1993-05-14 |  | Removed from Ground | Gas (Historical Use) | 12000 | Fiberglass | 1987-04-01 | Fiberglass Reinforced Plastic | Pressurized
280154 | 2 |  | 1993-05-14 |  | 1993-05-14 |  | Removed from Ground | Gas (Historical Use) | 10000 | Fiberglass | 1987-04-01 | Fiberglass Reinforced Plastic | Pressurized
280154 | 3 |  | 1993-05-14 |  | 1993-05-14 |  | Removed from Ground | Gas (Historical Use) | 10000 | Fiberglass | 1987-04-01 | Fiberglass Reinforced Plastic | Pressurized
280154 | 4 |  | 2000-05-01 | no | 2000-05-01 | no | Currently in Use | Gas (Historical Use) | 12000 | Tank Jacket | 2000-05-01 | Double-Walled Fiberglass | Pressurized
280154 | 5 |  | 2000-05-01 | no | 2000-05-01 | no | Currently in Use | Gas (Historical Use) | 10000 | Tank Jacket | 2000-05-01 | Double-Walled Fiberglass | Pressurized
280154 | 6 |  | 2000-05-01 | no | 2000-05-01 | no | Currently in Use | Gas (Historical Use) | 6000 | Tank Jacket | 2000-05-01 | Double-Walled Fiberglass | Pressurized
280154 | 7 |  | 2000-05-01 | no | 2000-05-01 | no | Currently in Use | Diesel | 4000 | Tank Jacket | 2000-05-01 | Double-Walled Fiberglass | Pressurized
280155 | 1 | Flapper Valve | 1993-08-24 |  | 1993-08-24 |  | Currently in Use | Gas (Historical Use) | 8775 | Fiberglass | 1986-01-01 | Double-Walled Fiberglass | Pressurized
280155 | 2 | Flapper Valve | 1993-08-24 |  | 1993-08-24 |  | Currently in Use | Gas (Historical Use) | 8775 | Fiberglass | 1986-01-01 | Double-Walled Fiberglass | Pressurized
280155 | 3 | Flapper Valve | 1993-08-24 |  | 1993-08-24 |  | Currently in Use | Gas (Historical Use) | 8775 | Fiberglass | 1986-01-01 | Double-Walled Fiberglass | Pressurized
280156 | 1 | [5 empty] | Removed from Ground | Gas (Historical Use) | 6000 | Bare Steel | 1971-05-17 | Galvanized Steel | Safe Suction (Euro)
280156 | 2 | [5 empty] | Removed from Ground | Gas (Historical Use) | 6000 | Bare Steel | 1971-05-17 | Galvanized Steel | Safe Suction (Euro)
280156 | 3 | [5 empty] | Removed from Ground | Gas (Historical Use) | 3000 | Bare Steel | 1971-05-17 | Galvanized Steel | Safe Suction (Euro)
280156 | 4 |  | 1999-10-01 |  | 1999-10-01 |  | Currently in Use | Gas (Historical Use) | 10000 | Fiberglass | 1999-10-01 | Fiberglass Reinforced Plastic | Pressurized
280156 | 5A |  | 1999-10-01 |  | 1999-10-01 |  | Currently in Use | Gas (Historical Use) | 6000 | Fiberglass | 1999-10-01 | Fiberglass Reinforced Plastic | Pressurized
280156 | 5B |  | 1999-10-01 | no | 1999-10-01 | no | Currently in Use | Diesel | 4000 | Fiberglass | 1999-10-01 | Fiberglass Reinforced Plastic | Pressurized
282000 | 1 |  | 1988-03-01 |  | 1988-03-01 |  | Removed from Ground | Gas (Historical Use) | 10000 | Galvanic (STIP-3) | 1987-11-04 | Double-Walled Fiberglass | Pressurized
282001 | 1 |  | 1998-07-09 |  | 1998-07-09 |  | Currently in Use | Gas (Historical Use) | 8000 | Steel-Impressed Current | 1987-11-04 | Cathodically Protected | Pressurized
282001 | 2 |  | 1998-07-09 |  | 1998-07-09 |  | Currently in Use | Gas (Historical Use) | 8000 | Steel-Impressed Current | 1987-11-04 | Cathodically Protected | Pressurized
282001 | 3 |  | 1998-07-09 |  | 1998-07-09 |  | Currently in Use | Gas (Historical Use) | 8000 | Steel-Impressed Current | 1987-11-04 | Cathodically Protected | Pressurized
282001 | 4 |  | 1998-07-09 |  | 1998-07-09 |  | Currently in Use | Other | 2005 | Steel-Impressed Current | 1987-11-04 | Cathodically Protected | Suction (American)
282001 | 5 |  | 1998-07-09 |  | 1998-07-09 |  | Currently in Use | Diesel | 1020 | Steel-Impressed Current | 1987-11-04 | Fiberglass Reinforced Plastic | Pressurized
282002 | 1 |  | 1987-08-01 |  | 1987-08-01 |  | Temporarily out of use | Gas (Historical Use) | 10000 | Composite | 1987-08-01 | Fiberglass Reinforced Plastic
282002 | 2 |  | 1987-08-01 |  | 1987-08-01 |  | Temporarily out of use | Gas (Historical Use) | 10000 | Composite | 1987-08-01 | Fiberglass Reinforced Plastic
282002 | 3 |  | 1987-08-01 |  | 1987-08-01 |  | Temporarily out of use | Gas (Historical Use) | 10000 | Composite | 1987-08-01 | Fiberglass Reinforced Plastic
282002 | 4 |  | 1987-08-01 |  | 1987-08-01 |  | Temporarily out of use | Diesel | 4000 | Composite | 1987-08-01 | Fiberglass Reinforced Plastic
282003 | 1 |  |  | no |  | no | Currently in Use | Gas (Historical Use) | 20000 | Fiberglass Double Walled | 2015-08-01 | Double-Walled Fiberglass | Pressurized
282003 | 2 |  |  | no |  | no | Currently in Use | Gas (Historical Use) | 20000 | Fiberglass Double Walled | 2015-08-01 | Double-Walled Fiberglass | Pressurized
282003 | 3901 | Ball Float | 1987-11-01 |  | 1998-10-01 |  | Removed from Ground | Gas (Historical Use) | 10000 | Fiberglass | 1987-11-04 | Fiberglass Reinforced Plastic | Pressurized
282003 | 3902 | Ball Float | 1987-11-01 |  | 1998-10-01 |  | Removed from Ground | Gas (Historical Use) | 10000 | Fiberglass | 1987-11-04 | Fiberglass Reinforced Plastic | Pressurized
282003 | 3903 | Ball Float | 1987-11-01 |  | 1998-10-01 |  | Removed from Ground | Gas (Historical Use) | 8000 | Fiberglass | 1987-11-04 | Fiberglass Reinforced Plastic | Pressurized
282003 | 3904 | Ball Float | 1987-11-01 |  | 1998-10-01 |  | Removed from Ground | Diesel | 10000 | Fiberglass | 1987-11-04 | Fiberglass Reinforced Plastic | Pressurized
282003 | 3905 |  | 1995-12-01 |  | 1995-12-01 |  | Removed from Ground | Diesel | 10000 | Composite | 1995-12-01 | Fiberglass Reinforced Plastic | Pressurized
282003 | 3906 |  | 1981-11-01 |  | 1998-10-01 |  | Removed from Ground | Kerosene | 2000 | Galvanic (STIP-3) | 1987-11-04 | Fiberglass Reinforced Plastic | Safe Suction (Euro)
282003 | 3A |  |  | no |  | no | Currently in Use | Gas (Historical Use) | 10000 | Fiberglass Double Walled | 2015-08-01 | Double-Walled Fiberglass | Pressurized
282003 | 3B |  |  | no |  | no | Currently in Use | Gas (Historical Use) | 9500 | Fiberglass Double Walled | 2015-08-01 | Double-Walled Fiberglass | Pressurized
282003 | 4 |  |  | no |  | no | Currently in Use | Diesel | 12000 | Fiberglass Double Walled | 2015-08-01 | Double-Walled Fiberglass | Pressurized
282004 | 1 | [5 empty] | Removed from Ground | Gas (Historical Use) | 12000 | Fiberglass | 1985-11-04 | Bare Steel | Pressurized
286051 | 1 | [5 empty] | Removed from Ground | Gas (Historical Use) | 5000 | Bare Steel | 1970-04-22 | Galvanized Steel
286051 | 2 | [5 empty] | Removed from Ground | Gas (Historical Use) | 6000 | Bare Steel | 1978-04-20 | Galvanized Steel
286051 | 3 | [5 empty] | Removed from Ground | Gas (Historical Use) | 4000 | Bare Steel | 1970-04-22 | Galvanized Steel
286051 | 4 | [5 empty] | Removed from Ground | Gas (Historical Use) | 3000 | Bare Steel | 1970-04-22 | Galvanized Steel
286051 | 5 |  | 1992-04-23 |  | 1992-04-23 |  | Currently in Use | Diesel | 10000 | Galvanic (STIP-3) | 1986-05-01 | Fiberglass Reinforced Plastic | Pressurized
286051 | 6 |  | 1992-04-23 |  | 1992-04-23 |  | Currently in Use | Gas (Historical Use) | 10000 | Galvanic (STIP-3) | 1986-05-01 | Fiberglass Reinforced Plastic | Pressurized
286051 | 7 |  | 1992-04-23 |  | 1992-04-23 |  | Currently in Use | Gas (Historical Use) | 10000 | Galvanic (STIP-3) | 1986-05-01 | Fiberglass Reinforced Plastic | Pressurized
290001 | 1 | [5 empty] | Removed from Ground | Gas (Historical Use) | 4000 | Bare Steel | 1983-05-22 | Galvanized Steel
290001 | 2 | [5 empty] | Removed from Ground | Gas (Historical Use) | 4000 | Bare Steel | 1983-05-22 | Galvanized Steel
290001 | 3 | [5 empty] | Removed from Ground | Gas (Historical Use) | 4000 | Bare Steel | 1983-05-22 | Galvanized Steel
290001 | 4 | [5 empty] | Removed from Ground | Gas (Historical Use) | 4000 | Bare Steel | 1983-05-22 | Galvanized Steel
290001 | 5 | [5 empty] | Removed from Ground | Gas (Historical Use) | 3000 | Bare Steel | 1983-05-22 | Galvanized Steel
290002 | 1 |  |  | yes |  | yes | Removed from Ground | Used Oil | 1000 | Cathodically Protected Steel | 1981-05-22 | Galvanized Steel
290002 | 2 | [5 empty] | Removed from Ground | Diesel | 3000 | Not Marked/Unknown | 1997-04-02 | Not Marked
290002 | 3 | [5 empty] | Removed from Ground | Gas (Historical Use) | 6000 | Not Marked/Unknown | 1981-05-22 | Not Marked
290003 | 1 | [5 empty] | Removed from Ground | Diesel | 2000 | Bare Steel | 1979-05-23 | Galvanized Steel | Gravity Fed
290004 | 1 | [5 empty] | Removed from Ground | Gas (Historical Use) | 10000 | Bare Steel | 1980-05-22 | Galvanized Steel | Suction (American)
290004 | 2 |  |  | yes |  | yes | Removed from Ground | Used Oil | 550 | Bare Steel | 1985-05-21 | Galvanized Steel
290004 | 3 | [5 empty] | Removed from Ground | Gas (Historical Use) | 1000 | Bare Steel | 1998-11-17 | Bare Steel | Suction (American)
290004 | 4 | [5 empty] | Removed from Ground | Gas (Historical Use) | 1000 | Bare Steel | 1998-01-17 | Bare Steel | Suction (American)
290004 | 5 | [5 empty] | Removed from Ground | Gas (Historical Use) | 1000 | Bare Steel | 1998-11-17 | Bare Steel | Suction (American)
290005 | 1 | [5 empty] | Removed from Ground | Diesel | 10000 | Bare Steel | 1978-05-23 | Bare Steel | Pressurized
290005 | 2 | [5 empty] | Removed from Ground | Diesel | 10000 | Bare Steel | 1978-05-23 | Bare Steel | Pressurized
290005 | 3-UNLEADED | [5 empty] | Removed from Ground | Gas (Historical Use) | 1000 | Cathodically Protected Steel | 1986-01-01 | Galvanized Steel | Pressurized
290005 | 4 | [5 empty] | Removed from Ground | Other | 1000 | Bare Steel | 1978-05-23 | Bare Steel | Pressurized
290005 | 5-WO |  |  | yes |  | yes | Removed from Ground | Used Oil | 1000 | Bare Steel | 1978-05-23 | Bare Steel | Gravity Fed
290005 | 6 | Flapper Valve | 1993-11-11 | no | 1993-11-11 | no | Currently in Use | Diesel | 10000 | Bare Steel | 1993-11-11 | Fiberglass Reinforced Plastic | Pressurized
290005 | 7 | Flapper Valve | 1993-11-11 | no | 1993-11-11 | no | Currently in Use | Diesel | 10000 |  | 1993-11-11 | Fiberglass Reinforced Plastic | Pressurized
290005 | 8 | Flapper Valve | 1993-11-11 | no | 1993-11-11 | no | Currently in Use | Gas (Historical Use) | 1000 |  | 1993-11-11 | Fiberglass Reinforced Plastic | Pressurized
290005 | 9A | Flapper Valve | 2010-11-16 | yes | 2010-11-16 | yes | Currently in Use | Used Oil | 1000 |  | 1993-11-11 | Fiberglass Reinforced Plastic
290005 | 9B | Flapper Valve | 1993-11-11 | no | 1993-11-11 | no | Currently in Use | New Oil | 1000 |  | 1993-11-11 | Fiberglass Reinforced Plastic
290007 | 1 | [5 empty] | Removed from Ground | Empty | 500 | Marked Unknown | 1995-05-02 | Unknown
290008 | 1 | [5 empty] | Removed from Ground | Other | 1000 | Bare Steel | 1981-01-01 | Galvanized Steel
290008 | 2 |  |  | yes |  | yes | Removed from Ground | Used Oil | 1000 | Bare Steel | 1981-01-01 | Galvanized Steel
290009 | 1 |  | 1998-08-15 |  | 1998-08-15 |  | Removed from Ground | Gas (Historical Use) | 10000 | Composite | 1975-02-22 | Fiberglass Reinforced Plastic | Pressurized
290009 | 2 |  | 1998-08-15 |  | 1998-08-15 |  | Removed from Ground | Gas (Historical Use) | 8000 | Composite | 1975-02-22 | Fiberglass Reinforced Plastic | Pressurized
290009 | 3 |  | 1998-08-15 |  | 1998-08-15 |  | Removed from Ground | Diesel | 6000 | Composite | 1975-02-22 | Fiberglass Reinforced Plastic | Pressurized
290009 | 4 |  |  | yes |  | yes | Removed from Ground | Used Oil | 550 | Cathodically Protected Steel | 1975-02-22 | Fiberglass Reinforced Plastic
290009 | 5 |  | 1998-08-15 |  | 1998-08-15 |  | Currently in Use | Gas (Historical Use) | 10000 | Composite | 1998-08-15 | Fiberglass Reinforced Plastic | Pressurized
290009 | 6 |  | 1998-08-15 |  | 1998-08-15 |  | Currently in Use | Gas (Historical Use) | 8000 | Composite | 1998-08-15 | Fiberglass Reinforced Plastic | Pressurized
290009 | 7 |  | 1998-08-15 |  | 1998-08-15 |  | Currently in Use | Diesel | 6000 | Composite | 1998-08-15 | Fiberglass Reinforced Plastic | Pressurized
290010 | 1 | [5 empty] | Removed from Ground | Gas (Historical Use) | 3000 | Bare Steel | 1974-02-22 | Galvanized Steel | Suction (American)
290010 | 2 | [5 empty] | Removed from Ground | Gas (Historical Use) | 3000 | Bare Steel | 1974-02-22 | Galvanized Steel | Suction (American)
290010 | 3 | [5 empty] | Removed from Ground | Gas (Historical Use) | 3000 | Bare Steel | 1974-02-22 | Galvanized Steel | Suction (American)
290010 | 4 | [5 empty] | Removed from Ground | Gas (Historical Use) | 6000 | Bare Steel | 1974-02-22 | Galvanized Steel | Suction (American)
290010 | 5 |  |  | yes |  | yes | Removed from Ground | Used Oil | 550 | Bare Steel | 1974-02-22 | Galvanized Steel | Safe Suction (Euro)
290011 | 1 | [5 empty] | Removed from Ground | Gas (Historical Use) | 10000 | Bare Steel | 1976-02-22 | Galvanized Steel
290011 | 2 | [5 empty] | Removed from Ground | Gas (Historical Use) | 10000 | Bare Steel | 1976-02-22 | Galvanized Steel
290011 | 3 | [5 empty] | Removed from Ground | Gas (Historical Use) | 10000 | Bare Steel | 1976-02-22 | Galvanized Steel
290011 | 4 | [5 empty] | Removed from Ground | Diesel | 10000 | Bare Steel | 1976-02-22 | Galvanized Steel
290011 | 5 | [5 empty] | Removed from Ground | Diesel | 10000 | Bare Steel | 1976-02-22 | Galvanized Steel
290013 | 1 | Flapper Valve | 1994-12-07 |  | 1994-12-07 |  | Removed from Ground | Gas (Historical Use) | 10000 | Steel-Impressed Current | 1974-02-22 | Fiberglass Reinforced Plastic | Pressurized
290013 | 2 | Flapper Valve | 1994-12-07 |  | 1994-12-07 |  | Removed from Ground | Gas (Historical Use) | 10000 | Steel-Impressed Current | 1974-02-22 | Fiberglass Reinforced Plastic | Pressurized
290013 | 3 | Flapper Valve | 1994-12-07 |  | 1994-12-07 |  | Removed from Ground | Gas (Historical Use) | 10000 | Steel-Impressed Current | 1974-02-22 | Fiberglass Reinforced Plastic | Pressurized
290013 | 5 | [5 empty] | Removed from Ground | Empty | 550 | Bare Steel | 1974-02-22 | Galvanized Steel
290014 | 1 | [5 empty] | Removed from Ground | Gas (Historical Use) | 900 | Bare Steel | 1985-03-05 | Galvanized Steel
290015 | 1 | [5 empty] | Permanently Out of Use - historical purposes | Gas (Historical Use) | 1000 | Bare Steel | 1986-03-03 | Bare Steel
290015 | 2 | [5 empty] | Permanently Out of Use - historical purposes | Gas (Historical Use) | 2000 | Bare Steel | 1986-03-03 | Bare Steel
290016 | 1 | [5 empty] | Removed from Ground | Gas (Historical Use) | 1000 | Marked Unknown | 1996-02-22 | Unknown
290016 | 2 | [5 empty] | Removed from Ground | Gas (Historical Use) | 1000 | Marked Unknown | 1996-02-22 | Unknown
290016 | 3 |  |  | no |  | no | Removed from Ground | Gas (Historical Use) | 1000 | Unknown | 1996-02-22
290016 | 4 |  |  | no |  | no | Removed from Ground | Gas (Historical Use) | 3000 | Unknown | 1996-02-22
290017 | 1 | [5 empty] | Removed from Ground | Diesel | 10000 | Bare Steel | 1980-01-30 | Galvanized Steel
290018 | 1 | [5 empty] | Closed in Ground | Diesel | 10000 | Bare Steel | 1975-02-16 | Galvanized Steel
290018 | 2 | [5 empty] | Removed from Ground | Diesel | 10000 | Bare Steel | 1975-02-16 | Galvanized Steel
290018 | 202205 | Flapper Valve | 1992-04-01 |  | 1992-04-01 |  | Currently in Use | Gas (Historical Use) | 8000 | Galvanic (STIP-3) | 1992-04-24 | Fiberglass Reinforced Plastic | Safe Suction (Euro)
290018 | 202230 | Flapper Valve | 1992-04-01 |  | 1992-04-01 |  | Currently in Use | Diesel | 8000 | Galvanic (STIP-3) | 1992-04-24 | Fiberglass Reinforced Plastic | Safe Suction (Euro)
290018 | 3 |  |  | yes |  | yes | Removed from Ground | Used Oil | 1000 | Bare Steel | 1975-02-16 | Galvanized Steel
290018 | 4 | [5 empty] | Removed from Ground | Gas (Historical Use) | 10000 | Bare Steel | 1981-02-14 | Galvanized Steel
290018 | 5 | [5 empty] | Removed from Ground | Gas (Historical Use) | 5000 | Bare Steel | 1982-02-14 | Galvanized Steel
290020 | 1 | [5 empty] | Removed from Ground | Gas (Historical Use) | 6063 | Marked Unknown | 1973-01-01 | Unknown
290021 | 1 |  | 1999-01-01 |  | 1998-04-01 |  | Temporarily out of use | Gas (Historical Use) | 6000 | Steel-Impressed Current | 1982-03-07 | Steel (Impressed Current) | Suction (American)
290021 | 2 |  | 1999-01-01 |  | 1998-04-01 |  | Temporarily out of use | Gas (Historical Use) | 6000 | Steel-Impressed Current | 1982-03-07 | Steel (Impressed Current) | Suction (American)
290021 | 3 |  | 1999-01-01 |  | 1998-04-01 |  | Temporarily out of use | Diesel | 5000 | Steel-Impressed Current | 1982-03-07 | Steel (Impressed Current) | Suction (American)
290021 | 4 |  | 1999-01-01 |  | 1998-04-01 |  | Temporarily out of use | Gas (Historical Use) | 3000 | Steel-Impressed Current | 1982-03-07 | Steel (Impressed Current) | Suction (American)
290022 | 1 | [5 empty] | Removed from Ground | Diesel | 10000 | Bare Steel | 1970-04-14 | Galvanized Steel | Safe Suction (Euro)
290022 | 2 | [5 empty] | Removed from Ground | Diesel | 8000 | Bare Steel | 1970-04-14 | Galvanized Steel | Safe Suction (Euro)
290022 | 3 | [5 empty] | Removed from Ground | Gas (Historical Use) | 2000 | Bare Steel | 1976-01-01 | Galvanized Steel | Safe Suction (Euro)
290023 | 1 | [5 empty] | Removed from Ground | Gas (Historical Use) | 500 | Bare Steel | 1966-03-09 | Unknown
290024 | 1 |  | 1996-01-01 |  | 1996-01-01 |  | Temporarily out of use | Gas (Historical Use) | 6000 | Cathodically Protected Steel | 1971-01-01 | Cathodically Protected | Pressurized
290024 | 2 |  | 1996-01-01 |  | 1996-01-01 |  | Temporarily out of use | Gas (Historical Use) | 6000 | Cathodically Protected Steel | 1971-01-01 | Cathodically Protected | Pressurized
290024 | 3 |  | 1996-01-01 |  | 1996-01-01 |  | Temporarily out of use | Gas (Historical Use) | 6000 | Cathodically Protected Steel | 1971-01-01 | Cathodically Protected | Pressurized
290024 | 5 |  |  | yes |  | yes | Removed from Ground | Used Oil | 500 | Bare Steel | 1985-01-01 | Galvanized Steel
290025 | 1 |  | 1992-08-01 |  | 1992-08-01 |  | Removed from Ground | Gas (Historical Use) | 20000 | Cathodically Protected Steel | 1975-02-21 | Galvanized Steel | Pressurized
290025 | 2 |  | 1992-08-01 |  | 1992-08-01 |  | Removed from Ground | Gas (Historical Use) | 20000 | Cathodically Protected Steel | 1975-02-21 | Galvanized Steel | Pressurized
290025 | 3 |  | 1992-08-01 |  | 1992-08-01 |  | Removed from Ground | Gas (Historical Use) | 20000 | Cathodically Protected Steel | 1975-02-21 | Galvanized Steel | Pressurized
290025 | 4 |  | 1992-08-01 |  | 1992-08-01 |  | Removed from Ground | Gas (Historical Use) | 20000 | Cathodically Protected Steel | 1975-02-21 | Galvanized Steel | Pressurized
290025 | 5 |  | 1992-08-01 |  | 1992-08-01 |  | Removed from Ground | Kerosene | 10000 | Cathodically Protected Steel | 1975-02-21 | Galvanized Steel | Pressurized
290025 | 6 |  | 1992-01-01 |  | 1992-01-01 |  | Removed from Ground | Other | 8000 | Cathodically Protected Steel | 1975-02-21 | Galvanized Steel | Pressurized
290026 | 1 |  | 1996-01-01 |  | 1996-01-01 |  | Removed from Ground | Gas (Historical Use) | 6000 | Cathodically Protected Steel | 1985-02-18 | Galvanized Steel | Pressurized
290026 | 2 |  | 1996-01-01 |  | 1996-01-01 |  | Removed from Ground | Gas (Historical Use) | 6000 | Cathodically Protected Steel | 1985-02-18 | Galvanized Steel | Pressurized
290026 | 3 |  | 1996-01-01 |  | 1996-01-01 |  | Removed from Ground | Gas (Historical Use) | 6000 | Cathodically Protected Steel | 1985-02-18 | Galvanized Steel | Pressurized
290026 | 4 |  |  | yes | 1996-01-01 | yes | Removed from Ground | Used Oil | 500 | Cathodically Protected Steel | 1966-02-23 | Galvanized Steel
290027 | 1 | [5 empty] | Removed from Ground | Gas (Historical Use) | 8000 | Bare Steel | 1980-02-20 | Galvanized Steel
290027 | 2 | [5 empty] | Removed from Ground | Gas (Historical Use) | 6000 | Bare Steel | 1980-02-20 | Galvanized Steel
290027 | 3 | [5 empty] | Removed from Ground | Gas (Historical Use) | 8000 | Bare Steel | 1980-02-20 | Galvanized Steel
290027 | 4 | [5 empty] | Removed from Ground | Diesel | 6000 | Bare Steel | 1980-02-20 | Galvanized Steel
290028 | 1 | [5 empty] | Removed from Ground | Gas (Historical Use) | 5000 | Bare Steel | 1982-02-19 | Galvanized Steel | Pressurized
290028 | 2 | [5 empty] | Removed from Ground | Gas (Historical Use) | 10000 | Bare Steel | 1975-02-21 | Galvanized Steel | Pressurized
290028 | 3 | [5 empty] | Removed from Ground | Gas (Historical Use) | 10000 | Bare Steel | 1975-02-21 | Galvanized Steel | Pressurized
290028 | 4A | Ball Float | 2011-05-17 | no | 2011-05-17 | no | Currently in Use | Gas (Historical Use) | 16000 | Composite Double Walled | 2011-05-17 | Double-Walled Fiberglass | Pressurized
290028 | 4B | Ball Float | 2011-05-17 | no | 2011-05-17 | no | Currently in Use | Gas (Historical Use) | 4000 | Composite Double Walled | 2011-05-17 | Double-Walled Fiberglass | Pressurized
290029 | 1 | [5 empty] | Removed from Ground | Gas (Historical Use) | 4000 | Bare Steel | 1971-02-22 | Galvanized Steel
290029 | 2 | [5 empty] | Removed from Ground | Gas (Historical Use) | 4000 | Bare Steel | 1971-02-22 | Galvanized Steel
290029 | 3 | [5 empty] | Removed from Ground | Gas (Historical Use) | 4000 | Bare Steel | 1971-02-22 | Galvanized Steel
290032 | 1 | [5 empty] | Removed from Ground | Gas (Historical Use) | 2000 | Bare Steel | 1971-02-22 | Galvanized Steel | Suction (American)
290032 | 2 | [5 empty] | Removed from Ground | Gas (Historical Use) | 500 | Bare Steel | 1966-02-23 | Galvanized Steel | Suction (American)
290032 | 3 | [5 empty] | Removed from Ground | Gas (Historical Use) | 2000 | Bare Steel | 1966-02-23 | Galvanized Steel | Suction (American)
290032 | 4 | [5 empty] | Removed from Ground | Diesel | 500 | Bare Steel | 1966-02-23 | Galvanized Steel | Suction (American)
290033 | 1 |  | 1997-01-01 |  | 1993-01-01 |  | Removed from Ground | Gas (Historical Use) | 3000 | Bare Steel | 1961-02-24 | Fiberglass Reinforced Plastic | Pressurized
290033 | 2 |  | 1997-01-01 |  | 1993-01-01 |  | Removed from Ground | Gas (Historical Use) | 3000 | Bare Steel | 1961-02-24 | Fiberglass Reinforced Plastic | Pressurized
290033 | 3 |  | 1997-01-01 |  | 1993-01-01 |  | Removed from Ground | Gas (Historical Use) | 3000 | Bare Steel | 1961-02-24 | Fiberglass Reinforced Plastic | Pressurized
290033 | 4 |  | 1997-01-01 |  | 1993-01-01 |  | Removed from Ground | Gas (Historical Use) | 3000 | Bare Steel | 1961-02-24 | Fiberglass Reinforced Plastic | Pressurized
290033 | 5 |  |  | yes | 1993-01-01 | yes | Removed from Ground | Used Oil | 500 | Bare Steel | 1961-02-24 | Fiberglass Reinforced Plastic
290034 | 1 |  | 1986-01-01 |  | 1986-01-01 |  | Currently in Use | Gas (Historical Use) | 8000 | Cathodically Protected Steel | 1985-02-18 | Fiberglass Reinforced Plastic | Pressurized
290034 | 2 |  | 1986-01-01 |  | 1986-01-01 |  | Currently in Use | Gas (Historical Use) | 8000 | Cathodically Protected Steel | 1985-02-18 | Fiberglass Reinforced Plastic | Pressurized
290034 | 3 |  | 1986-01-01 |  | 1986-01-01 |  | Temporarily out of use | Diesel | 8000 | Cathodically Protected Steel | 1985-02-18 | Fiberglass Reinforced Plastic | Pressurized
290035 | 1 | [5 empty] | Removed from Ground | Diesel | 10000 | Bare Steel | 1982-02-06 | Bare Steel
290036 | 1 | Flapper Valve | 1992-01-01 |  | 1992-01-01 |  | Currently in Use | Gas (Historical Use) | 12000 | Steel-Impressed Current | 1985-02-18 | Steel (Impressed Current) | Pressurized
290036 | 2 | Flapper Valve | 1992-01-01 |  | 1992-01-01 |  | Currently in Use | Gas (Historical Use) | 10000 | Steel-Impressed Current | 1985-02-18 | Steel (Impressed Current) | Pressurized
290036 | 3 | Flapper Valve | 1992-01-01 |  | 1992-01-01 |  | Temporarily out of use | Gas (Historical Use) | 10000 | Steel-Impressed Current | 1985-02-18 | Steel (Impressed Current) | Pressurized
290036 | 4 | Flapper Valve | 1992-01-01 |  | 1992-01-01 |  | Currently in Use | Diesel | 12000 | Steel-Impressed Current | 1985-02-18 | Steel (Impressed Current) | Pressurized
290037 | 1 |  | 1998-04-15 | no | 1998-04-15 | no | Currently in Use | Gas (Historical Use) | 10000 | Steel-Impressed Current | 1984-02-11 | Fiberglass Reinforced Plastic | Pressurized
290037 | 2 |  | 1998-04-15 | no | 1998-04-15 | no | Currently in Use | Gas (Historical Use) | 10000 | Steel-Impressed Current | 1984-02-11 | Fiberglass Reinforced Plastic | Pressurized
290037 | 3 |  | 1998-04-15 | no | 1998-04-15 | no | Currently in Use | Diesel | 10000 | Steel-Impressed Current | 1984-02-11 | Fiberglass Reinforced Plastic | Pressurized
290037 | 4 |  | 1998-04-15 | no | 1998-04-15 | no | Temporarily out of use | Kerosene | 10000 | Steel-Impressed Current | 1984-02-11 | Fiberglass Reinforced Plastic | Safe Suction (Euro)
290037 | 5 | [5 empty] | Removed from Ground | Empty | 2000 | Bare Steel | 1984-02-11 | Galvanized Steel
290038 | 1 | [5 empty] | Removed from Ground | Diesel | 10000 | Bare Steel | 1981-05-09 | Galvanized Steel | Pressurized
290039 | 10 |  | 1994-05-16 |  | 1994-05-16 |  | Removed from Ground | Gas (Historical Use) | 9728 | Double Walled | 1994-05-16 | Fiberglass Reinforced Plastic | Pressurized
290039 | 11 |  | 1983-03-01 | no | 1983-03-01 | no | Removed from Ground | Diesel | 15000 | Bare Steel | 1983-03-01 | Galvanized Steel
290039 | 12 |  |  | no |  | no | Removed from Ground | Diesel | 6000 | Bare Steel | 1954-03-08 | Galvanized Steel
290039 | 13 |  |  | no |  | no | Removed from Ground | Diesel | 6000 | Bare Steel | 1954-03-08 | Galvanized Steel
290039 | 2 | [5 empty] | Removed from Ground | Diesel | 6000 | Bare Steel | 1954-03-08 | Galvanized Steel
290039 | 4 | [5 empty] | Removed from Ground | Gas (Historical Use) | 10000 | Bare Steel | 1974-07-01 | Bare Steel | Pressurized
290039 | 5 | [5 empty] | Removed from Ground | Gas (Historical Use) | 10000 | Bare Steel | 1974-07-01 | Bare Steel | Pressurized
290039 | 6 | [5 empty] | Removed from Ground | Gas (Historical Use) | 10000 | Bare Steel | 1974-07-01 | Bare Steel | Pressurized
290039 | 7 |  |  | yes |  | yes | Removed from Ground | Used Oil | 1000 | Bare Steel | 1974-07-01 | Bare Steel | Pressurized
290039 | 8 |  | 1994-05-16 |  | 1994-05-16 |  | Removed from Ground | Gas (Historical Use) | 9728 | Double Walled | 1994-05-16 | Fiberglass Reinforced Plastic | Pressurized
290039 | 9 |  | 1994-05-16 |  | 1994-05-16 |  | Removed from Ground | Gas (Historical Use) | 9728 | Double Walled | 1994-05-16 | Fiberglass Reinforced Plastic | Pressurized
290040 | 1 | [5 empty] | Removed from Ground | Kerosene | 1000 | Bare Steel | 1954-01-01 | Galvanized Steel
290040 | 3 | [5 empty] | Removed from Ground | Kerosene | 1000 | Bare Steel | 1974-03-06 | Galvanized Steel
290040 | 4 | [5 empty] | Removed from Ground | Gas (Historical Use) | 1000 | Bare Steel | 1974-03-06 | Galvanized Steel
290040 | 5 | [5 empty] | Removed from Ground | Diesel | 1000 | Bare Steel | 1974-03-06 | Galvanized Steel
290040 | 6 | [5 empty] | Removed from Ground | Diesel | 3000 | Bare Steel | 1974-03-06 | Galvanized Steel
290042 | 1 | [5 empty] | Removed from Ground | Gas (Historical Use) | 10000 | Bare Steel | 1975-01-01 | Galvanized Steel
290042 | 2 | [5 empty] | Removed from Ground | Gas (Historical Use) | 10000 | Bare Steel | 1975-01-01 | Galvanized Steel
290042 | 3 | [5 empty] | Removed from Ground | Gas (Historical Use) | 10000 | Bare Steel | 1975-01-01 | Galvanized Steel
290043 | 1 | [5 empty] | Removed from Ground | Gas (Historical Use) | 2000 | Bare Steel | 1985-03-10 | Galvanized Steel | Suction (American)
290043 | 2 | [5 empty] | Removed from Ground | Diesel | 2000 | Bare Steel | 1985-03-10 | Galvanized Steel | Suction (American)
290043 | 3 | [5 empty] | Removed from Ground | Gas (Historical Use) | 1000 | Bare Steel | 1985-03-10 | Galvanized Steel
290044 | 1 | [5 empty] | Removed from Ground | Gas (Historical Use) | 1000 | Bare Steel | 1983-03-08 | Galvanized Steel | Safe Suction (Euro)
290045 | 1 | [5 empty] | Removed from Ground | Gas (Historical Use) | 10060 | Bare Steel | 1970-03-21 | Bare Steel
290045 | 2 | [5 empty] | Removed from Ground | Diesel | 2000 | Bare Steel | 1980-03-18 | Bare Steel
290045 | 3 | [5 empty] | Removed from Ground | Other | 500 | Bare Steel | 1979-03-19 | Galvanized Steel | Suction (American)
290046 | 1 | [5 empty] | Removed from Ground | Diesel | 1000 | Cathodically Protected Steel | 1985-03-19 | Galvanized Steel
290047 | 1 | [5 empty] | Removed from Ground | Empty | 1 | Marked Unknown | 1989-04-01 | Unknown
290047 | 2 | [5 empty] | Removed from Ground | Empty | 1 | Marked Unknown | 1989-04-01 | Unknown
290047 | 3 | [5 empty] | Removed from Ground | Empty | 1 | Marked Unknown | 1989-04-01 | Unknown
290047 | 4 | [5 empty] | Removed from Ground | Empty | 1 | Marked Unknown | 1989-04-01 | Unknown
290047 | 5 | [5 empty] | Removed from Ground | Empty | 1 | Marked Unknown | 1989-04-01 | Unknown
290048 | 1 | [5 empty] | Removed from Ground | Gas (Historical Use) | 1000 | Bare Steel | 1986-08-07 | Galvanized Steel
290048 | 2 | Ball Float | 2000-12-01 |  | 2000-12-01 |  | Currently in Use | Gas (Historical Use) | 15000 | Epoxy | 2000-12-01 | Fiberglass Reinforced Plastic | Pressurized
290048 | 3 | Ball Float | 2000-12-01 |  | 2000-12-01 |  | Currently in Use | Gas (Historical Use) | 12000 | Epoxy | 2000-12-01 | Fiberglass Reinforced Plastic | Pressurized
290048 | 4 | Flapper Valve | 2000-12-01 |  | 2000-12-01 |  | Currently in Use | Diesel | 6000 | Epoxy | 2000-12-01 | Fiberglass Reinforced Plastic | Pressurized
290048 | 5 | Flapper Valve | 2000-12-01 |  | 2000-12-01 |  | Currently in Use | Diesel | 4000 | Epoxy | 2000-12-01 | Fiberglass Reinforced Plastic | Pressurized
290049 | 1 | [5 empty] | Removed from Ground | Gas (Historical Use) | 1000 | Bare Steel | 1971-03-25 | Galvanized Steel
290049 | 2 | [5 empty] | Removed from Ground | Gas (Historical Use) | 1000 | Bare Steel | 1971-03-25 | Galvanized Steel
290049 | 3 | [5 empty] | Removed from Ground | Diesel | 750 | Bare Steel | 1966-03-26 | Galvanized Steel
290049 | 4 | [5 empty] | Removed from Ground | Diesel | 15000 | Bare Steel | 1966-03-26 | Galvanized Steel
290050 | 1 |  | 1999-03-24 |  | 1994-12-05 |  | Currently in Use | Diesel | 10000 | Steel-Impressed Current | 1985-08-01 | Steel (Impressed Current) | Suction (American)
290052 | 1 | [5 empty] | Removed from Ground | Diesel | 10000 | Bare Steel | 1981-04-16 | Bare Steel | Safe Suction (Euro)
290053 | 1 | [5 empty] | Removed from Ground | Gas (Historical Use) | 10000 | Bare Steel | 1980-01-01 | Galvanized Steel | Safe Suction (Euro)
290053 | 2 | [5 empty] | Removed from Ground | Diesel | 10000 | Bare Steel | 1980-01-01 | Galvanized Steel | Safe Suction (Euro)
290053 | 3 | Flapper Valve | 1994-05-01 |  | 1994-05-01 |  | Currently in Use | Diesel | 10000 | Composite | 1994-05-25 | Fiberglass Reinforced Plastic | Safe Suction (Euro)
290055 | 1 |  | 1998-01-01 |  | 1998-01-01 |  | Temporarily out of use | Gas (Historical Use) | 6000 | Galvanic (STIP-3) | 1985-01-01 | Fiberglass Reinforced Plastic | Pressurized
290055 | 2 |  | 1998-01-01 |  | 1998-01-01 |  | Temporarily out of use | Gas (Historical Use) | 6000 | Galvanic (STIP-3) | 1985-01-01 | Fiberglass Reinforced Plastic | Pressurized
290055 | 3 |  | 1998-01-01 |  | 1998-01-01 |  | Temporarily out of use | Gas (Historical Use) | 6000 | Galvanic (STIP-3) | 1985-01-01 | Fiberglass Reinforced Plastic | Pressurized
290056 | 1 | [5 empty] | Removed from Ground | Gas (Historical Use) | 2900 | Bare Steel | 1951-04-26 | Galvanized Steel
290056 | 2 | [5 empty] | Removed from Ground | Gas (Historical Use) | 2900 | Bare Steel | 1951-04-26 | Galvanized Steel
290056 | 3 | [5 empty] | Removed from Ground | Gas (Historical Use) | 2900 | Bare Steel | 1951-04-26 | Galvanized Steel
290056 | 4 | [5 empty] | Removed from Ground | Gas (Historical Use) | 10000 | Bare Steel | 1966-01-01 | Galvanized Steel
290056 | 5 | [5 empty] | Removed from Ground | Gas (Historical Use) | 6000 | Bare Steel | 1966-01-01 | Galvanized Steel
290056 | 6 |  | 1992-01-01 |  | 1992-01-01 |  | Removed from Ground | Gas (Historical Use) | 10000 | Double Walled |  | Fiberglass Reinforced Plastic
290056 | 7 |  | 1992-01-01 |  | 1992-01-01 |  | Removed from Ground | Gas (Historical Use) | 10000 | Double Walled |  | Fiberglass Reinforced Plastic
290056 | 8 |  | 1992-01-01 | no | 1992-01-01 | no | Currently in Use | Gas (Historical Use) | 10000 |  | 1992-01-01 | Fiberglass Reinforced Plastic | Pressurized
290056 | 9 |  | 1992-01-01 | no | 1992-01-01 | no | Currently in Use | Gas (Historical Use) | 10000 |  | 1992-01-01 | Fiberglass Reinforced Plastic | Pressurized
290057 | 1 | [5 empty] | Removed from Ground | Gas (Historical Use) | 10000 | Bare Steel | 1976-01-01 | Galvanized Steel
290057 | 2 | [5 empty] | Removed from Ground | Gas (Historical Use) | 4000 | Bare Steel | 1971-01-01 | Galvanized Steel
290057 | 3 | [5 empty] | Removed from Ground | Gas (Historical Use) | 4000 | Bare Steel | 1971-01-01 | Galvanized Steel
290057 | 4 | [5 empty] | Removed from Ground | Gas (Historical Use) | 10000 | Bare Steel | 1972-01-01 | Galvanized Steel
290057 | 5 | Ball Float | 1994-07-15 | no | 1994-07-15 | no | Currently in Use | Gas (Historical Use) | 10000 | Fiberglass Double Walled | 1994-07-15 | Double-Walled Fiberglass | Pressurized
290057 | 6 | Ball Float | 1994-07-15 | no | 1994-07-15 | no | Currently in Use | Gas (Historical Use) | 10000 | Fiberglass Double Walled | 1994-07-15 | Double-Walled Fiberglass | Pressurized
290057 | 7 | Ball Float | 1994-07-15 | no | 1994-07-15 | no | Currently in Use | Gas (Historical Use) | 10000 | Fiberglass Double Walled | 1994-07-15 | Double-Walled Fiberglass | Pressurized
290059 | 1 | Flapper Valve | 1998-10-28 | no | 1998-10-28 | no | Currently in Use | Diesel | 10000 | Steel-Impressed Current | 1981-01-01 | Fiberglass Reinforced Plastic
290059 | 2 | Flapper Valve | 1998-10-28 | no | 1998-10-28 | no | Currently in Use | Gas (Historical Use) | 10000 | Steel-Impressed Current | 1981-01-01 | Fiberglass Reinforced Plastic
290059 | 3 | Flapper Valve | 1998-10-28 | no | 1998-10-28 | no | Currently in Use | Gas (Historical Use) | 10000 | Steel-Impressed Current | 1981-01-01 | Fiberglass Reinforced Plastic
290060 | 1 | Flapper Valve | 1997-05-07 |  | 1997-05-07 |  | Removed from Ground | Gas (Historical Use) | 10000 | Galvanic (STIP-3) | 1986-01-01 | Fiberglass Reinforced Plastic | Pressurized
290060 | 2 | Flapper Valve | 1997-05-07 |  | 1997-05-07 |  | Removed from Ground | Gas (Historical Use) | 10000 | Galvanic (STIP-3) | 1986-01-01 | Fiberglass Reinforced Plastic | Pressurized
290060 | 3 | Flapper Valve | 1997-05-07 |  | 1997-05-07 |  | Removed from Ground | Gas (Historical Use) | 10000 | Galvanic (STIP-3) | 1986-01-01 | Fiberglass Reinforced Plastic | Pressurized
290060 | 4 | Flapper Valve | 1997-05-07 |  | 1997-05-07 |  | Removed from Ground | Diesel | 8000 | Galvanic (STIP-3) | 1986-01-01 | Fiberglass Reinforced Plastic | Pressurized
290060 | 5 | Flapper Valve | 1997-05-07 |  | 1997-05-07 |  | Removed from Ground | Kerosene | 2000 | Galvanic (STIP-3) | 1986-01-01 | Fiberglass Reinforced Plastic | Safe Suction (Euro)
290061 | 1 | Flapper Valve | 1998-10-28 | no | 1998-10-28 | no | Currently in Use | Gas (Historical Use) | 10000 | Galvanic (STIP-3) | 1986-01-01 | Flex
290061 | 2 | Flapper Valve | 1998-10-28 | no | 1998-10-28 | no | Currently in Use | Gas (Historical Use) | 10000 | Galvanic (STIP-3) | 1986-01-01 | Flex
290061 | 3 | Flapper Valve | 1998-10-28 | no | 1998-10-28 | no | Currently in Use | Diesel | 10000 | Galvanic (STIP-3) | 1986-01-01 | Flex
290062 | 1 |  | 1991-03-01 |  | 1991-03-01 |  | Removed from Ground | Gas (Historical Use) | 3900 | Bare Steel | 1956-01-01 | Galvanized Steel | Pressurized
290062 | 2 |  | 1991-03-01 |  | 1991-03-01 |  | Removed from Ground | Gas (Historical Use) | 3900 | Bare Steel | 1956-01-01 | Galvanized Steel | Pressurized
290062 | 3 |  | 1991-03-01 |  | 1991-03-01 |  | Removed from Ground | Gas (Historical Use) | 3900 | Bare Steel | 1956-01-01 | Galvanized Steel | Pressurized
290062 | 4 |  | 1991-03-01 |  | 1991-03-01 |  | Removed from Ground | Gas (Historical Use) | 3900 | Bare Steel | 1956-01-01 | Galvanized Steel | Pressurized
290062 | 5 |  | 1991-03-01 |  | 1991-03-01 |  | Removed from Ground | Gas (Historical Use) | 3900 | Bare Steel | 1956-01-01 | Galvanized Steel | Pressurized
290063 | 1 | Flapper Valve | 1997-05-28 | no | 1997-05-28 | no | Currently in Use | Gas (Historical Use) | 10000 | Steel-Impressed Current | 1979-01-01 | Steel (Impressed Current) | Pressurized
290063 | 2 | Flapper Valve | 1997-05-28 | no | 1997-05-28 | no | Currently in Use | Gas (Historical Use) | 10000 | Steel-Impressed Current | 1979-01-01 | Steel (Impressed Current) | Pressurized
290063 | 3 | Flapper Valve | 1997-05-28 | no | 1997-05-28 | no | Currently in Use | Diesel | 10000 | Steel-Impressed Current | 1979-01-01 | Steel (Impressed Current) | Pressurized
290064 | 1 | Flapper Valve | 1997-07-31 | no | 1997-07-31 | no | Currently in Use | Gas (Historical Use) | 10000 | Galvanic (STIP-3) | 1984-01-01 | Fiberglass Reinforced Plastic | Pressurized
290064 | 2 | Flapper Valve | 1997-07-31 | no | 1997-07-31 | no | Temporarily out of use | Gas (Historical Use) | 10000 | Galvanic (STIP-3) | 1984-01-01 | Fiberglass Reinforced Plastic | Pressurized
290064 | 3 | Flapper Valve | 1997-07-31 | no | 1997-07-31 | no | Currently in Use | Gas (Historical Use) | 10000 | Galvanic (STIP-3) | 1984-01-01 | Fiberglass Reinforced Plastic | Pressurized
290065 | 1 | Ball Float | 1998-10-21 | no | 1998-10-21 | no | Currently in Use | Gas (Historical Use) | 10000 | Steel-Impressed Current | 1980-04-18 | Double-Walled Fiberglass | Pressurized
290065 | 2 | Ball Float | 1998-10-21 | no | 1998-10-21 | no | Currently in Use | Gas (Historical Use) | 10000 | Steel-Impressed Current | 1980-04-18 | Cathodically Protected | Pressurized
290065 | 3 | Ball Float | 1998-10-21 | no | 1998-10-21 | no | Currently in Use | Gas (Historical Use) | 10000 | Steel-Impressed Current | 1980-04-18 | Cathodically Protected | Pressurized
290066 | 1 | Flapper Valve | 1997-08-08 | no | 1997-08-08 | no | Currently in Use | Gas (Historical Use) | 10152 | Steel-Impressed Current | 1981-04-18 | Fiberglass Reinforced Plastic | Pressurized
290066 | 2 | Flapper Valve | 1997-08-08 | no | 1997-08-08 | no | Currently in Use | Gas (Historical Use) | 10152 | Steel-Impressed Current | 1981-04-18 | Fiberglass Reinforced Plastic | Pressurized
290066 | 3 | Flapper Valve | 1997-08-08 | no | 1997-08-08 | no | Temporarily out of use | Gas (Historical Use) | 10152 | Steel-Impressed Current | 1981-04-18 | Fiberglass Reinforced Plastic | Pressurized
290066 | 4 | Flapper Valve | 1997-08-08 | no | 1997-08-08 | no | Currently in Use | Diesel | 10152 | Steel-Impressed Current | 1981-04-18 | Fiberglass Reinforced Plastic | Pressurized
290067 | 1 |  | 1991-01-01 |  | 1991-01-01 |  | Removed from Ground | Gas (Historical Use) | 10000 | Cathodically Protected Steel | 1983-04-18 | Galvanized Steel | Pressurized
290067 | 2 |  | 1991-01-01 |  | 1991-01-01 |  | Removed from Ground | Gas (Historical Use) | 10000 | Cathodically Protected Steel | 1983-04-18 | Galvanized Steel | Pressurized
290067 | 3 |  | 1991-01-01 |  | 1991-01-01 |  | Removed from Ground | Gas (Historical Use) | 10000 | Cathodically Protected Steel | 1983-04-18 | Galvanized Steel | Pressurized
290067 | 4 |  | 1989-01-01 |  | 1989-01-01 |  | Removed from Ground | Diesel | 10000 | Cathodically Protected Steel | 1983-04-18 | Galvanized Steel | Pressurized
290067 | 5 |  | 1991-01-01 |  | 1991-01-01 |  | Removed from Ground | Kerosene | 1000 | Cathodically Protected Steel | 1983-04-18 | Galvanized Steel | Suction (American)
290067 | 6 |  | 1999-09-01 | no | 1999-09-01 | no | Currently in Use | Gas (Historical Use) | 10000 | Epoxy | 2000-09-01 |  | Pressurized
290067 | 7 |  | 1999-09-01 | no | 1999-09-01 | no | Currently in Use | Gas (Historical Use) | 10000 | Epoxy | 2000-09-01 |  | Pressurized
290067 | 8 |  | 1999-09-01 | no | 1999-09-01 | no | Currently in Use | Diesel | 10000 | Epoxy | 2000-09-01 |  | Pressurized
290067 | 9 |  | 1999-09-01 |  | 1999-09-01 |  | Closed in Ground | Kerosene | 2000 | Epoxy | 2000-09-01 | Double Walled | Pressurized
290068 | 1 | Flapper Valve | 1997-05-30 | no | 1997-05-30 | no | Currently in Use | Gas (Historical Use) | 10000 | Galvanic (STIP-3) | 1985-04-17 | Fiberglass Reinforced Plastic | Pressurized
290068 | 2 | Flapper Valve | 1997-05-30 | no | 1997-05-30 | no | Currently in Use | Gas (Historical Use) | 10000 | Galvanic (STIP-3) | 1985-04-17 | Fiberglass Reinforced Plastic | Pressurized
290068 | 3 | Flapper Valve | 1997-05-30 | no | 1997-05-30 | no | Currently in Use | Gas (Historical Use) | 10000 | Galvanic (STIP-3) | 1985-04-17 | Fiberglass Reinforced Plastic | Pressurized
290068 | 4 | Flapper Valve | 1997-05-30 | no | 1997-05-30 | no | Currently in Use | Diesel | 8000 | Galvanic (STIP-3) | 1985-04-17 | Fiberglass Reinforced Plastic | Pressurized
290068 | 5 | Flapper Valve | 1997-05-30 | no | 1997-05-30 | no | Temporarily out of use | Kerosene | 2000 | Galvanic (STIP-3) | 1985-04-17 | Fiberglass Reinforced Plastic | Suction (American)
290069 | 1 | [5 empty] | Removed from Ground | Diesel | 10000 | Bare Steel | 1969-04-25 | Bare Steel | Safe Suction (Euro)
290069 | 2 | [5 empty] | Removed from Ground | Empty | 1000 | Bare Steel | 1969-04-25 | Unknown | Safe Suction (Euro)
290070 | 1 | [5 empty] | Removed from Ground | Gas (Historical Use) | 10000 | Bare Steel | 1969-04-25 | Galvanized Steel
290071 | 1 | [5 empty] | Removed from Ground | Gas (Historical Use) | 10000 | Bare Steel | 1969-04-25 | Galvanized Steel
290071 | 2 | [5 empty] | Removed from Ground | Diesel | 6000 | Bare Steel | 1969-04-25 | Galvanized Steel
290071 | 3 | [5 empty] | Removed from Ground | Gas (Historical Use) | 0 | Marked Unknown | 1969-04-25 | Unknown
290072 | 1 | [5 empty] | Removed from Ground | Kerosene | 560 | Bare Steel | 1978-04-24 | Galvanized Steel
290073 | 1 | [5 empty] | Closed in Ground | Gas (Historical Use) | 1000 | Bare Steel | 1984-04-22 | Galvanized Steel
290074 | 1 | [5 empty] | Removed from Ground | Diesel | 2000 | Bare Steel | 1982-04-23 | Bare Steel | Safe Suction (Euro)
290074 | 2 | [5 empty] | Removed from Ground | Gas (Historical Use) | 1000 | Bare Steel | 1969-04-26 | Bare Steel | Safe Suction (Euro)
290076 | 1 | [5 empty] | Removed from Ground | Gas (Historical Use) | 560 | Bare Steel | 1960-04-28 | Galvanized Steel | Safe Suction (Euro)
290076 | 2 | [5 empty] | Removed from Ground | Diesel | 1000 | Bare Steel | 1960-04-28 | Galvanized Steel | Safe Suction (Euro)
290076 | 3 | Flapper Valve | 1996-05-01 |  | 1996-05-01 |  | Removed from Ground | Gas (Historical Use) | 1000 | Composite | 1996-05-01 | Fiberglass Reinforced Plastic | Safe Suction (Euro)
290076 | 4 | Flapper Valve | 1996-05-01 |  | 1996-05-01 |  | Removed from Ground | Diesel | 1000 | Composite | 1996-05-01 | Fiberglass Reinforced Plastic | Safe Suction (Euro)
290077 | 1 | [5 empty] | Removed from Ground | Gas (Historical Use) | 2000 | Bare Steel | 1968-04-26 | Galvanized Steel
290078 | 1AST | [5 empty] | Permanently Out of Use - historical purposes | Gas (Historical Use) | 500 | Bare Steel | 1966-04-27 | Galvanized Steel
290079 | 1 | [5 empty] | Removed from Ground | Gas (Historical Use) | 1000 | Bare Steel | 1984-04-22 | Galvanized Steel
290080 | 1 | [5 empty] | Removed from Ground | Empty | 1000 | Bare Steel | 1961-01-01 | Unknown
290080 | DUMMY | [5 empty] | Currently in Use | Other | 0 | Not Marked/Unknown |  | Not Marked
290081 | 1 | [5 empty] | Removed from Ground | Gas (Historical Use) | 1000 | Bare Steel | 1976-04-24 | Galvanized Steel | Safe Suction (Euro)
290082 | 1 | [5 empty] | Removed from Ground | Gas (Historical Use) | 2000 | Bare Steel | 1976-04-24 | Galvanized Steel
290083 | 1 | [5 empty] | Removed from Ground | Gas (Historical Use) | 1000 | Bare Steel | 1966-04-27 | Galvanized Steel
290084 | 1 | [5 empty] | Removed from Ground | Gas (Historical Use) | 1000 | Bare Steel | 1970-04-26 | Galvanized Steel
290085 | 1 | [5 empty] | Removed from Ground | Gas (Historical Use) | 560 | Bare Steel | 1973-04-25 | Galvanized Steel
290086 | 1 | [5 empty] | Removed from Ground | Gas (Historical Use) | 2000 | Bare Steel | 1976-04-24 | Galvanized Steel
290087 | 1 | [5 empty] | Removed from Ground | Gas (Historical Use) | 4000 | Bare Steel | 1961-04-28 | Galvanized Steel
290087 | 2 | [5 empty] | Removed from Ground | Gas (Historical Use) | 4000 | Bare Steel | 1961-04-28 | Galvanized Steel
290087 | 3 | [5 empty] | Removed from Ground | Gas (Historical Use) | 6000 | Bare Steel | 1961-04-28 | Galvanized Steel
290087 | 4 | Flapper Valve | 1991-01-01 |  | 1991-01-01 |  | Removed from Ground | Diesel | 8000 | Composite | 1991-01-01 | Fiberglass Reinforced Plastic | Safe Suction (Euro)
290087 | 5 | Flapper Valve | 1991-01-01 |  | 1991-01-01 |  | Removed from Ground | Gas (Historical Use) | 8000 | Composite | 1991-01-01 | Fiberglass Reinforced Plastic | Safe Suction (Euro)
290087 | 6 | Flapper Valve | 1991-01-01 |  | 1991-01-01 |  | Removed from Ground | Gas (Historical Use) | 6000 | Composite | 1991-01-01 | Fiberglass Reinforced Plastic | Safe Suction (Euro)
290088 | 1 |  | 1987-01-01 |  |  |  | Removed from Ground | Gas (Historical Use) | 6000 | Cathodically Protected Steel | 1958-04-29 | Cathodically Protected | Pressurized
290088 | 2 |  | 1987-01-01 |  |  |  | Removed from Ground | Gas (Historical Use) | 6000 | Cathodically Protected Steel | 1958-04-29 | Galvanized Steel | Pressurized
290088 | 3 |  | 1987-01-01 |  |  |  | Removed from Ground | Gas (Historical Use) | 4000 | Cathodically Protected Steel | 1982-04-23 | Cathodically Protected | Pressurized
290088 | 4 |  | 1987-01-01 |  |  |  | Removed from Ground | Diesel | 2000 | Bare Steel | 1982-04-23 | Cathodically Protected | Safe Suction (Euro)
290088 | 5 |  |  | yes |  | yes | Closed in Ground | Used Oil | 550 | Bare Steel | 1958-04-29 | Galvanized Steel
290088 | 6 |  | 1987-01-01 |  | 1987-01-01 |  | Removed from Ground | Gas (Historical Use) | 6000 | Composite | 1987-01-01 | Fiberglass Reinforced Plastic | Pressurized
290088 | 7 |  | 1987-01-01 |  | 1987-01-01 |  | Removed from Ground | Gas (Historical Use) | 6000 | Composite | 1987-01-01 | Fiberglass Reinforced Plastic | Pressurized
290088 | 8 |  | 1987-01-01 |  | 1987-01-01 |  | Removed from Ground | Gas (Historical Use) | 4000 | Composite | 1987-01-01 | Fiberglass Reinforced Plastic | Pressurized
290089 | 1 | [5 empty] | Removed from Ground | Gas (Historical Use) | 1000 | Bare Steel | 1967-04-27 | Galvanized Steel
290089 | 2 | [5 empty] | Removed from Ground | Gas (Historical Use) | 1000 | Bare Steel | 1967-04-27 | Galvanized Steel
290089 | 3 | [5 empty] | Removed from Ground | Gas (Historical Use) | 2000 | Bare Steel | 1984-04-22 | Galvanized Steel
290089 | 4 |  | 1999-01-18 |  | 1999-01-18 |  | Removed from Ground | Gas (Historical Use) | 4000 | Composite | 1999-01-18 | Fiberglass Reinforced Plastic | Safe Suction (Euro)
290090 | 1 |  | 1998-12-18 |  | 1998-12-18 |  | Removed from Ground | Gas (Historical Use) | 550 | Steel-Impressed Current | 1985-04-22 | Cathodically Protected | Safe Suction (Euro)
290090 | 2 |  | 1998-12-18 |  | 1998-12-18 |  | Removed from Ground | Gas (Historical Use) | 550 | Steel-Impressed Current | 1985-04-22 | Cathodically Protected | Safe Suction (Euro)
290091 | 1 | [5 empty] | Permanently Out of Use - historical purposes | Gas (Historical Use) | 3000 | Bare Steel | 1978-04-24 | Galvanized Steel
290091 | 2 | [5 empty] | Permanently Out of Use - historical purposes | Gas (Historical Use) | 3000 | Bare Steel | 1978-04-24 | Galvanized Steel
290091 | 3 | Flapper Valve | 1989-01-01 |  | 1989-01-01 |  | Currently in Use | Gas (Historical Use) | 10000 | Steel-Impressed Current | 1989-01-01 | Steel (Impressed Current) | Pressurized
290091 | 4 | Flapper Valve | 1989-01-01 |  | 1989-01-01 |  | Currently in Use | Gas (Historical Use) | 10000 | Steel-Impressed Current | 1989-01-01 | Steel (Impressed Current) | Pressurized
290091 | 5 | Flapper Valve | 1989-01-01 |  | 1989-01-01 |  | Currently in Use | Gas (Historical Use) | 10000 | Steel-Impressed Current | 1989-01-01 | Steel (Impressed Current) | Pressurized
290091 | 6 | Flapper Valve | 1989-01-01 |  | 1989-01-01 |  | Currently in Use | Diesel | 8000 | Steel-Impressed Current | 1989-01-01 | Steel (Impressed Current) | Pressurized
290091 | 7 | Flapper Valve | 1989-01-01 |  | 1989-01-01 |  | Temporarily out of use | Kerosene | 2000 | Steel-Impressed Current | 1989-01-01 | Steel (Impressed Current) | Pressurized
290092 | 1 | [5 empty] | Removed from Ground | Gas (Historical Use) | 1000 | Bare Steel | 1966-04-27 | Galvanized Steel
290092 | 2 | [5 empty] | Removed from Ground | Gas (Historical Use) | 1000 | Bare Steel | 1966-04-27 | Galvanized Steel
290092 | 3 | [5 empty] | Removed from Ground | Gas (Historical Use) | 1000 | Bare Steel | 1983-04-23 | Galvanized Steel
290093 | 1 | [5 empty] | Removed from Ground | Gas (Historical Use) | 1000 | Bare Steel | 1966-04-26 | Galvanized Steel
290094 | 1 | [5 empty] | Removed from Ground | Gas (Historical Use) | 2000 | Bare Steel | 1973-04-24 | Unknown
290094 | 2 | [5 empty] | Removed from Ground | Other | 1000 | Bare Steel | 1973-04-24 | Unknown
290094 | 3 | [5 empty] | Removed from Ground | Other | 1000 | Bare Steel | 1973-04-24 | Unknown
290094 | 4 |  |  | yes |  | yes | Removed from Ground | Used Oil | 0 | Bare Steel | 1973-04-24 | Unknown
290096 | 1 | [5 empty] | Removed from Ground | Gas (Historical Use) | 4000 | Bare Steel | 1968-04-15 | Galvanized Steel
290096 | 2 | [5 empty] | Removed from Ground | Gas (Historical Use) | 4000 | Bare Steel | 1968-04-15 | Galvanized Steel
290096 | 3 | [5 empty] | Removed from Ground | Gas (Historical Use) | 4000 | Bare Steel | 1968-04-15 | Galvanized Steel
290096 | 4 | [5 empty] | Removed from Ground | Empty | 4000 | Bare Steel | 1968-04-15 | Galvanized Steel
290096 | 5 |  |  | yes |  | yes | Removed from Ground | Used Oil | 550 | Bare Steel | 1968-04-15 | Not Marked
290098 | 1 | [5 empty] | Removed from Ground | Gas (Historical Use) | 4000 | Bare Steel | 1973-04-14 | Galvanized Steel
290098 | 2 | [5 empty] | Removed from Ground | Gas (Historical Use) | 4000 | Bare Steel | 1973-04-14 | Galvanized Steel
290098 | 3 | [5 empty] | Removed from Ground | Gas (Historical Use) | 4000 | Bare Steel | 1973-04-14 | Galvanized Steel
290099 | 1 |  | 1997-03-25 |  | 1997-03-25 |  | Closed in Ground | Gas (Historical Use) | 20000 | Steel-Impressed Current | 1972-04-14 | Cathodically Protected | Pressurized
290099 | 2 |  | 1997-03-25 |  | 1997-03-25 |  | Closed in Ground | Gas (Historical Use) | 20000 | Steel-Impressed Current | 1972-04-14 | Cathodically Protected | Pressurized
290099 | 3 |  | 1997-03-25 |  | 1997-03-25 |  | Closed in Ground | Diesel | 20000 | Steel-Impressed Current | 1972-04-14 | Cathodically Protected | Pressurized
290099 | 4 |  | 1997-03-25 |  | 1997-03-25 |  | Closed in Ground | Diesel | 10000 | Steel-Impressed Current | 1972-04-14 | Cathodically Protected | Pressurized
290099 | 5 |  | 1997-03-25 |  | 1997-03-25 |  | Closed in Ground | Gas (Historical Use) | 10000 | Steel-Impressed Current | 1972-04-14 | Cathodically Protected | Pressurized
290100 | 1 |  | 1999-01-25 |  | 1999-01-25 |  | Removed from Ground | Gas (Historical Use) | 6000 | Cathodically Protected Steel | 1964-04-16 | Cathodically Protected | Pressurized
290100 | 2 |  | 1999-01-25 |  | 1999-01-25 |  | Removed from Ground | Gas (Historical Use) | 6000 | Cathodically Protected Steel | 1964-04-16 | Cathodically Protected | Pressurized
290100 | 3 |  | 1999-01-25 |  | 1999-01-25 |  | Removed from Ground | Gas (Historical Use) | 6000 | Cathodically Protected Steel | 1964-04-16 | Cathodically Protected | Pressurized
290100 | 4 |  | 1999-01-25 |  | 1999-01-25 |  | Removed from Ground | Gas (Historical Use) | 10000 | Fiberglass | 1984-04-11 | Cathodically Protected | Pressurized
290100 | 5 |  | 1999-01-25 |  | 1999-01-25 |  | Removed from Ground | Diesel | 10000 | Fiberglass | 1984-04-11 | Cathodically Protected | Pressurized
290101 | 1 | [5 empty] | Temporarily out of use | Diesel | 275 | Bare Steel | 1966-04-16 | Bare Steel
290102 | 1 | [5 empty] | Removed from Ground | Diesel | 1000 | Bare Steel | 1963-04-23 | Bare Steel | Safe Suction (Euro)
290102 | 2 | [5 empty] | Removed from Ground | Diesel | 2000 | Bare Steel | 1974-04-20 | Bare Steel | Safe Suction (Euro)
290102 | 3 | [5 empty] | Removed from Ground | Gas (Historical Use) | 8000 | Bare Steel | 1971-04-21 | Bare Steel
290102 | 4 | [5 empty] | Removed from Ground | Empty | 8000 | Bare Steel | 1971-04-21 | Bare Steel
290102 | 5 | [5 empty] | Removed from Ground | Empty | 8000 | Bare Steel | 1971-04-21 | Bare Steel
290102 | 6 |  |  | no |  | no | Removed from Ground | Diesel | 5000 | Unknown | 2016-10-14 | Unknown
290102 | 7 |  |  | no |  | no | Removed from Ground | Diesel | 5000 | Unknown | 2016-10-14 | Unknown
290102 | 8 |  |  | no |  | no | Removed from Ground | Diesel | 10000 | Unknown | 2016-10-14 | Unknown
290105 | 1 | [5 empty] | Removed from Ground | Gas (Historical Use) | 5000 | Cathodically Protected Steel | 1968-04-27 | Galvanized Steel | Pressurized
290105 | 2 | [5 empty] | Removed from Ground | Gas (Historical Use) | 5000 | Cathodically Protected Steel | 1968-04-27 | Galvanized Steel | Pressurized
290105 | 3 | [5 empty] | Removed from Ground | Gas (Historical Use) | 5000 | Cathodically Protected Steel | 1968-04-27 | Galvanized Steel | Pressurized
290105 | 4 | [5 empty] | Removed from Ground | Gas (Historical Use) | 5000 | Cathodically Protected Steel | 1968-04-27 | Galvanized Steel | Pressurized
290105 | 5 |  |  | yes |  | yes | Removed from Ground | Used Oil | 550 | Cathodically Protected Steel | 1968-04-27 | Galvanized Steel | Gravity Fed
290106 | 1 |  |  | no |  | no | Removed from Ground | Gas (Historical Use) | 10000 | Fiberglass | 1982-04-24 | Fiberglass Reinforced Plastic
290106 | 2 |  |  | no |  | no | Removed from Ground | Gas (Historical Use) | 10000 | Fiberglass | 1982-04-24 | Fiberglass Reinforced Plastic
290106 | 3 |  |  | no |  | no | Removed from Ground | Gas (Historical Use) | 10000 | Fiberglass | 1982-04-24 | Fiberglass Reinforced Plastic
290106 | 4 |  |  | yes |  | yes | Removed from Ground | Used Oil | 1000 | Fiberglass | 1982-04-24 | Fiberglass Reinforced Plastic
290106 | 5 | Flapper Valve | 1992-03-23 | no | 1992-03-23 | no | Currently in Use | Regular | 10000 | Composite | 1992-01-01 | Fiberglass Reinforced Plastic | Pressurized
290106 | 6 | Flapper Valve | 1992-03-23 | no | 1992-03-23 | no | Currently in Use | Plus | 10000 | Composite | 1992-01-01 | Fiberglass Reinforced Plastic | Pressurized
290106 | 7 | Flapper Valve | 1992-03-23 | no | 1992-03-23 | no | Currently in Use | Premium | 8000 | Composite | 1992-01-01 | Fiberglass Reinforced Plastic | Pressurized
290107 | 1 |  | 1997-07-15 |  | 1997-07-15 |  | Removed from Ground | Gas (Historical Use) | 10000 | Fiberglass | 1982-04-24 | Fiberglass Reinforced Plastic
290107 | 2 |  | 1997-07-15 |  | 1997-07-15 |  | Removed from Ground | Gas (Historical Use) | 10000 | Fiberglass | 1982-04-24 | Fiberglass Reinforced Plastic | Pressurized
290107 | 3 | Ball Float | 1997-07-15 | no | 1997-07-15 | no | Currently in Use | Gas (Historical Use) | 10000 | Fiberglass | 1987-01-01 | Fiberglass Reinforced Plastic | Pressurized
290107 | 4 | Ball Float | 1997-07-15 | no | 1997-07-15 | no | Currently in Use | Gas (Historical Use) | 10000 | Fiberglass | 1987-01-01 | Fiberglass Reinforced Plastic | Pressurized
290107 | 5 | Ball Float | 1997-07-15 | no | 1997-07-15 | no | Currently in Use | Gas (Historical Use) | 10000 | Fiberglass | 1987-01-01 | Fiberglass Reinforced Plastic | Pressurized
290107 | 6 |  |  | yes |  | yes | Permanently Out of Use - historical purposes | Used Oil | 1000 | Fiberglass | 1987-01-01 | Fiberglass Reinforced Plastic
290108 | 1 | [5 empty] | Removed from Ground | Gas (Historical Use) | 5000 | Bare Steel | 1969-04-27 | Galvanized Steel
290108 | 2 | [5 empty] | Removed from Ground | Gas (Historical Use) | 10000 | Bare Steel | 1969-04-27 | Galvanized Steel
290108 | 3 | [5 empty] | Removed from Ground | Gas (Historical Use) | 10000 | Bare Steel | 1969-04-27 | Galvanized Steel
290108 | 4 |  |  | yes |  | yes | Removed from Ground | Used Oil | 550 | Bare Steel | 1969-04-27 | Galvanized Steel
290109 | 1 | [5 empty] | Removed from Ground | Gas (Historical Use) | 10000 | Cathodically Protected Steel | 1973-04-27 | Galvanized Steel
290109 | 10 |  | 1999-11-30 |  | 1999-11-30 |  | Currently in Use | Kerosene | 1000 | Cathodically Protected Steel | 1999-11-15 | Fiberglass Reinforced Plastic | Safe Suction (Euro)
290109 | 2 | [5 empty] | Removed from Ground | Gas (Historical Use) | 10000 | Cathodically Protected Steel | 1973-04-27 | Galvanized Steel
290109 | 3 | [5 empty] | Removed from Ground | Gas (Historical Use) | 5000 | Cathodically Protected Steel | 1973-04-27 | Galvanized Steel
290109 | 4 |  |  | yes |  | yes | Removed from Ground | Used Oil | 550 | Cathodically Protected Steel | 1973-04-27 | Galvanized Steel
290109 | 5 | [5 empty] | Removed from Ground | Gas (Historical Use) | 10000 | Cathodically Protected Steel | 1990-07-16 | Galvanized Steel | Pressurized
290109 | 6 |  | 1999-11-30 |  | 1999-11-30 |  | Currently in Use | Gas (Historical Use) | 8000 | Cathodically Protected Steel | 1990-07-01 | Fiberglass Reinforced Plastic | Pressurized
290109 | 7 |  | 1999-11-30 |  | 1999-11-30 |  | Currently in Use | Gas (Historical Use) | 8000 | Cathodically Protected Steel | 1990-07-01 | Fiberglass Reinforced Plastic | Pressurized
290109 | 8 |  | 1999-11-30 |  | 1999-11-30 |  | Currently in Use | Diesel | 8000 | Cathodically Protected Steel | 1990-07-01 | Fiberglass Reinforced Plastic | Pressurized
290109 | 9 |  | 1990-07-01 |  | 1990-07-01 |  | Removed from Ground | Gas (Historical Use) | 550 | Cathodically Protected Steel | 1990-07-01 | Fiberglass Reinforced Plastic | Pressurized
290110 | 1 | [5 empty] | Removed from Ground | Gas (Historical Use) | 3000 | Cathodically Protected Steel | 1963-01-01 | Galvanized Steel
290110 | 2 | [5 empty] | Removed from Ground | Gas (Historical Use) | 10000 | Cathodically Protected Steel | 1963-01-01 | Galvanized Steel
290110 | 3 | [5 empty] | Removed from Ground | Gas (Historical Use) | 3000 | Cathodically Protected Steel | 1963-01-01 | Galvanized Steel
290110 | 4 | [5 empty] | Removed from Ground | Gas (Historical Use) | 3000 | Cathodically Protected Steel | 1963-01-01 | Galvanized Steel
290110 | 5 |  |  | yes |  | yes | Removed from Ground | Used Oil | 55 | Bare Steel | 1963-01-01 | Galvanized Steel
290111 | 1 | [5 empty] | Removed from Ground | Gas (Historical Use) | 10000 | Cathodically Protected Steel | 1978-04-25 | Galvanized Steel
290111 | 2 | [5 empty] | Removed from Ground | Gas (Historical Use) | 8000 | Cathodically Protected Steel | 1963-04-29 | Galvanized Steel
290111 | 3 | [5 empty] | Removed from Ground | Gas (Historical Use) | 10000 | Cathodically Protected Steel | 1978-04-25 | Galvanized Steel
290111 | 4 |  | 1993-02-23 |  | 1993-02-23 |  | Currently in Use | Gas (Historical Use) | 8200 | Galvanic (STIP-3) | 1988-12-08 | Fiberglass Reinforced Plastic | Pressurized
290111 | 5 |  | 1993-02-23 | no | 1993-02-23 | no | Currently in Use | Gas (Historical Use) | 8200 | Galvanic (STIP-3) | 1988-12-08 | Fiberglass Reinforced Plastic | Pressurized
290111 | 6 |  | 1993-03-23 |  | 1993-03-23 |  | Currently in Use | Gas (Historical Use) | 8200 | Galvanic (STIP-3) | 1988-12-08 | Fiberglass Reinforced Plastic | Pressurized
290112 | 1 | [5 empty] | Removed from Ground | Gas (Historical Use) | 5000 | Bare Steel | 1965-04-28 | Galvanized Steel
290112 | 10 |  |  | yes | 1990-01-30 | yes | Removed from Ground | Used Oil | 1000 | Cathodically Protected Steel | 1990-01-30 | Galvanized Steel | Gravity Fed
290112 | 2 | [5 empty] | Removed from Ground | Gas (Historical Use) | 3000 | Bare Steel | 1965-04-28 | Galvanized Steel
290112 | 3 | [5 empty] | Removed from Ground | Gas (Historical Use) | 3000 | Bare Steel | 1965-04-28 | Galvanized Steel
290112 | 4 | [5 empty] | Removed from Ground | Gas (Historical Use) | 3000 | Bare Steel | 1965-04-28 | Galvanized Steel
290112 | 5 | [5 empty] | Removed from Ground | Gas (Historical Use) | 10000 | Fiberglass | 1979-04-25 | Fiberglass Reinforced Plastic
290112 | 6 |  |  | yes |  | yes | Removed from Ground | Used Oil | 1000 | Cathodically Protected Steel | 1984-04-23 | Galvanized Steel | Gravity Fed
290112 | 7 |  | 1997-10-20 |  | 1997-10-20 |  | Currently in Use | Gas (Historical Use) | 8000 | Galvanic (STIP-3) | 1990-01-30 | Fiberglass Reinforced Plastic | Pressurized
290112 | 8 |  | 1997-10-20 |  | 1997-10-20 |  | Currently in Use | Gas (Historical Use) | 8000 | Galvanic (STIP-3) | 1990-01-30 | Fiberglass Reinforced Plastic | Pressurized
290112 | 9 |  | 1997-10-20 |  | 1997-10-20 |  | Currently in Use | Gas (Historical Use) | 8000 | Galvanic (STIP-3) | 1990-01-30 | Fiberglass Reinforced Plastic | Pressurized
290114 | 1 |  | 1999-01-11 |  | 1999-01-11 |  | Temporarily out of use | Gas (Historical Use) | 10000 | Cathodically Protected Steel | 1985-08-11 | Cathodically Protected | Pressurized
290114 | 2 |  | 1999-01-11 |  | 1999-01-11 |  | Temporarily out of use | Gas (Historical Use) | 10000 | Cathodically Protected Steel | 1985-08-11 | Cathodically Protected | Pressurized
290114 | 3 |  | 1999-01-11 |  | 1999-01-11 |  | Temporarily out of use | Gas (Historical Use) | 10000 | Cathodically Protected Steel | 1985-08-11 | Cathodically Protected | Pressurized
290114 | 4 |  | 1999-01-11 |  | 1999-01-11 |  | Temporarily out of use | Diesel | 10000 | Cathodically Protected Steel | 1985-08-11 | Cathodically Protected | Pressurized
290114 | 5 |  | 1999-01-11 |  | 1999-01-11 |  | Temporarily out of use | Kerosene | 5000 | Galvanic (STIP-3) | 1968-08-15 | Cathodically Protected | Pressurized
290114 | 6 |  | 2008-01-01 |  | 2008-01-01 |  | Removed from Ground | Empty | 5000 | Galvanic (STIP-3) | 1968-08-15 | Cathodically Protected
290114 | 7 | [5 empty] | Removed from Ground | Empty | 2900 | Galvanic (STIP-3) | 1968-08-15 | Cathodically Protected
290114 | 8 |  | 2008-01-01 |  | 2008-01-01 |  | Removed from Ground | Empty | 2900 | Galvanic (STIP-3) | 1968-08-15 | Cathodically Protected
290115 | 1 | [5 empty] | Removed from Ground | Gas (Historical Use) | 10000 | Bare Steel | 1963-04-29 | Galvanized Steel
290115 | 2 | [5 empty] | Removed from Ground | Gas (Historical Use) | 6000 | Bare Steel | 1963-04-29 | Galvanized Steel
290115 | 3 | [5 empty] | Removed from Ground | Gas (Historical Use) | 10000 | Bare Steel | 1972-04-26 | Galvanized Steel
290115 | 4 |  | 1991-08-01 |  | 1991-08-01 |  | Removed from Ground | Gas (Historical Use) | 10000 | Double Walled | 1991-06-01 | Fiberglass Reinforced Plastic | Pressurized
290115 | 5 |  | 1991-08-01 |  | 1991-08-01 |  | Removed from Ground | Gas (Historical Use) | 10000 | Double Walled | 1991-08-01 | Fiberglass Reinforced Plastic | Pressurized
290115 | 6 |  | 1991-08-01 |  | 1991-08-01 |  | Removed from Ground | Gas (Historical Use) | 10000 | Double Walled | 1991-08-01 | Fiberglass Reinforced Plastic | Pressurized
290116 | 1 | [5 empty] | Removed from Ground | Gas (Historical Use) | 2000 | Bare Steel | 1980-04-23 | Galvanized Steel
290118 | 1 | Flapper Valve | 1996-01-22 |  | 1996-01-22 |  | Currently in Use | Diesel | 8000 | Galvanic (STIP-3) | 1986-01-01 | Cathodically Protected | Pressurized
290118 | 2 | Flapper Valve | 1996-01-22 | no | 1996-01-22 | no | Temporarily out of use | Diesel | 1000 | Galvanic (STIP-3) | 1986-04-29 | Galvanized Steel | Suction (American)
290118 | 3 | [5 empty] | Removed from Ground | Empty | 8000 | Bare Steel | 1978-05-01 | Galvanized Steel
290118 | 4 | [5 empty] | Removed from Ground | Empty | 1000 | Bare Steel | 1978-05-01 | Galvanized Steel
290119 | 1 | [5 empty] | Closed in Ground | Diesel | 20000 | Bare Steel | 1970-04-13 | Galvanized Steel
290119 | 2 | [5 empty] | Closed in Ground | Diesel | 15000 | Bare Steel | 1970-04-13 | Galvanized Steel
290119 | 3 |  |  | yes |  | yes | Removed from Ground | Other | 300 | Concrete | 1985-04-09 | Not Marked
290119 | 4 | [5 empty] | Closed in Ground | Diesel | 20000 | Bare Steel | 1970-04-13 | Galvanized Steel
290119 | 5 |  |  | yes |  | yes | Removed from Ground | Other | 300 | Concrete | 1985-04-09 | Not Marked
290119 | 6 | [5 empty] | Removed from Ground | Other | 550 | Bare Steel | 1985-01-01 | Unknown | Gravity Fed
290119 | 7 | [5 empty] | Removed from Ground | Other | 1000 | Marked Unknown | 1985-01-01 | Unknown | Gravity Fed
290120 | 3 | [5 empty] | Removed from Ground | Empty | 8000 | Bare Steel | 1974-01-01 | Galvanized Steel
290120 | 4 | [5 empty] | Removed from Ground | Gas (Historical Use) | 5000 | Bare Steel | 1974-01-01 | Galvanized Steel
290120 | 5 |  |  | yes |  | yes | Removed from Ground | Used Oil | 250 | Bare Steel | 1974-01-01 | Galvanized Steel
290124 | 1 | [5 empty] | Removed from Ground | Gas (Historical Use) | 1000 | Bare Steel | 1986-04-29 | Galvanized Steel
290124 | 2 | [5 empty] | Removed from Ground | Diesel | 500 | Bare Steel | 1986-04-29 | Galvanized Steel
290124 | 3 | [5 empty] | Removed from Ground | Gas (Historical Use) | 2000 | Bare Steel | 1986-04-29 | Galvanized Steel
290125 | 1 |  | 1998-08-01 |  | 1998-08-01 |  | Currently in Use | Gas (Historical Use) | 10270 | Steel-Impressed Current | 1981-04-05 | Fiberglass Reinforced Plastic | Pressurized
290125 | 2 |  | 1998-08-01 |  | 1998-08-01 |  | Currently in Use | Gas (Historical Use) | 10270 | Steel-Impressed Current | 1981-04-05 | Fiberglass Reinforced Plastic | Pressurized
290125 | 3 |  | 1998-08-01 |  | 1998-08-01 |  | Currently in Use | Diesel | 10270 | Steel-Impressed Current | 1981-04-05 | Fiberglass Reinforced Plastic | Pressurized
290125 | 4 |  | 1998-08-01 |  | 1998-08-01 |  | Currently in Use | Diesel | 10270 | Steel-Impressed Current | 1981-04-05 | Fiberglass Reinforced Plastic | Pressurized
290126 | 1 |  | 1997-02-25 |  | 1997-02-25 |  | Currently in Use | Gas (Historical Use) | 10000 | Steel-Impressed Current | 1980-06-15 | Fiberglass Reinforced Plastic | Pressurized
290126 | 2 |  | 1997-02-25 |  | 1997-02-25 |  | Currently in Use | Gas (Historical Use) | 10000 | Steel-Impressed Current | 1980-06-15 | Fiberglass Reinforced Plastic
290126 | 3 |  | 1997-02-25 |  | 1997-02-25 |  | Currently in Use | Gas (Historical Use) | 10000 | Steel-Impressed Current | 1980-06-15 | Fiberglass Reinforced Plastic | Pressurized
290126 | 4 |  | 1997-02-25 |  | 1997-02-25 |  | Currently in Use | Gas (Historical Use) | 10000 | Steel-Impressed Current | 1980-06-15 | Fiberglass Reinforced Plastic | Pressurized
290127 | 1 | [5 empty] | Removed from Ground | Gas (Historical Use) | 7200 | Bare Steel | 1979-04-09 | Unknown
290128 | 1 | [5 empty] | Removed from Ground | Gas (Historical Use) | 2000 | Bare Steel | 1972-04-10 | Bare Steel
290130 | 1 | [5 empty] | Removed from Ground | Other | 275 | Bare Steel | 1984-03-25 | Not Marked
290131 | 1 | [5 empty] | Closed in Ground | Gas (Historical Use) | 540 | Bare Steel | 1950-04-04 | Galvanized Steel
290131 | 2 | [5 empty] | Closed in Ground | Gas (Historical Use) | 540 | Bare Steel | 1960-04-01 | Galvanized Steel
290133 | 1 | [5 empty] | Removed from Ground | Diesel | 8000 | Bare Steel | 1986-04-02 | Unknown
290134 | 1 | [5 empty] | Removed from Ground | Diesel | 0 | Bare Steel |  | Galvanized Steel
290135 | 1 | [5 empty] | Removed from Ground | Diesel | 500 | Marked Unknown | 1986-04-22 | Unknown
290135 | 2 | [5 empty] | Removed from Ground | Diesel | 3000 | Marked Unknown | 1986-04-22 | Unknown
290136 | 1 | Flapper Valve | 1994-11-01 |  | 1996-01-01 |  | Currently in Use | Gas (Historical Use) | 8000 | Steel-Impressed Current | 1986-04-29 | Cathodically Protected | Pressurized
290136 | 2 | Flapper Valve | 1994-11-01 |  | 1996-01-01 |  | Currently in Use | Gas (Historical Use) | 8000 | Steel-Impressed Current | 1986-04-29 | Cathodically Protected | Pressurized
290136 | 3 | Flapper Valve | 1994-11-01 |  | 1996-01-01 |  | Currently in Use | Diesel | 8000 | Steel-Impressed Current | 1986-04-29 | Cathodically Protected | Pressurized
290136 | 4 |  |  | yes |  | yes | Permanently Out of Use - historical purposes | Used Oil | 550 | Bare Steel | 1986-04-29 | Galvanized Steel
290138 | 1 | [5 empty] | Removed from Ground | Gas (Historical Use) | 4000 | Marked Unknown |  | Unknown
290138 | 2 | [5 empty] | Removed from Ground | Gas (Historical Use) | 4000 | Marked Unknown |  | Unknown
290138 | 3 | [5 empty] | Removed from Ground | Gas (Historical Use) | 4000 | Marked Unknown |  | Unknown
290138 | 4 | [5 empty] | Removed from Ground | Gas (Historical Use) | 4000 | Marked Unknown |  | Galvanized Steel
290138 | 5 |  |  | yes |  | yes | Removed from Ground | Used Oil | 550 | Marked Unknown |  | Unknown
290139 | 1 | [5 empty] | Removed from Ground | Diesel | 10000 | Bare Steel | 1976-07-01 | Unknown | Safe Suction (Euro)
290140 | 1 | [5 empty] | Removed from Ground | Gas (Historical Use) | 1000 | Bare Steel | 1966-04-07 | Galvanized Steel
290141 | 1 | [5 empty] | Removed from Ground | Diesel | 5000 | Cathodically Protected Steel | 1966-05-06 | Galvanized Steel
290141 | 2 | [5 empty] | Removed from Ground | Diesel | 6000 | Bare Steel | 1971-05-05 | Galvanized Steel
290142 | 1 | [5 empty] | Removed from Ground | Hazardous Substance | 21800 | Bare Steel | 1983-05-02 | Not Marked
290144 | 1 | Flapper Valve | 1997-07-30 | no | 1997-07-30 | no | Currently in Use | Gas (Historical Use) | 10000 | Steel-Impressed Current | 1984-05-01 | Double-Walled Fiberglass | Pressurized
290144 | 2 | Flapper Valve | 1997-07-30 |  | 1997-07-30 |  | Currently in Use | Gas (Historical Use) | 8000 | Steel-Impressed Current | 1984-05-01 | Double-Walled Fiberglass | Pressurized
290144 | 3 | Flapper Valve | 1997-07-30 |  | 1997-07-30 |  | Currently in Use | Gas (Historical Use) | 8000 | Steel-Impressed Current | 1984-05-01 | Double-Walled Fiberglass | Pressurized
290145 | 1 | [5 empty] | Removed from Ground | Diesel | 1000 | Bare Steel | 1960-04-10 | Unknown
290148 | 1 | [5 empty] | Removed from Ground | Diesel | 2000 | Bare Steel | 1971-03-21 | Galvanized Steel
290148 | 2 | [5 empty] | Removed from Ground | Gas (Historical Use) | 8000 | Bare Steel | 1971-03-21 | Galvanized Steel
290148 | 3 | [5 empty] | Removed from Ground | Gas (Historical Use) | 10000 | Bare Steel | 1971-03-21 | Galvanized Steel
290148 | 4 | [5 empty] | Removed from Ground | Gas (Historical Use) | 10000 | Bare Steel | 1971-03-21 | Galvanized Steel
290149 | 1 | [5 empty] | Removed from Ground | Gas (Historical Use) | 10000 | Bare Steel | 1980-04-19 | Galvanized Steel
290149 | 2 | [5 empty] | Removed from Ground | Diesel | 10000 | Bare Steel | 1980-04-19 | Galvanized Steel
290149 | 3 |  |  | no |  | no | Removed from Ground |  | 560 | Unknown | 1998-06-25
290149 | 4 |  |  | yes |  | yes | Removed from Ground | Used Oil | 560 | Composite | 1998-07-02 | Flex | Gravity Fed
290150 | 1 | [5 empty] | Removed from Ground | Other | 2000 | Bare Steel | 1969-05-09 | Bare Steel
290150 | 2 | [5 empty] | Removed from Ground | Other | 2000 | Bare Steel | 1986-05-05 | Bare Steel
290150 | 3 |  |  | yes |  | yes | Removed from Ground | Used Oil | 2000 | Bare Steel | 1986-05-05 | Bare Steel
290151 | 1 | [5 empty] | Removed from Ground | Other | 5000 | Cathodically Protected Steel | 1985-05-05 | Galvanized Steel | Suction (American)
290151 | 2 | [5 empty] | Removed from Ground | Other | 3000 | Cathodically Protected Steel | 1985-05-05 | Galvanized Steel | Suction (American)
290151 | 3 |  |  | yes |  | yes | Removed from Ground | Used Oil | 2000 | Cathodically Protected Steel | 1985-05-05 | Galvanized Steel | Suction (American)
290152 | 1 | [5 empty] | Removed from Ground | Gas (Historical Use) | 5000 | Cathodically Protected Steel | 1993-04-26 | Galvanized Steel | Safe Suction (Euro)
290152 | 2 |  |  | yes |  | yes | Removed from Ground | Used Oil | 550 | Cathodically Protected Steel | 1993-04-26 | Galvanized Steel
290152 | 3 |  |  | yes |  | yes | Removed from Ground | Used Oil | 1 | Cathodically Protected Steel | 1993-04-26 | Galvanized Steel
290152 | 4 | [5 empty] | Removed from Ground | Other | 5000 | Bare Steel | 1993-04-26 | Galvanized Steel | Gravity Fed
290152 | 5 |  |  | yes |  | yes | Removed from Ground | Used Oil | 550 | Cathodically Protected Steel | 1993-04-26 | Galvanized Steel | Safe Suction (Euro)
290152 | 6 |  |  | yes |  | yes | Removed from Ground | Used Oil | 550 | Cathodically Protected Steel | 1993-04-26 | Galvanized Steel | Gravity Fed
290153 | 1 | [5 empty] | Currently in Use | Diesel | 10000 | Bare Steel | 1971-05-09 | Bare Steel
290153 | 2 | [5 empty] | Currently in Use | Diesel | 10000 | Bare Steel | 1978-05-07 | Bare Steel
290153 | 3 | [5 empty] | Removed from Ground | Gas (Historical Use) | 10000 | Bare Steel | 1974-01-01 | Bare Steel | Suction (American)
290153 | 4 | [5 empty] | Removed from Ground | Diesel | 10000 | Bare Steel | 1966-01-01 | Bare Steel | Suction (American)
290153 | 5 | [5 empty] | Removed from Ground | Diesel | 2000 | Bare Steel | 1978-01-01 | Bare Steel | Suction (American)
290155 | 1 |  | 1995-07-01 |  | 1995-07-01 |  | Removed from Ground | Diesel | 10000 | Cathodically Protected Steel | 1974-05-05 | Fiberglass Reinforced Plastic | Pressurized
290155 | 2 |  | 1995-07-01 |  | 1995-07-01 |  | Removed from Ground | Diesel | 10000 | Cathodically Protected Steel | 1974-05-05 | Fiberglass Reinforced Plastic | Pressurized
290155 | 3AST | [5 empty] | Removed from Ground | Other | 4000 | Bare Steel | 1974-05-05 | Unknown
290155 | 4 |  |  | yes |  | yes | Removed from Ground | Used Oil | 250 | Cathodically Protected Steel | 1976-05-04 | Bare Steel | Gravity Fed
290156 | 1 | [5 empty] | Closed in Ground | Gas (Historical Use) | 10000 | Bare Steel | 1981-05-08 | Bare Steel | Pressurized
290156 | 2 | [5 empty] | Closed in Ground | Diesel | 10000 | Bare Steel | 1981-05-08 | Unknown | Pressurized
290156 | A | [5 empty] | Removed from Ground | Gas (Historical Use) | 4000 | Bare Steel | 1953-01-01 | Bare Steel
290156 | B | [5 empty] | Removed from Ground | Other | 4000 | Bare Steel | 1953-01-01 | Bare Steel
290157 | 12001 |  |  | no |  | no | Closed in Ground | Gas (Historical Use) | 10000 | Bare Steel | 1981-05-08 | Steel (Impressed Current) | Pressurized
290157 | 12002.1 |  |  | no |  | no | Removed from Ground | Gas (Historical Use) | 6000 | Bare Steel | 1966-05-12 | Galvanized Steel
290157 | 12002.2 |  |  | no |  | no | Removed from Ground | Gas (Historical Use) | 6000 | Bare Steel | 1966-05-12
290157 | 12003 |  |  | no |  | no | Closed in Ground | Diesel | 10000 | Bare Steel | 1981-05-08 | Steel (Impressed Current) | Safe Suction (Euro)
290157 | 605057 | Ball Float | 1992-10-27 | no | 1992-10-27 | no | Currently in Use | Diesel | 12000 | Fiberglass | 1992-10-27 | Fiberglass Reinforced Plastic | Pressurized
290157 | G | Ball Float | 1991-01-01 | no | 1991-01-01 | no | Currently in Use | Gas (Historical Use) | 10000 | Composite | 1991-01-01 | Fiberglass Reinforced Plastic | Pressurized
290157 | WO |  |  | yes |  | yes | Removed from Ground | Used Oil | 550 | Bare Steel | 1992-09-28 | Galvanized Steel
290158 | 1 | [5 empty] | Removed from Ground | Gas (Historical Use) | 1000 | Bare Steel | 1983-01-01 | Galvanized Steel
290159 | 1 | [5 empty] | Removed from Ground | Gas (Historical Use) | 10000 | Bare Steel | 1971-05-09 | Unknown
290159 | 2 |  |  | yes |  | yes | Removed from Ground | Used Oil | 5000 | Bare Steel | 1971-05-09 | Unknown
290161 | 1 |  | 1998-12-21 |  | 1998-12-21 |  | Currently in Use | Diesel | 20000 | Steel-Impressed Current | 1976-05-10 | Cathodically Protected | Pressurized
290161 | 2 |  | 1998-12-21 |  | 1998-12-21 |  | Currently in Use | Gas (Historical Use) | 8000 | Steel-Impressed Current | 1976-05-10 | Cathodically Protected | Suction (American)
290161 | 3 |  | 1998-12-04 | yes | 1998-12-21 | yes | Currently in Use | Used Oil | 2000 | Steel-Impressed Current | 1976-05-10 | Cathodically Protected | Gravity Fed
290162 | 1 | [5 empty] | Removed from Ground | Other | 10000 | Bare Steel | 1985-05-08 | Bare Steel
290162 | 10 | [5 empty] | Removed from Ground | Diesel | 10000 | Marked Unknown | 1986-05-08 | Bare Steel
290162 | 11 |  |  | yes |  | yes | Removed from Ground | Used Oil | 500 | Marked Unknown | 1986-05-08 | Bare Steel
290162 | 12 | [5 empty] | Removed from Ground | Gas (Historical Use) | 7000 | Bare Steel | 1971-06-26 | Bare Steel
290162 | 13 | [5 empty] | Removed from Ground | Diesel | 10000 | Bare Steel | 1971-06-15 | Unknown
290162 | 2 | [5 empty] | Removed from Ground | Other | 10000 | Bare Steel | 1986-05-08 | Bare Steel
290162 | 3 | [5 empty] | Removed from Ground | Empty | 11000 | Bare Steel | 1986-05-08 | Bare Steel
290162 | 4 | [5 empty] | Removed from Ground | Gas (Historical Use) | 4500 | Bare Steel | 1986-05-08 | Bare Steel
290162 | 5 | [5 empty] | Removed from Ground | Gas (Historical Use) | 600 | Bare Steel | 1986-05-08 | Bare Steel
290162 | 6 | [5 empty] | Removed from Ground | Diesel | 6000 | Marked Unknown | 1986-05-08 | Bare Steel
290162 | 7 | [5 empty] | Removed from Ground | Diesel | 4500 | Marked Unknown | 1986-05-08 | Bare Steel
290162 | 8 | [5 empty] | Removed from Ground | Diesel | 4500 | Marked Unknown | 1986-05-08 | Bare Steel
290162 | 9 | [5 empty] | Removed from Ground | Diesel | 4500 | Marked Unknown | 1986-05-08 | Bare Steel
290163 | 1 | [5 empty] | Removed from Ground | Diesel | 560 | Galvanic (STIP-3) | 1976-05-10 | Copper | Suction (American)
290163 | 2 | Flapper Valve | 1992-08-23 | no | 1992-08-23 | no | Currently in Use | Diesel | 1000 | Galvanic (STIP-3) | 1992-08-23 | Copper | Suction (American)
290166 | 1 | [5 empty] | Removed from Ground | Diesel | 400 | Bare Steel | 1978-05-10 | Bare Steel
290166 | 2 |  |  | yes |  | yes | Removed from Ground | Used Oil | 300 | Bare Steel | 1976-05-10 | Bare Steel
290167 | 1 | [5 empty] | Removed from Ground | Gas (Historical Use) | 1000 | Bare Steel | 1966-05-13 | Galvanized Steel
290168 | 1 | [5 empty] | Currently in Use | Gas (Historical Use) | 1000 | Bare Steel | 1966-05-13 | Galvanized Steel | Suction (American)
290168 | 2 | [5 empty] | Currently in Use | Diesel | 1000 | Bare Steel | 1966-05-13 | Galvanized Steel | Suction (American)
290169 | 1 | [5 empty] | Closed in Ground | Gas (Historical Use) | 1000 | Bare Steel | 1966-05-13 | Galvanized Steel
290170 | 1 | [5 empty] | Removed from Ground | Gas (Historical Use) | 1000 | Bare Steel | 1926-03-23 | Galvanized Steel
290170 | 2 | [5 empty] | Removed from Ground | Gas (Historical Use) | 1000 | Bare Steel | 1926-03-23 | Galvanized Steel
290170 | 3 | [5 empty] | Removed from Ground | Gas (Historical Use) | 1000 | Bare Steel | 1926-03-23 | Galvanized Steel
290172 | 1 | [5 empty] | Permanently Out of Use - historical purposes | Other | 1 | Not Marked/Unknown |  | Not Marked
290173 | 1 | [5 empty] | Removed from Ground | Gas (Historical Use) | 1000 | Bare Steel | 1964-05-12 | Galvanized Steel
290173 | 2 | [5 empty] | Removed from Ground | Gas (Historical Use) | 1000 | Bare Steel | 1964-05-12 | Galvanized Steel
290173 | 3 | [5 empty] | Removed from Ground | Gas (Historical Use) | 1000 | Bare Steel | 1964-05-12 | Galvanized Steel
290174 | 1 |  | 1997-08-07 |  | 1993-09-01 |  | Removed from Ground | Gas (Historical Use) | 10000 | Steel-Impressed Current | 1980-05-08 | Cathodically Protected | Pressurized
290174 | 2 |  | 1997-08-07 |  | 1993-09-01 |  | Removed from Ground | Gas (Historical Use) | 10000 | Cathodically Protected Steel | 1980-05-08 | Galvanized Steel | Pressurized
290174 | 3 |  | 1997-08-07 |  | 1993-09-01 |  | Removed from Ground | Gas (Historical Use) | 10000 | Cathodically Protected Steel | 1980-05-08 | Galvanized Steel | Pressurized
290175 | 1 |  | 2005-08-08 |  | 1993-09-03 |  | Removed from Ground | Diesel | 20000 | Steel-Impressed Current | 1979-05-09 | Galvanized Steel | Pressurized
290175 | 2 |  | 2005-08-08 |  | 1993-09-03 |  | Removed from Ground | Diesel | 20000 | Steel-Impressed Current | 1979-05-09 | Galvanized Steel | Pressurized
290175 | 3 |  | 2005-08-08 |  | 1997-09-03 |  | Removed from Ground | Gas (Historical Use) | 10000 | Steel-Impressed Current | 1979-05-09 | Galvanized Steel | Pressurized
290175 | 4 | [5 empty] | Removed from Ground | Diesel | 2000 | Bare Steel | 1980-05-08 | Galvanized Steel
290176 | 1 |  |  |  | 1993-09-01 |  | Removed from Ground | Gas (Historical Use) | 10000 | Bare Steel | 1980-05-08 | Galvanized Steel | Pressurized
290176 | 2 |  |  |  | 1993-09-01 |  | Removed from Ground | Gas (Historical Use) | 10000 | Bare Steel | 1980-05-08 | Galvanized Steel | Pressurized
290176 | 3 |  |  |  | 1993-09-01 |  | Removed from Ground | Gas (Historical Use) | 10000 | Bare Steel | 1980-05-08 | Galvanized Steel | Pressurized
290176 | 4 |  |  |  | 1993-09-01 |  | Removed from Ground | Gas (Historical Use) | 0 | Bare Steel | 1997-03-25 | Galvanized Steel | Pressurized
290177 | 1 |  |  |  | 1993-09-01 |  | Removed from Ground | Gas (Historical Use) | 6000 | Bare Steel | 1968-05-11 | Galvanized Steel | Pressurized
290177 | 1A |  | 1998-07-01 |  | 1998-07-01 |  | Currently in Use | Gas (Historical Use) | 10000 | Composite | 1998-07-01 | Fiberglass Reinforced Plastic | Pressurized
290177 | 1B |  | 1998-07-01 |  | 1998-07-01 |  | Currently in Use | Diesel | 2000 | Composite | 1998-07-01 | Fiberglass Reinforced Plastic | Pressurized
290177 | 2 |  |  |  | 1993-09-01 |  | Removed from Ground | Gas (Historical Use) | 6000 | Bare Steel | 1968-05-11 | Galvanized Steel | Pressurized
290177 | 2A |  | 1998-07-01 |  | 1998-07-01 |  | Currently in Use | Gas (Historical Use) | 6000 | Composite | 1998-07-01 | Fiberglass Reinforced Plastic | Pressurized
290177 | 2B |  | 1998-07-01 |  | 1998-07-01 |  | Currently in Use | Gas (Historical Use) | 6000 | Composite | 1998-07-01 | Fiberglass Reinforced Plastic | Pressurized
290177 | 3 |  |  |  | 1993-09-01 |  | Removed from Ground | Gas (Historical Use) | 4000 | Bare Steel | 1968-05-11 | Galvanized Steel | Pressurized
290177 | 4 |  |  | yes |  | yes | Removed from Ground | Used Oil | 550 | Bare Steel | 1968-05-11 | Galvanized Steel
290178 | 1 | [5 empty] | Removed from Ground | Gas (Historical Use) | 4000 | Bare Steel | 1958-05-14 | Galvanized Steel | Pressurized
290178 | 2 | [5 empty] | Removed from Ground | Diesel | 4000 | Bare Steel | 1958-05-14 | Galvanized Steel | Pressurized
290178 | 3 | [5 empty] | Removed from Ground | Gas (Historical Use) | 3000 | Bare Steel | 1958-05-14 | Galvanized Steel | Pressurized
290178 | 4 |  |  | yes |  | yes | Removed from Ground | Used Oil | 550 | Bare Steel | 1958-05-14 | Galvanized Steel | Pressurized
290178 | 5 |  | 1990-08-01 |  | 1990-08-01 |  | Removed from Ground | Gas (Historical Use) | 3000 | Galvanic (STIP-3) | 1990-08-01 | Galvanized Steel | Pressurized
290178 | 6 |  | 1990-08-01 |  | 1990-08-01 |  | Removed from Ground | Gas (Historical Use) | 3000 | Galvanic (STIP-3) | 1990-08-01 | Galvanized Steel | Pressurized
290178 | 7 |  | 1990-08-01 |  | 1990-08-01 |  | Removed from Ground | Gas (Historical Use) | 3000 | Galvanic (STIP-3) | 1990-08-01 | Galvanized Steel | Pressurized
290178 | 8 |  | 1990-08-01 |  | 1990-08-01 |  | Removed from Ground | Diesel | 1000 | Galvanic (STIP-3) | 1990-08-01 | Galvanized Steel | Pressurized
290179 | 1 | [5 empty] | Removed from Ground | Gas (Historical Use) | 8000 | Bare Steel | 1966-05-12 | Galvanized Steel | Pressurized
290179 | 2 | [5 empty] | Removed from Ground | Gas (Historical Use) | 8000 | Bare Steel | 1966-05-12 | Galvanized Steel | Pressurized
290179 | 3 | [5 empty] | Removed from Ground | Gas (Historical Use) | 8000 | Bare Steel | 1973-05-10 | Galvanized Steel | Pressurized
290179 | 4 | [5 empty] | Removed from Ground | Diesel | 2000 | Bare Steel | 1983-05-08 | Galvanized Steel | Pressurized
290179 | 5 |  |  | yes |  | yes | Closed in Ground | Used Oil | 550 | Bare Steel | 1966-05-12 | Galvanized Steel
290179 | 6 |  | 1990-07-01 |  | 1990-07-01 |  | Removed from Ground | Gas (Historical Use) | 8000 | Galvanic (STIP-3) | 1990-07-01 | Galvanized Steel | Pressurized
290179 | 7 |  | 1990-07-01 |  | 1990-07-01 |  | Removed from Ground | Gas (Historical Use) | 6000 | Galvanic (STIP-3) | 1990-07-01 | Galvanized Steel | Pressurized
290179 | 8 |  | 1990-07-01 |  | 1990-07-01 |  | Removed from Ground | Gas (Historical Use) | 6000 | Galvanic (STIP-3) | 1990-07-01 | Galvanized Steel | Pressurized
290179 | 9 |  | 1990-07-01 |  | 1990-07-01 |  | Removed from Ground | Diesel | 6000 | Galvanic (STIP-3) | 1990-07-01 | Galvanized Steel | Pressurized
290180 | 1 | [5 empty] | Permanently Out of Use - historical purposes | Gas (Historical Use) | 550 | Bare Steel | 1956-05-14 | Galvanized Steel | Suction (American)
290181 | 1 | [5 empty] | Removed from Ground | Gas (Historical Use) | 5000 | Bare Steel | 1968-05-11 | Galvanized Steel
290181 | 2 | [5 empty] | Removed from Ground | Gas (Historical Use) | 5000 | Bare Steel | 1968-05-11 | Galvanized Steel
290181 | 3 | [5 empty] | Removed from Ground | Gas (Historical Use) | 5000 | Bare Steel | 1968-05-11 | Galvanized Steel
290181 | 4 | [5 empty] | Removed from Ground | Gas (Historical Use) | 5000 | Bare Steel | 1968-05-11 | Galvanized Steel
290181 | 5 |  |  | yes |  | yes | Removed from Ground | Used Oil | 550 | Bare Steel | 1988-12-16 | Galvanized Steel
290182 | 1 | [5 empty] | Removed from Ground | Diesel | 10000 | Bare Steel | 1983-05-07 | Galvanized Steel
290182 | 2 | [5 empty] | Removed from Ground | Diesel | 10000 | Bare Steel | 1983-05-07 | Galvanized Steel
290182 | 3 | [5 empty] | Removed from Ground | Gas (Historical Use) | 10000 | Bare Steel | 1983-05-07 | Galvanized Steel
290182 | 4 | [5 empty] | Removed from Ground | Empty | 2000 | Bare Steel | 1979-05-08 | Galvanized Steel
290182 | 5 | [5 empty] | Removed from Ground | Empty | 2000 | Bare Steel | 1979-05-08 | Galvanized Steel
290182 | 6 | [5 empty] | Removed from Ground | Gas (Historical Use) | 1000 | Bare Steel | 1977-05-08 | Galvanized Steel
290182 | 7 | [5 empty] | Removed from Ground | Empty | 3000 | Bare Steel | 1980-05-07 | Galvanized Steel
290183 | 1 |  | 1998-12-01 |  | 1998-12-01 |  | Removed from Ground | Gas (Historical Use) | 6000 | Steel-Impressed Current | 1976-01-01 | Cathodically Protected | Pressurized
290183 | 2 |  | 1998-12-01 |  | 1998-12-01 |  | Removed from Ground | Gas (Historical Use) | 8000 | Steel-Impressed Current | 1976-01-01 | Cathodically Protected | Pressurized
290183 | 3 |  | 1998-12-01 |  | 1998-12-01 |  | Removed from Ground | Gas (Historical Use) | 8000 | Steel-Impressed Current | 1976-01-01 | Cathodically Protected | Pressurized
290184 | 1 | [5 empty] | Removed from Ground | Gas (Historical Use) | 5000 | Bare Steel | 1971-05-10 | Galvanized Steel
290185 | 1 | Flapper Valve | 1996-11-01 |  | 1996-11-01 |  | Currently in Use | Diesel | 8000 | Steel-Impressed Current | 1974-05-09 | Steel (Impressed Current) | Safe Suction (Euro)
290185 | 2 | Flapper Valve | 1996-11-01 |  | 1996-11-01 |  | Currently in Use | Gas (Historical Use) | 2000 | Steel-Impressed Current | 1989-08-01 | Steel (Impressed Current) | Safe Suction (Euro)
290186 | 1 |  |  | yes |  | yes | Removed from Ground | Used Oil | 500 | Bare Steel | 1981-05-08 | Galvanized Steel
290186 | 2 | [5 empty] | Removed from Ground | Gas (Historical Use) | 10000 | Bare Steel | 1981-05-08 | Unknown
290187 | 1 | [5 empty] | Removed from Ground | Gas (Historical Use) | 8000 | Bare Steel | 1973-05-10 | Unknown
290187 | 2 | [5 empty] | Removed from Ground | Gas (Historical Use) | 8000 | Bare Steel | 1973-05-10 | Unknown
290187 | 3 | [5 empty] | Removed from Ground | Gas (Historical Use) | 8000 | Bare Steel | 1973-05-10 | Unknown
290187 | 4 | [5 empty] | Removed from Ground | Gas (Historical Use) | 4000 | Bare Steel | 1984-05-07 | Unknown
290187 | 5 | [5 empty] | Removed from Ground | Kerosene | 4000 | Bare Steel | 1984-05-07 | Unknown
290187 | 6 | [5 empty] | Removed from Ground | Diesel | 4000 | Bare Steel | 1971-05-11 | Unknown
290188 | 1 |  |  | yes |  | yes | Removed from Ground | Used Oil | 550 | Bare Steel | 1966-03-04 | Galvanized Steel | Gravity Fed
290190 | 1 | [5 empty] | Removed from Ground | Gas (Historical Use) | 12000 | Bare Steel | 1981-01-02 | Unknown | Pressurized
290190 | 2 | [5 empty] | Removed from Ground | Gas (Historical Use) | 12000 | Double Walled | 1981-01-02 | Fiberglass Reinforced Plastic | Pressurized
290190 | 3 | [5 empty] | Removed from Ground | Gas (Historical Use) | 3000 | Bare Steel | 1971-01-05 | Unknown
290190 | 4 |  |  | yes |  | yes | Removed from Ground | Used Oil | 550 | Bare Steel | 1981-01-02 | Unknown | Gravity Fed
290190 | 5 | [5 empty] | Removed from Ground | Gas (Historical Use) | 12000 | Double Walled | 1990-01-01 | Fiberglass Reinforced Plastic | Pressurized
290191 | 1 | [5 empty] | Removed from Ground | Kerosene | 6000 | Bare Steel | 1973-01-01 | Not Marked | Suction (American)
290191 | 2 | [5 empty] | Removed from Ground | Kerosene | 6000 | Bare Steel | 1973-01-01 | Not Marked | Suction (American)
290191 | 3 | [5 empty] | Removed from Ground | Diesel | 550 | Bare Steel | 1955-01-01 |  | Suction (American)
290191 | 4 | Flapper Valve | 1997-11-17 | no | 1997-11-17 | no | Installed | Diesel | 5000 | Fiberglass Double Walled | 1997-11-17 | Double-Walled Fiberglass | Suction (American)
290191 | 5 | Flapper Valve | 1997-11-01 | no | 1997-11-01 | no | Currently in Use | Diesel | 5000 | Fiberglass Double Walled | 1997-11-01 | Double-Walled Fiberglass | Suction (American)
290193 | 1 | [5 empty] | Removed from Ground | Diesel | 10000 | Bare Steel | 1966-05-21 | Galvanized Steel | Suction (American)
290193 | 2 | [5 empty] | Removed from Ground | Diesel | 6000 | Bare Steel | 1966-05-21 | Galvanized Steel | Suction (American)
290193 | 3 | [5 empty] | Removed from Ground | Diesel | 6000 | Bare Steel | 1966-05-21 | Unknown
290193 | 4 | [5 empty] | Removed from Ground | Diesel | 2000 | Bare Steel | 1978-05-18 | Unknown
290194 | 1 | [5 empty] | Removed from Ground | Diesel | 10000 | Bare Steel | 1972-05-19 | Unknown
290194 | 2 | [5 empty] | Removed from Ground | Diesel | 8000 | Bare Steel | 1977-07-06 | Galvanized Steel | Safe Suction (Euro)
290196 | 1 | Flapper Valve | 1994-10-01 |  | 1994-10-01 |  | Removed from Ground | Gas (Historical Use) | 4000 | Steel-Impressed Current | 1973-02-21 | Steel (Impressed Current) | Suction (American)
290196 | 2 | Flapper Valve | 1994-10-01 |  | 1994-10-01 |  | Removed from Ground | Gas (Historical Use) | 3000 | Steel-Impressed Current | 1973-02-21 | Steel (Impressed Current) | Suction (American)
290196 | 3 | Flapper Valve | 1994-10-01 |  | 1994-10-01 |  | Removed from Ground | Gas (Historical Use) | 3000 | Steel-Impressed Current | 1973-02-21 | Steel (Impressed Current) | Suction (American)
290196 | 4 | Flapper Valve | 1994-10-01 |  | 1994-10-01 |  | Removed from Ground | Gas (Historical Use) | 3000 | Steel-Impressed Current | 1973-02-21 | Steel (Impressed Current) | Suction (American)
290196 | 5 | [5 empty] | Removed from Ground | Diesel | 2000 | Bare Steel | 1969-02-22 | Galvanized Steel
290196 | 6 | [5 empty] | Removed from Ground | Empty | 2000 | Bare Steel | 1969-02-22 | Galvanized Steel
290196 | P-247519 | Ball Float | 2005-07-29 | no | 2005-07-29 | no | Currently in Use | Gas (Historical Use) | 15000 | Fiberglass | 2005-07-29 | Fiberglass Reinforced Plastic | Pressurized
290215 | 1 | [5 empty] | Removed from Ground | Diesel | 10000 | Bare Steel | 1966-01-01 | Unknown
290215 | 10 | [5 empty] | Removed from Ground | Gas (Historical Use) | 4000 | Bare Steel | 1971-05-11 | Unknown
290215 | 2 | [5 empty] | Removed from Ground | Diesel | 6000 | Bare Steel | 1966-01-01 | Unknown
290215 | 2G |  | 1998-03-18 |  | 1998-03-18 |  | Removed from Ground | Gas (Historical Use) | 4000 | Steel-Impressed Current | 1984-01-01 | Cathodically Protected | Pressurized
290215 | 3 | [5 empty] | Removed from Ground | Diesel | 6000 | Bare Steel | 1966-01-01 | Unknown
290215 | 3K |  | 1998-03-18 |  | 1998-03-18 |  | Removed from Ground | Kerosene | 4000 | Steel-Impressed Current | 1984-01-01 | Cathodically Protected | Suction (American)
290215 | 4 | [5 empty] | Removed from Ground | Diesel | 2000 | Bare Steel | 1976-01-01 | Unknown
290215 | 4G |  | 1998-03-18 |  | 1998-03-18 |  | Removed from Ground | Gas (Historical Use) | 4000 | Steel-Impressed Current | 1984-01-01 | Cathodically Protected | Pressurized
290215 | 5 | [5 empty] | Removed from Ground | Empty | 10000 | Bare Steel | 1976-01-01 | Unknown
290215 | 5G |  | 1998-03-18 |  | 1998-03-18 |  | Removed from Ground | Gas (Historical Use) | 4000 | Steel-Impressed Current | 1984-01-01 | Cathodically Protected | Pressurized
290215 | 6 | [5 empty] | Removed from Ground | Diesel | 4000 | Bare Steel | 1984-05-07 | Unknown
290215 | 7 | [5 empty] | Removed from Ground | Gas (Historical Use) | 5000 | Bare Steel | 1971-05-11 | Unknown
290215 | 8 | [5 empty] | Removed from Ground | Gas (Historical Use) | 5000 | Bare Steel | 1971-05-11 | Unknown
290215 | 9 | [5 empty] | Removed from Ground | Gas (Historical Use) | 5000 | Bare Steel | 1971-05-11 | Unknown
290216 | 1 | [5 empty] | Removed from Ground | Other | 10000 | Bare Steel | 1968-03-09 | Bare Steel
290216 | 2 | [5 empty] | Removed from Ground | Other | 10000 | Bare Steel | 1968-03-09 | Bare Steel
290216 | 3 | [5 empty] | Removed from Ground | Other | 10000 | Bare Steel | 1982-03-06 | Not Marked
290216 | 4 | [5 empty] | Removed from Ground | Other | 10000 | Bare Steel | 1982-03-06 | Not Marked
290216 | 5 | [5 empty] | Removed from Ground | Other | 2980 | Bare Steel | 1961-03-11 | Unknown
290216 | 6 | [5 empty] | Removed from Ground | Other | 4000 | Bare Steel | 1961-03-11 | Unknown
290216 | 7 | [5 empty] | Permanently Out of Use - historical purposes | Empty | 6600 | Bare Steel | 1986-03-05 | Unknown
290217 | 1 | [5 empty] | Removed from Ground | Diesel | 10000 | Bare Steel | 1975-10-01 | Galvanized Steel | Safe Suction (Euro)
290217 | 2 |  |  | yes |  | yes | Removed from Ground | Used Oil | 280 | Bare Steel | 1975-10-01 | Galvanized Steel | Safe Suction (Euro)
290219 | 1 | [5 empty] | Removed from Ground | Gas (Historical Use) | 8000 | Bare Steel | 1972-05-16 | Galvanized Steel
290219 | 2 | [5 empty] | Removed from Ground | Gas (Historical Use) | 8000 | Bare Steel | 1972-05-16 | Galvanized Steel
290219 | 3 | [5 empty] | Removed from Ground | Gas (Historical Use) | 8000 | Bare Steel | 1972-05-16 | Galvanized Steel
290221 | 1 | [5 empty] | Closed in Ground | Diesel | 1 | Bare Steel | 1953-06-05 | Bare Steel
290222 | 1 | Flapper Valve | 1994-08-10 | no | 1994-08-10 | no | Currently in Use | Diesel | 15000 | Fiberglass Double Walled | 1993-10-01 | Fiberglass Reinforced Plastic | Pressurized
290222 | 2 |  | 1994-08-10 | no | 1994-08-10 | no | Closed in Ground |  | 5000 |  | 2013-07-22 | Fiberglass Reinforced Plastic | Pressurized
290222 | 3 | Flapper Valve | 1994-08-10 | no | 1994-08-10 | no | Currently in Use | Diesel | 20000 | Fiberglass Double Walled | 1993-10-18 | Fiberglass Reinforced Plastic | Pressurized
290222 | 4 | Flapper Valve | 2008-04-28 | no | 2008-04-28 | no | Currently in Use | Diesel | 15000 | Fiberglass Double Walled | 2008-04-28 | Double-Walled Fiberglass | Pressurized
290223 | 1 |  | 1998-12-18 |  | 1998-12-18 |  | Removed from Ground | Gas (Historical Use) | 10000 | Steel-Impressed Current | 1984-05-28 | Cathodically Protected | Pressurized
290223 | 2 |  | 1998-12-18 |  | 1998-12-18 |  | Removed from Ground | Gas (Historical Use) | 10000 | Steel-Impressed Current | 1984-05-28 | Cathodically Protected | Pressurized
290223 | 3 |  | 1998-12-18 |  | 1998-12-18 |  | Removed from Ground | Gas (Historical Use) | 10000 | Steel-Impressed Current | 1984-05-28 | Cathodically Protected | Pressurized
290223 | 4 |  | 1998-12-18 |  | 1998-12-18 |  | Removed from Ground | Diesel | 10000 | Steel-Impressed Current | 1984-05-28 | Cathodically Protected | Pressurized
290223 | 5 |  | 1998-12-18 |  | 1998-12-18 |  | Removed from Ground | Kerosene | 10000 | Steel-Impressed Current | 1984-05-28 | Cathodically Protected | Pressurized
290223 | 6 |  | 1998-12-18 |  | 1998-12-18 |  | Removed from Ground | Kerosene | 10000 | Steel-Impressed Current | 1984-05-28 | Cathodically Protected | Pressurized
290224 | 1 |  | 2003-07-05 |  | 2003-07-05 |  | Currently in Use | Gas (Historical Use) | 8000 | Steel-Impressed Current | 1973-05-16 | Fiberglass Reinforced Plastic | Pressurized
290224 | 2 |  | 2003-07-05 |  | 2003-07-05 |  | Currently in Use | Gas (Historical Use) | 8000 | Steel-Impressed Current | 1973-05-16 | Fiberglass Reinforced Plastic | Pressurized
290224 | 3 |  | 2003-07-05 |  | 2003-07-05 |  | Currently in Use | Gas (Historical Use) | 8000 | Steel-Impressed Current | 1973-05-16 | Fiberglass Reinforced Plastic | Pressurized
290225 | 1 |  | 1998-12-01 |  | 1998-12-01 |  | Currently in Use | Gas (Historical Use) | 8000 | Steel-Impressed Current | 1984-05-19 | Cathodically Protected | Pressurized
290225 | 2 |  | 1998-12-01 |  | 1998-12-01 |  | Currently in Use | Gas (Historical Use) | 8000 | Steel-Impressed Current | 1984-05-19 | Cathodically Protected | Pressurized
290225 | 3 |  | 1998-12-01 |  | 1998-12-01 |  | Currently in Use | Diesel | 8000 | Steel-Impressed Current | 1984-05-19 | Cathodically Protected | Pressurized
290225 | 4 |  | 1998-12-01 |  | 1998-12-01 |  | Currently in Use | Diesel | 8000 | Steel-Impressed Current | 1984-05-19 | Cathodically Protected | Pressurized
290226 | 1 | [5 empty] | Removed from Ground | Gas (Historical Use) | 4000 | Bare Steel | 1972-05-16 | Galvanized Steel | Safe Suction (Euro)
290226 | 2 | [5 empty] | Removed from Ground | Gas (Historical Use) | 4000 | Bare Steel | 1972-05-16 | Galvanized Steel | Safe Suction (Euro)
290226 | 3 | [5 empty] | Removed from Ground | Gas (Historical Use) | 4000 | Bare Steel | 1972-05-16 | Galvanized Steel | Safe Suction (Euro)
290226 | 4 | [5 empty] | Removed from Ground | Gas (Historical Use) | 4000 | Bare Steel | 1972-05-16 | Galvanized Steel | Safe Suction (Euro)
290226 | 5 | [5 empty] | Removed from Ground | Diesel | 4000 | Bare Steel | 1972-05-16 | Galvanized Steel | Safe Suction (Euro)
290226 | 6 |  | 1993-07-25 |  | 1993-07-25 |  | Currently in Use | Gas (Historical Use) | 8000 | Composite | 1993-07-14 | Fiberglass Reinforced Plastic | Pressurized
290226 | 7 |  | 1993-07-25 |  | 1993-07-25 |  | Currently in Use | Gas (Historical Use) | 4000 | Composite | 1993-07-14 | Fiberglass Reinforced Plastic | Pressurized
290226 | 8 |  | 1993-07-25 |  | 1993-07-25 |  | Temporarily out of use | Gas (Historical Use) | 4000 | Composite | 1993-07-14 | Fiberglass Reinforced Plastic | Pressurized
290226 | 9 |  | 1993-07-25 |  | 1993-07-25 |  | Currently in Use | Diesel | 4000 | Composite | 1993-07-14 | Fiberglass Reinforced Plastic | Pressurized
290227 | 1 |  |  | yes |  | yes | Removed from Ground | Used Oil | 800 | Bare Steel | 1985-06-05 | Galvanized Steel | Gravity Fed
290229 | 1 | [5 empty] | Removed from Ground | Gas (Historical Use) | 4000 | Bare Steel | 1971-06-06 | Galvanized Steel
290231 | 1 |  | 1997-06-18 | no | 1997-06-18 | no | Currently in Use | Gas (Historical Use) | 10000 | Galvanic (STIP-3) | 1987-01-01 | Fiberglass Reinforced Plastic | Pressurized
290231 | 2 |  | 1997-06-18 | no | 1997-06-18 | no | Currently in Use | Gas (Historical Use) | 10000 | Galvanic (STIP-3) | 1987-01-01 | Fiberglass Reinforced Plastic | Pressurized
290231 | 3 |  | 1997-06-18 | no | 1997-06-18 | no | Currently in Use | Gas (Historical Use) | 10000 | Galvanic (STIP-3) | 1987-01-01 | Fiberglass Reinforced Plastic | Pressurized
290231 | 4 |  | 1997-06-18 | no | 1997-06-18 | no | Currently in Use | Diesel | 2000 | Galvanic (STIP-3) | 1987-01-01 | Fiberglass Reinforced Plastic | Pressurized
290232 | 1 |  | 1987-05-26 |  | 1987-05-26 |  | Currently in Use | Gas (Historical Use) | 4000 | Cathodically Protected Steel | 1987-05-26 | Fiberglass Reinforced Plastic | Pressurized
290232 | 2 |  | 1987-05-26 |  | 1987-05-26 |  | Currently in Use | Gas (Historical Use) | 4000 | Cathodically Protected Steel | 1987-05-26 | Fiberglass Reinforced Plastic | Pressurized
290232 | 3 |  | 1987-05-26 |  | 1987-05-26 |  | Currently in Use | Gas (Historical Use) | 4000 | Cathodically Protected Steel | 1986-01-01 | Fiberglass Reinforced Plastic | Pressurized
290232 | 4 | [5 empty] | Closed in Ground | Diesel | 500 | Bare Steel | 1959-01-08 | Galvanized Steel
290232 | 5 | [5 empty] | Removed from Ground | Gas (Historical Use) | 3000 | Bare Steel | 1958-01-01 | Galvanized Steel
290232 | 6 | [5 empty] | Removed from Ground | Gas (Historical Use) | 3000 | Bare Steel | 1958-01-01 | Galvanized Steel
290232 | 7 | [5 empty] | Removed from Ground | Gas (Historical Use) | 3000 | Bare Steel | 1958-01-01 | Galvanized Steel
290233 | 1 | [5 empty] | Removed from Ground | Diesel | 10000 | Bare Steel | 1966-05-13 | Bare Steel | Safe Suction (Euro)
290233 | 2 | [5 empty] | Removed from Ground | Empty | 4000 | Bare Steel | 1966-05-13 | Bare Steel | Safe Suction (Euro)
290233 | 3 | [5 empty] | Removed from Ground | Gas (Historical Use) | 6000 | Bare Steel | 1966-05-13 | Bare Steel | Safe Suction (Euro)
290233 | 4 | [5 empty] | Removed from Ground | Empty | 4000 | Bare Steel | 1966-05-13 | Bare Steel | Safe Suction (Euro)
290234 | 1 |  | 1997-07-01 |  | 1997-07-01 |  | Closed in Ground | Gas (Historical Use) | 4000 | Steel-Impressed Current | 1978-05-10 | Cathodically Protected | Pressurized
290234 | 2 |  | 1997-07-01 |  | 1997-07-01 |  | Currently in Use | Gas (Historical Use) | 4000 | Steel-Impressed Current | 1978-05-10 | Cathodically Protected | Pressurized
290234 | 3 |  | 1997-07-01 |  | 1997-07-01 |  | Currently in Use | Gas (Historical Use) | 4000 | Steel-Impressed Current | 1978-05-10 | Cathodically Protected | Pressurized
290234 | 4 |  | 1997-07-01 |  | 1997-07-01 |  | Currently in Use | Gas (Historical Use) | 4000 | Steel-Impressed Current | 1978-05-10 | Cathodically Protected | Pressurized
290234 | 5 |  |  | yes |  | yes | Removed from Ground | Used Oil | 550 | Bare Steel | 1978-05-10 | Galvanized Steel | Gravity Fed
290235 | 1 | [5 empty] | Removed from Ground | Other | 0 | Marked Unknown |  | Unknown
290236 | 1 | [5 empty] | Removed from Ground | Diesel | 0 | Marked Unknown | 1996-09-13 | Galvanized Steel
290237 | 1 | [5 empty] | Removed from Ground | Gas (Historical Use) | 1000 | Bare Steel | 1973-01-01 | Galvanized Steel
290237 | 2 | [5 empty] | Removed from Ground | Gas (Historical Use) | 1500 | Bare Steel | 1987-01-01 | Unknown
290237 | 3 | [5 empty] | Removed from Ground | Gas (Historical Use) | 1000 | Bare Steel | 1973-01-01 | Galvanized Steel
290239 | 1 |  | 1996-10-01 |  | 1996-10-01 |  | Currently in Use | Gas (Historical Use) | 10000 | Cathodically Protected Steel | 1987-01-01 | Fiberglass Reinforced Plastic | Pressurized
290239 | 10 | [5 empty] | Permanently Out of Use - historical purposes | Gas (Historical Use) | 6000 | Bare Steel | 1976-01-04 | Galvanized Steel
290239 | 11 | [5 empty] | Permanently Out of Use - historical purposes | Diesel | 550 | Bare Steel | 1976-01-04 | Galvanized Steel
290239 | 12 | [5 empty] | Permanently Out of Use - historical purposes | Gas (Historical Use) | 10000 | Bare Steel | 1978-01-03 | Galvanized Steel
290239 | 2 |  | 1996-10-01 |  | 1996-10-01 |  | Currently in Use | Gas (Historical Use) | 10000 | Cathodically Protected Steel | 1987-01-01 | Fiberglass Reinforced Plastic | Pressurized
290239 | 3 |  | 1996-10-01 |  | 1996-10-01 |  | Currently in Use | Gas (Historical Use) | 10000 | Cathodically Protected Steel | 1987-01-01 | Fiberglass Reinforced Plastic | Pressurized
290239 | 4 | [5 empty] | Permanently Out of Use - historical purposes | Gas (Historical Use) | 1 | Not Marked/Unknown |  | Galvanized Steel
290239 | 5 | [5 empty] | Permanently Out of Use - historical purposes | Gas (Historical Use) | 6000 | Bare Steel | 1975-02-22 | Galvanized Steel
290239 | 6 | [5 empty] | Permanently Out of Use - historical purposes | Gas (Historical Use) | 6000 | Bare Steel | 1975-02-22 | Galvanized Steel
290239 | 7 | [5 empty] | Permanently Out of Use - historical purposes | Gas (Historical Use) | 6000 | Bare Steel | 1975-02-22 | Galvanized Steel
290239 | 8 | [5 empty] | Permanently Out of Use - historical purposes | Gas (Historical Use) | 6000 | Bare Steel | 1976-01-04 | Galvanized Steel | Pressurized
290239 | 9 | [5 empty] | Permanently Out of Use - historical purposes | Gas (Historical Use) | 6000 | Bare Steel | 1976-01-04 | Galvanized Steel | Pressurized
290240 | 131D1 | [5 empty] | Removed from Ground | Diesel | 2000 | Cathodically Protected Steel | 1987-01-01 | Galvanized Steel | Suction (American)
290240 | 131G1 | [5 empty] | Removed from Ground | Gas (Historical Use) | 2000 | Cathodically Protected Steel | 1987-01-01 | Galvanized Steel | Suction (American)
290242 | 1 | [5 empty] | Removed from Ground | Gas (Historical Use) | 2000 | Bare Steel | 1967-04-28 | Galvanized Steel
290242 | 2 | [5 empty] | Removed from Ground | Gas (Historical Use) | 8000 | Bare Steel | 1967-04-28 | Galvanized Steel
290242 | 3 | [5 empty] | Removed from Ground | Gas (Historical Use) | 6000 | Bare Steel | 1967-04-28 | Galvanized Steel
290242 | 4 |  |  | yes |  | yes | Removed from Ground | Used Oil | 550 | Bare Steel | 1967-04-28 | Galvanized Steel
290242 | 5 | [5 empty] | Removed from Ground | Gas (Historical Use) | 10000 | Fiberglass | 1980-04-24 | Fiberglass Reinforced Plastic
290242 | 6 |  | 2000-01-01 |  | 1987-01-01 |  | Temporarily out of use | Gas (Historical Use) | 10000 | Fiberglass | 1987-01-01 | Fiberglass Reinforced Plastic | Pressurized
290242 | 7 |  | 2000-01-01 |  | 1987-01-01 |  | Temporarily out of use | Gas (Historical Use) | 10000 | Fiberglass | 1987-01-01 | Fiberglass Reinforced Plastic | Pressurized
290242 | 8 |  | 2000-01-01 |  | 1987-01-01 |  | Temporarily out of use | Gas (Historical Use) | 10000 | Fiberglass | 1987-01-01 | Fiberglass Reinforced Plastic | Pressurized
290242 | 9 |  |  | yes | 1987-01-01 | yes | Currently in Use | Used Oil | 1000 | Fiberglass | 1987-01-01 | Fiberglass Reinforced Plastic | Gravity Fed
292000 | FO-2 | [5 empty] | Removed from Ground | Other | 1000 | Fiberglass | 1987-01-04 | Fiberglass Reinforced Plastic
292000 | RU-1 |  | 1992-09-01 |  | 1992-09-01 |  | Currently in Use | Diesel | 10000 | Fiberglass | 1987-01-04 | Fiberglass Reinforced Plastic | Pressurized
292000 | UO-3 |  |  | yes |  | yes | Removed from Ground | Used Oil | 500 | Fiberglass | 1987-01-04 | Fiberglass Reinforced Plastic
300001 | 1 | [5 empty] | Removed from Ground | Gas (Historical Use) | 2000 | Bare Steel | 1951-01-01 | Galvanized Steel
300001 | 2 | [5 empty] | Removed from Ground | Gas (Historical Use) | 2000 | Bare Steel | 1956-01-01 | Galvanized Steel
300001 | 3 | [5 empty] | Removed from Ground | Gas (Historical Use) | 4000 | Bare Steel | 1975-01-01 | Galvanized Steel
300006 | 10411-1 | [5 empty] | Removed from Ground | Gas (Historical Use) | 550 | Bare Steel | 1971-05-03 | Galvanized Steel
300006 | 411G1 |  | 1990-02-05 |  | 1990-02-05 |  | Removed from Ground | Gas (Historical Use) | 1040 | Cathodically Protected Steel | 1990-02-05 | Cathodically Protected | Suction (American)
300007 | 1 | [5 empty] | Removed from Ground | Diesel | 2000 | Bare Steel | 1972-04-25 | Cathodically Protected
300007 | 2 | [5 empty] | Removed from Ground | Gas (Historical Use) | 1000 | Bare Steel | 1972-04-25 | Cathodically Protected
300013 | 1 | [5 empty] | Removed from Ground | Gas (Historical Use) | 10000 | Bare Steel | 1975-05-10 | Cathodically Protected
300013 | 2 | [5 empty] | Removed from Ground | Gas (Historical Use) | 10000 | Bare Steel | 1975-05-10 | Galvanized Steel
300015 | 1 | [5 empty] | Removed from Ground | Gas (Historical Use) | 2000 | Bare Steel | 1971-05-12 | Galvanized Steel | Suction (American)
300015 | 2 | [5 empty] | Removed from Ground | Gas (Historical Use) | 2000 | Bare Steel | 1971-05-12 | Galvanized Steel | Suction (American)
300016 | 1 | Flapper Valve | 1996-11-01 | no | 1996-11-01 | no | Currently in Use | E-10 | 10000 | Steel-Impressed Current | 1996-11-21 | Steel (Impressed Current) | Pressurized
300016 | 2 | Flapper Valve | 1996-11-01 | no | 1996-11-01 | no | Currently in Use | E-10 | 10000 | Steel-Impressed Current | 1996-11-21 | Steel (Impressed Current) | Pressurized
300016 | 3 | Flapper Valve | 1996-11-01 | no | 1996-11-01 | no | Currently in Use | E-10 | 5000 | Steel-Impressed Current | 1996-11-21 | Steel (Impressed Current) | Pressurized
300016 | 4 | [5 empty] | Removed from Ground | Diesel | 700 | Bare Steel | 1986-04-23 | Steel (Impressed Current) | Pressurized
300017 | 2 | Flapper Valve | 1998-12-01 | no | 1998-12-01 | no | Currently in Use | E-10 | 12000 | Steel-Impressed Current | 1998-01-01 | Steel (Impressed Current) | Pressurized
300017 | 3 | Flapper Valve | 1998-01-01 | no | 1998-01-01 | no | Currently in Use | E-10 | 12000 | Steel-Impressed Current | 1998-01-01 |  | Pressurized
300017 | 4 |  | 1998-01-01 |  | 1998-01-01 |  | Currently in Use | Diesel | 12000 | Steel-Impressed Current | 1986-04-22 | Cathodically Protected | Pressurized
300019 | 1 | [5 empty] | Temporarily out of use | Gas (Historical Use) | 6000 | Bare Steel | 1982-05-09 | Galvanized Steel
300019 | 2 | [5 empty] | Temporarily out of use | Gas (Historical Use) | 1 | Bare Steel | 1971-05-12 | Galvanized Steel
300019 | 3 | [5 empty] | Temporarily out of use | Gas (Historical Use) | 1 | Bare Steel | 1971-05-12 | Galvanized Steel
30005 | 1 | [5 empty] | Removed from Ground | Hazardous Substance | 10000 | Fiberglass | 1986-03-31 | Unknown | Suction (American)
30005 | 2 | [5 empty] | Removed from Ground | Hazardous Substance | 10000 | Fiberglass | 1986-03-31 | Unknown | Suction (American)
30005 | 3 | [5 empty] | Removed from Ground | Hazardous Substance | 6000 | Fiberglass | 1986-03-31 | Unknown | Suction (American)
30005 | 4A | Ball Float | 2011-10-14 | no | 2011-10-14 | no | Currently in Use | Gas (Historical Use) | 4000 | Composite Double Walled | 2011-10-14 | Double-Walled Fiberglass | Pressurized
30005 | 4B | Ball Float | 2011-10-14 | no | 2011-10-14 | no | Currently in Use | Diesel | 4000 | Composite Double Walled | 2011-10-14 | Double-Walled Fiberglass | Pressurized
30005 | 4C | Ball Float | 2011-10-14 | no | 2011-10-14 | no | Currently in Use | Gas (Historical Use) | 12000 | Composite Double Walled | 2011-10-14 | Double-Walled Fiberglass | Pressurized
3025000 | 0 | [5 empty] | Removed from Ground | Other | 0 | Not Marked/Unknown | 1985-03-01 | Not Marked
3039000 | 1 | [5 empty] | Removed from Ground | Gas (Historical Use) | 1000 | Not Marked/Unknown | 1993-12-02 | Not Marked
3039000 | 2 | [5 empty] | Removed from Ground | Gas (Historical Use) | 1000 | Not Marked/Unknown | 1993-12-02 | Not Marked
3044001 | 1 | [5 empty] | Removed from Ground | Diesel | 6000 | Not Marked/Unknown | 1993-09-02 | Not Marked
3044001 | 2 | [5 empty] | Removed from Ground | Gas (Historical Use) | 3000 | Not Marked/Unknown | 1993-09-02 | Not Marked
3044001 | 3 | [5 empty] | Removed from Ground | Gas (Historical Use) | 3000 | Not Marked/Unknown | 1993-09-02 | Not Marked
3044001 | 4 | [5 empty] | Removed from Ground | Gas (Historical Use) | 3000 | Not Marked/Unknown | 1993-09-02 | Not Marked
3044001 | 5 |  |  | yes |  | yes | Removed from Ground | Used Oil | 550 | Not Marked/Unknown | 1993-09-02 | Not Marked
3045000 | 0 | [5 empty] | Removed from Ground | Other | 1 | Not Marked/Unknown | 1993-10-01 | Not Marked
3045000 | 1 | [5 empty] | Removed from Ground | Other | 1 | Not Marked/Unknown | 1993-10-01 | Not Marked
3053005 | DUMMY | [5 empty] | Currently in Use | Other | 1 | Not Marked/Unknown |  | Not Marked
310001 | 1 | [5 empty] | Removed from Ground | Other | 6048 | Bare Steel | 1988-05-01 | Galvanized Steel
310001 | 2 | Ball Float | 1998-06-30 |  | 1998-06-30 |  | Removed from Ground | Diesel | 10000 | Composite | 1998-06-30 | Fiberglass Reinforced Plastic | Pressurized
310001 | 3 | Ball Float | 1998-06-30 |  | 1998-06-30 |  | Removed from Ground | Gas (Historical Use) | 12000 | Composite | 1998-06-30 | Fiberglass Reinforced Plastic | Pressurized
310001 | 4 | Ball Float | 1998-06-30 |  | 1998-06-30 |  | Removed from Ground | Diesel | 12000 | Composite | 1998-06-30 | Fiberglass Reinforced Plastic | Pressurized
310002 | 1 |  | 1998-09-01 |  | 1998-09-01 |  | Removed from Ground | Gas (Historical Use) | 10000 | Steel-Impressed Current | 1981-05-14 | Fiberglass Reinforced Plastic | Pressurized
310002 | 2 |  | 1998-09-01 |  | 1998-09-01 |  | Removed from Ground | Gas (Historical Use) | 10000 | Steel-Impressed Current | 1981-05-14 | Fiberglass Reinforced Plastic | Pressurized
310002 | 3 |  | 1998-09-01 |  | 1998-09-01 |  | Removed from Ground | Gas (Historical Use) | 10000 | Steel-Impressed Current | 1981-05-14 | Fiberglass Reinforced Plastic | Pressurized
310002 | 4 |  | 1998-09-01 |  | 1998-09-01 |  | Removed from Ground | Diesel | 10000 | Steel-Impressed Current | 1981-05-14 | Fiberglass Reinforced Plastic | Pressurized
310002 | 5 | Ball Float | 2004-06-15 | no | 2004-06-15 | no | Currently in Use | Gas (Historical Use) | 12000 | Fiberglass | 2004-06-15 | Fiberglass Reinforced Plastic | Pressurized
310002 | 6A | Ball Float | 2004-06-15 | no | 2004-06-15 | no | Currently in Use | Gas (Historical Use) | 6000 | Fiberglass | 2004-06-15 | Fiberglass Reinforced Plastic | Pressurized
310002 | 6B | Ball Float | 2004-06-15 | no | 2004-06-15 | no | Currently in Use | Diesel | 4000 | Fiberglass | 2004-06-15 | Fiberglass Reinforced Plastic | Pressurized
310003 | 1 | [5 empty] | Removed from Ground | Gas (Historical Use) | 10000 | Bare Steel | 1981-05-14 | Galvanized Steel
310003 | 2 | [5 empty] | Removed from Ground | Gas (Historical Use) | 10000 | Bare Steel | 1981-05-14 | Galvanized Steel
310003 | 3 | [5 empty] | Removed from Ground | Gas (Historical Use) | 10000 | Bare Steel | 1981-05-14 | Galvanized Steel
310003 | 4 | [5 empty] | Removed from Ground | Gas (Historical Use) | 10000 | Bare Steel | 1981-05-14 | Galvanized Steel
310003 | 5 | Ball Float | 1990-11-05 |  | 1990-11-05 |  | Currently in Use | Gas (Historical Use) | 10000 | Fiberglass | 1990-11-05 | Fiberglass Reinforced Plastic | Pressurized
310003 | 6 | Ball Float | 1990-11-05 |  | 1990-11-05 |  | Currently in Use | Gas (Historical Use) | 10000 | Composite | 1990-11-05 | Fiberglass Reinforced Plastic | Pressurized
310003 | 7 | Ball Float | 1990-11-05 |  | 1990-11-05 |  | Currently in Use | Gas (Historical Use) | 10000 | Composite | 1990-11-05 | Fiberglass Reinforced Plastic | Pressurized
310003 | 8 | Ball Float | 1990-11-05 |  | 1990-11-05 |  | Currently in Use | Diesel | 6000 | Composite | 1991-01-01 | Fiberglass Reinforced Plastic | Pressurized
310003 | 9 | Ball Float | 1990-11-05 |  | 1990-11-05 |  | Temporarily out of use | Kerosene | 4000 | Composite | 1991-01-01 | Fiberglass Reinforced Plastic | Pressurized
310004 | 1 | Flapper Valve | 1995-04-05 |  | 1995-04-05 |  | Currently in Use | Gas (Historical Use) | 10000 | Steel-Impressed Current | 1981-05-14 | Fiberglass Reinforced Plastic | Pressurized
310004 | 2 | Ball Float | 1995-04-05 | no | 1995-04-05 | no | Currently in Use | Gas (Historical Use) | 6000 | Steel-Impressed Current | 1981-05-14 | Fiberglass Reinforced Plastic | Pressurized
310004 | 3 | Ball Float | 1995-04-05 |  | 1995-04-05 |  | Currently in Use | Diesel | 6000 | Steel-Impressed Current | 1981-05-14 | Fiberglass Reinforced Plastic | Pressurized
310004 | 4 | [5 empty] | Removed from Ground | Diesel | 6000 | Cathodically Protected Steel | 1981-05-14 | Fiberglass Reinforced Plastic
310005 | 1 | Ball Float | 1998-08-12 |  | 1998-08-12 |  | Currently in Use | Gas (Historical Use) | 10000 | Steel-Impressed Current | 1982-05-14 | Cathodically Protected | Pressurized
310005 | 2 | Ball Float | 1998-08-12 |  | 1998-08-12 |  | Currently in Use | Gas (Historical Use) | 10000 | Steel-Impressed Current | 1982-05-14 | Cathodically Protected | Pressurized
310005 | 3 | Ball Float | 1998-08-12 |  | 1998-08-12 |  | Currently in Use | Gas (Historical Use) | 10000 | Steel-Impressed Current | 1982-05-14 | Cathodically Protected | Pressurized
310005 | 4 | Ball Float | 1998-08-12 |  | 1998-08-12 |  | Currently in Use | Diesel | 1990 | Steel-Impressed Current | 1982-05-14 | Cathodically Protected | Pressurized
310007 | 1 | [5 empty] | Removed from Ground | Gas (Historical Use) | 10000 | Bare Steel | 1983-05-14 | Galvanized Steel | Pressurized
310007 | 2 | [5 empty] | Removed from Ground | Gas (Historical Use) | 10000 | Bare Steel | 1983-05-14 | Galvanized Steel | Pressurized
310007 | 3 | [5 empty] | Removed from Ground | Gas (Historical Use) | 10000 | Bare Steel | 1983-05-14 | Galvanized Steel | Pressurized
310007 | 4 | [5 empty] | Removed from Ground | Diesel | 10000 | Bare Steel | 1983-05-14 | Galvanized Steel | Pressurized
310007 | 5 |  | 2000-01-01 |  | 2000-01-01 |  | Currently in Use | Gas (Historical Use) | 12010 | Fiberglass | 2000-01-01 | Fiberglass Reinforced Plastic | Pressurized
310007 | 6 |  | 2000-01-01 |  | 2000-01-01 |  | Currently in Use | Gas (Historical Use) | 8000 | Fiberglass | 2000-01-01 | Fiberglass Reinforced Plastic | Pressurized
310007 | 7 |  | 2000-01-01 |  | 2000-01-01 |  | Currently in Use | Diesel | 8000 | Fiberglass | 2000-01-01 | Fiberglass Reinforced Plastic | Pressurized
310007 | 8 |  | 2000-01-01 |  | 2000-01-01 |  | Currently in Use | Kerosene | 2000 | Fiberglass | 2000-01-01 | Fiberglass Reinforced Plastic | Pressurized
310009 | 1 | Flapper Valve | 1991-05-01 |  | 1991-05-01 |  | Currently in Use | Gas (Historical Use) | 10000 | Steel-Impressed Current | 1986-03-01 | Steel (Impressed Current) | Pressurized
310009 | 2 | Flapper Valve | 1991-05-01 |  | 1991-05-01 |  | Currently in Use | Gas (Historical Use) | 10000 | Steel-Impressed Current | 1986-03-01 | Steel (Impressed Current) | Pressurized
310009 | 3 | Flapper Valve | 1991-05-01 |  | 1991-05-01 |  | Currently in Use | Gas (Historical Use) | 10000 | Steel-Impressed Current | 1986-03-01 | Steel (Impressed Current) | Pressurized
310009 | 4 | Flapper Valve | 1991-05-01 |  | 1991-05-01 |  | Currently in Use | Diesel | 6000 | Steel-Impressed Current | 1986-03-01 | Steel (Impressed Current) | Pressurized
310009 | 5 | Flapper Valve | 1991-05-01 |  | 1991-05-01 |  | Currently in Use | Kerosene | 4000 | Steel-Impressed Current | 1989-04-07 | Steel (Impressed Current) | Pressurized
310010 | 1 |  |  | yes |  | yes | Removed from Ground | Used Oil | 550 | Fiberglass | 1985-05-05 | Bare Steel
310011 | 1 |  |  | yes |  | yes | Removed from Ground | Used Oil | 550 | Bare Steel | 1971-05-09 | Bare Steel | Gravity Fed
310011 | 2 | [5 empty] | Removed from Ground | Gas (Historical Use) | 10000 | Bare Steel | 1974-05-10 | Bare Steel
310011 | 3 | [5 empty] | Removed from Ground | Gas (Historical Use) | 10000 | Bare Steel | 1974-05-10 | Bare Steel
310011 | 4 | [5 empty] | Currently in Use | Gas (Historical Use) | 110 | Bare Steel | 1974-05-10 | Bare Steel
310011 | 5 | [5 empty] | Removed from Ground | Gas (Historical Use) | 10000 | Bare Steel | 1974-05-10 | Galvanized Steel
310012 | 1 |  |  | yes |  | yes | Removed from Ground | Used Oil | 550 | Bare Steel | 1970-05-09 | Bare Steel
310013 | 1 | [5 empty] | Removed from Ground | Hazardous Substance | 12000 | Bare Steel | 1966-05-13 | Bare Steel
310013 | 2 | [5 empty] | Removed from Ground | Hazardous Substance | 12000 | Bare Steel | 1966-05-13 | Bare Steel
310014 | 1 | [5 empty] | Removed from Ground | Diesel | 10000 | Fiberglass | 1986-05-08 | Bare Steel | Suction (American)
310014 | 2 | [5 empty] | Removed from Ground | Diesel | 10000 | Fiberglass | 1986-05-08 | Bare Steel | Suction (American)
310014 | 3 |  |  | yes |  | yes | Removed from Ground | Used Oil | 1000 | Bare Steel | 1986-05-08 | Bare Steel | Gravity Fed
310014 | 4 | [5 empty] | Removed from Ground | Other | 500 | Bare Steel | 1986-05-08 | Bare Steel | Pressurized
310015 | 1 | [5 empty] | Removed from Ground | Diesel | 10000 | Bare Steel | 1970-05-12 | Unknown
310017 | 1 | [5 empty] | Removed from Ground | Diesel | 10000 | Bare Steel | 1977-05-10 | Galvanized Steel | Suction (American)
310018 | 1 | [5 empty] | Removed from Ground | Gas (Historical Use) | 10000 | Composite | 1985-05-08 | Fiberglass Reinforced Plastic
310018 | 2 | [5 empty] | Removed from Ground | Gas (Historical Use) | 10000 | Fiberglass | 1985-05-08 | Fiberglass Reinforced Plastic
310018 | 3 | [5 empty] | Removed from Ground | Gas (Historical Use) | 10000 | Fiberglass | 1985-05-08 | Fiberglass Reinforced Plastic
310019 | 1 |  | 1994-12-15 |  | 1994-12-15 |  | Removed from Ground | Gas (Historical Use) | 4010 | Bare Steel | 1979-05-10 | Fiberglass Reinforced Plastic | Pressurized
310019 | 2 |  | 1994-12-15 |  | 1994-12-15 |  | Removed from Ground | Gas (Historical Use) | 4010 | Bare Steel | 1979-05-10 | Fiberglass Reinforced Plastic | Pressurized
310019 | 3 |  | 1994-12-15 |  | 1994-12-15 |  | Removed from Ground | Gas (Historical Use) | 4010 | Bare Steel | 1979-05-10 | Fiberglass Reinforced Plastic | Pressurized
310019 | 4 |  | 1994-12-15 |  | 1994-12-15 |  | Removed from Ground | Gas (Historical Use) | 9816 | Bare Steel | 1979-05-10 | Fiberglass Reinforced Plastic | Pressurized
310019 | 5 |  | 1994-12-15 |  | 1994-12-15 |  | Removed from Ground | Gas (Historical Use) | 4010 | Bare Steel | 1979-05-10 | Fiberglass Reinforced Plastic | Pressurized
310019 | 6 | Flapper Valve | 1996-03-20 |  | 1996-03-20 | yes | Currently in Use | Gas (Historical Use) | 9816 | Fiberglass | 1996-03-20 | Fiberglass Reinforced Plastic | Pressurized
310019 | 7 | Flapper Valve | 1996-03-20 |  | 1996-03-20 | yes | Currently in Use | Diesel | 9816 | Fiberglass | 1996-03-20 | Fiberglass Reinforced Plastic | Pressurized
310019 | 8 | Flapper Valve | 1996-03-20 |  | 1996-03-20 | yes | Currently in Use | Gas (Historical Use) | 9816 | Fiberglass | 1996-03-20 | Fiberglass Reinforced Plastic | Pressurized
310021 | 1 | [5 empty] | Removed from Ground | Gas (Historical Use) | 8000 | Bare Steel | 1974-05-11 | Galvanized Steel
310021 | 2 | [5 empty] | Removed from Ground | Gas (Historical Use) | 8000 | Bare Steel | 1974-05-11 | Galvanized Steel
310021 | 3 | [5 empty] | Removed from Ground | Gas (Historical Use) | 10000 | Composite | 1978-05-10 | Fiberglass Reinforced Plastic
310022 | 1 | [5 empty] | Removed from Ground | Gas (Historical Use) | 10000 | Bare Steel | 1965-05-13 | Galvanized Steel
310022 | 2 | [5 empty] | Removed from Ground | Gas (Historical Use) | 10000 | Bare Steel | 1965-05-13 | Galvanized Steel
310024 | 1 |  |  | yes |  | yes | Removed from Ground | Used Oil | 500 | Bare Steel | 1982-05-06 | Galvanized Steel
310024 | 2 |  |  | yes |  | yes | Removed from Ground | Used Oil | 500 | Bare Steel | 1982-05-06 | Galvanized Steel
310024 | 3 | [5 empty] | Removed from Ground | Gas (Historical Use) | 500 | Bare Steel | 1982-05-06 | Galvanized Steel
310027 | 1 | [5 empty] | Removed from Ground | Diesel | 10000 | Bare Steel | 1976-05-10 | Galvanized Steel
310027 | 2 |  |  | yes |  | yes | Removed from Ground | Used Oil | 1000 | Bare Steel | 1974-05-11 | Galvanized Steel
310027 | 3 | [5 empty] | Removed from Ground | Other | 10000 | Not Marked/Unknown | 1995-03-02 | Unknown
310028 | 1 | [5 empty] | Removed from Ground | Diesel | 12000 | Bare Steel | 1971-05-12 | Galvanized Steel | Pressurized
310028 | 2 | [5 empty] | Removed from Ground | Diesel | 12000 | Bare Steel | 1971-05-12 | Galvanized Steel | Pressurized
310028 | 3 | [5 empty] | Removed from Ground | Gas (Historical Use) | 12000 | Bare Steel | 1971-05-12 | Galvanized Steel | Pressurized
310028 | 4 |  |  | yes |  | yes | Removed from Ground | Used Oil | 500 | Bare Steel | 1971-05-12 | Galvanized Steel | Gravity Fed
310028 | 5 | Flapper Valve | 1992-06-23 |  | 1992-06-23 |  | Currently in Use | Diesel | 15000 | Fiberglass Double Walled | 1992-06-23 | Fiberglass Reinforced Plastic | Pressurized
310028 | 6 | Flapper Valve | 1992-06-23 |  | 1992-06-23 |  | Currently in Use | Diesel | 15000 | Fiberglass Double Walled | 1992-06-23 | Secondary Containment | Pressurized
310028 | 7 |  | 1992-06-23 |  | 1992-06-23 |  | Removed from Ground | Gas (Historical Use) | 4000 | Galvanic (STIP-3) | 1992-06-23 | Steel/FG Secondary containment | Safe Suction (Euro)
310028 | 8 |  | 1992-06-22 | yes | 1992-06-23 | yes | Currently in Use | Used Oil | 1000 | Composite Double Walled | 1992-06-23 | Secondary Containment | Gravity Fed
310028 | 9 |  |  | yes |  | yes | Closed in Ground | Used Oil | 550 | Not Marked/Unknown | 1999-07-28 | Not Marked
310031 | 1 | [5 empty] | Removed from Ground | Gas (Historical Use) | 8000 | Bare Steel | 1969-06-05 | Bare Steel | Suction (American)
310031 | 2 | [5 empty] | Removed from Ground | Gas (Historical Use) | 8000 | Bare Steel | 1969-06-05 | Bare Steel | Suction (American)
310031 | 3 | [5 empty] | Removed from Ground | Gas (Historical Use) | 8000 | Bare Steel | 1969-06-05 | Bare Steel | Suction (American)
310032 | 1 | [5 empty] | Removed from Ground | Gas (Historical Use) | 8127 | Bare Steel | 1974-01-01 | Galvanized Steel | Pressurized
310032 | 2 | [5 empty] | Removed from Ground | Gas (Historical Use) | 8127 | Bare Steel | 1974-01-01 | Galvanized Steel | Pressurized
310032 | 3 | [5 empty] | Removed from Ground | Gas (Historical Use) | 8127 | Bare Steel | 1974-01-01 | Galvanized Steel | Pressurized
310032 | 4 | [5 empty] | Removed from Ground | Gas (Historical Use) | 8127 | Bare Steel | 1974-01-01 | Galvanized Steel | Pressurized
310032 | 5 | [5 empty] | Removed from Ground | Other | 8000 | Marked Unknown | 1992-08-14 | Unknown
310033 | 1 | Flapper Valve | 1992-08-13 |  | 1992-08-13 |  | Closed in Ground | Gas (Historical Use) | 10000 | Steel-Impressed Current | 1984-05-01 | Flex | Pressurized
310033 | 2 | Flapper Valve | 1992-08-13 |  | 1992-08-13 |  | Closed in Ground | Diesel | 20000 | Steel-Impressed Current | 1984-05-01 | Flex | Pressurized
310033 | 3 | [5 empty] | Removed from Ground | Other | 5000 | Bare Steel | 1978-05-10 | Unknown
310033 | 4 |  |  | yes |  | yes | Removed from Ground | Used Oil | 1000 | Bare Steel | 1978-01-01 | Unknown
310033 | 5 |  | 2015-08-20 | no | 2015-08-20 | no | Currently in Use | Gas (Historical Use) | 8000 | Galvanic (STIP-3) | 2015-08-20 | Double-Walled Flex | Pressurized
310033 | 6 | Flapper Valve | 2015-09-20 | no | 2015-09-20 | no | Currently in Use | Diesel | 22000 | Galvanic (STIP-3) | 2015-09-20 | Double-Walled Flex | Pressurized
310035 | 1 | [5 empty] | Removed from Ground | Gas (Historical Use) | 2000 | Bare Steel | 1972-03-13 | Galvanized Steel
310036 | 1 |  |  | yes |  | yes | Removed from Ground | Used Oil | 270 | Bare Steel | 1978-03-26 | Bare Steel | Gravity Fed
310037 | 1 |  | 1997-07-28 |  | 1997-07-28 |  | Removed from Ground | Diesel | 10000 | Steel-Impressed Current | 1980-10-31 | Cathodically Protected | Safe Suction (Euro)
310037 | 2 |  | 1997-07-28 |  | 1998-07-28 |  | Removed from Ground | Diesel | 10000 | Steel-Impressed Current | 1980-10-31 | Cathodically Protected | Safe Suction (Euro)
310037 | 3 |  | 1997-09-09 |  | 1997-09-09 |  | Removed from Ground | Diesel | 10000 | Steel-Impressed Current | 1980-10-31 | Cathodically Protected | Safe Suction (Euro)
310037 | 4 |  |  | yes |  | yes | Removed from Ground | Used Oil | 500 | Bare Steel | 1985-12-01 | Bare Steel | Gravity Fed
310038 | 1 | [5 empty] | Removed from Ground | Gas (Historical Use) | 1000 | Bare Steel | 1974-03-01 | Galvanized Steel
310039 | 1 | [5 empty] | Removed from Ground | Other | 1200 | Concrete | 1979-02-28 | Galvanized Steel
310040 | 1 | [5 empty] | Removed from Ground | Diesel | 3000 | Bare Steel | 1978-02-20 | Galvanized Steel
310040 | 2 | [5 empty] | Removed from Ground | Diesel | 3000 | Bare Steel | 1978-02-20 | Galvanized Steel
310040 | 3 | [5 empty] | Removed from Ground | Diesel | 3000 | Bare Steel | 1978-02-20 | Galvanized Steel
310040 | 4 | [5 empty] | Removed from Ground | Diesel | 12000 | Bare Steel | 1979-02-20 | Galvanized Steel
310040 | 5 | [5 empty] | Removed from Ground | Diesel | 12000 | Bare Steel | 1979-02-20 | Galvanized Steel
310043 | 1 |  |  | yes |  | yes | Closed in Ground | Used Oil | 300 | Bare Steel | 1974-03-01 | Galvanized Steel | Gravity Fed
310044 | 1 |  | 1998-12-18 |  | 1998-12-18 |  | Removed from Ground | Diesel | 12000 | Cathodically Protected Steel | 1985-02-24 | Cathodically Protected | Pressurized
310046 | 1 | [5 empty] | Removed from Ground | Gas (Historical Use) | 10000 | Bare Steel | 1964-02-12 | Galvanized Steel | Pressurized
310046 | 2 | [5 empty] | Removed from Ground | Gas (Historical Use) | 10000 | Bare Steel | 1980-02-08 | Galvanized Steel | Pressurized
310046 | 3 | [5 empty] | Removed from Ground | Diesel | 2000 | Bare Steel | 1964-02-12 | Galvanized Steel | Pressurized
310046 | 4 |  |  | yes |  | yes | Removed from Ground | Used Oil | 500 | Bare Steel | 1964-02-12 | Galvanized Steel | Pressurized
310050 | 9 | [5 empty] | Removed from Ground | Diesel | 4000 | Fiberglass | 1980-01-01 | Bare Steel | Safe Suction (Euro)
310051 | 1 | [5 empty] | Closed in Ground | Other | 1000 | Bare Steel | 1976-02-10 | Galvanized Steel
310052 | 1 | [5 empty] | Removed from Ground | Diesel | 10000 | Marked Unknown | 1981-02-08 | Galvanized Steel
310052 | 2 | [5 empty] | Removed from Ground | Gas (Historical Use) | 10000 | Cathodically Protected Steel | 1981-02-08 | Galvanized Steel
310052 | 3 | [5 empty] | Removed from Ground | Gas (Historical Use) | 10000 | Cathodically Protected Steel | 1981-02-08 | Galvanized Steel
310052 | 4 |  | 1999-05-01 |  | 1999-05-01 |  | Currently in Use | Gas (Historical Use) | 10000 | Composite | 1999-05-01 | Fiberglass Reinforced Plastic | Safe Suction (Euro)
310052 | 5 |  | 1999-05-01 | no | 1999-05-01 | no | Currently in Use | Diesel | 10000 | Composite | 1999-05-01 | Fiberglass Reinforced Plastic | Safe Suction (Euro)
310053 | 1 | [5 empty] | Removed from Ground | Gas (Historical Use) | 1000 | Cathodically Protected Steel | 1976-03-08 | Galvanized Steel
310053 | 2 | [5 empty] | Removed from Ground | Gas (Historical Use) | 1000 | Cathodically Protected Steel | 1976-03-08 | Galvanized Steel
310053 | 3 | [5 empty] | Removed from Ground | Gas (Historical Use) | 1000 | Bare Steel | 1976-03-08 | Galvanized Steel
310053 | 4 | [5 empty] | Removed from Ground | Gas (Historical Use) | 500 | Bare Steel | 1983-05-01 | Galvanized Steel
310053 | 5 | [5 empty] | Removed from Ground | Gas (Historical Use) | 500 | Bare Steel | 1983-05-01 | Galvanized Steel
310055 | 1 | [5 empty] | Removed from Ground | Gas (Historical Use) | 3000 | Bare Steel | 1982-03-04 | Galvanized Steel
310057 | 1 |  | 1998-12-01 |  | 1997-01-01 |  | Currently in Use | Gas (Historical Use) | 8000 | Steel-Impressed Current | 1984-02-19 | Steel (Impressed Current) | Pressurized
310057 | 2 |  | 1998-12-01 |  | 1997-01-01 |  | Currently in Use | Gas (Historical Use) | 10000 | Steel-Impressed Current | 1984-02-19 | Steel (Impressed Current) | Pressurized
310057 | 3 |  | 1998-12-01 |  | 1997-01-01 |  | Currently in Use | Gas (Historical Use) | 8000 | Steel-Impressed Current | 1984-02-19 | Steel (Impressed Current) | Pressurized
310057 | 4 |  | 1998-12-01 |  | 1997-01-01 |  | Currently in Use | Diesel | 4000 | Steel-Impressed Current | 1984-02-19 | Steel (Impressed Current) | Pressurized
310059 | 1 | [5 empty] | Removed from Ground | Gas (Historical Use) | 10000 | Bare Steel | 1981-01-15 | Galvanized Steel
310059 | 2 | [5 empty] | Removed from Ground | Gas (Historical Use) | 10000 | Bare Steel | 1981-01-15 | Galvanized Steel
310059 | 3 | [5 empty] | Removed from Ground | Gas (Historical Use) | 10000 | Bare Steel | 1981-01-15 | Galvanized Steel
310059 | 4 | [5 empty] | Removed from Ground | Diesel | 10000 | Bare Steel | 1981-01-15 | Galvanized Steel
310059 | 5 | Ball Float | 1994-05-01 |  | 1994-05-01 |  | Currently in Use | Gas (Historical Use) | 10000 | Composite | 1994-05-01 | Double-Walled Flex | Pressurized
310059 | 6 | Ball Float | 1994-05-01 |  | 1994-05-01 |  | Currently in Use | Gas (Historical Use) | 10000 | Composite | 1994-05-01 | Double-Walled Flex | Pressurized
310059 | 7 | Ball Float | 1994-05-01 |  | 1994-05-01 |  | Currently in Use | Gas (Historical Use) | 10000 | Composite | 1994-05-01 | Double-Walled Flex | Pressurized
310061 | 1 | [5 empty] | Removed from Ground | Diesel | 4000 | Bare Steel | 1963-01-12 | Galvanized Steel
310061 | 2 | [5 empty] | Removed from Ground | Diesel | 4000 | Bare Steel | 1963-01-12 | Galvanized Steel
310063 | 1 | Ball Float | 1999-02-05 | no | 1999-02-05 | no | Closed in Ground | Gas (Historical Use) | 10000 | Steel-Impressed Current | 1976-05-01 | Fiberglass Reinforced Plastic | Pressurized
310063 | 2 | Ball Float | 1999-02-05 | no | 1999-02-05 | no | Closed in Ground | Gas (Historical Use) | 10000 | Steel-Impressed Current | 1976-05-01 | Fiberglass Reinforced Plastic | Pressurized
310063 | 3 | Ball Float | 1999-02-05 | no | 1999-02-05 | no | Closed in Ground | Gas (Historical Use) | 6000 | Steel-Impressed Current | 1976-05-01 | Fiberglass Reinforced Plastic
310064 | 1 | [5 empty] | Removed from Ground | Gas (Historical Use) | 2000 | Bare Steel | 1976-03-08 | Bare Steel
310064 | 2 | [5 empty] | Removed from Ground | Gas (Historical Use) | 2000 | Bare Steel | 1976-03-08 | Bare Steel
310064 | 3 | [5 empty] | Removed from Ground | Gas (Historical Use) | 6000 | Bare Steel | 1976-03-08 | Bare Steel
310064 | 4 | [5 empty] | Removed from Ground | Gas (Historical Use) | 10000 | Bare Steel | 1976-03-08 | Bare Steel
310065 | 1 |  |  | yes |  | yes | Removed from Ground | Used Oil | 1000 | Bare Steel | 1984-12-12 | Galvanized Steel
310066 | 1 | Flapper Valve | 1998-05-24 |  | 1998-05-24 |  | Currently in Use | Gas (Historical Use) | 10000 | Fiberglass | 1984-02-04 | Fiberglass Reinforced Plastic | Pressurized
310066 | 2 | Flapper Valve | 1998-05-24 |  | 1998-05-24 |  | Currently in Use | Gas (Historical Use) | 10000 | Fiberglass | 1984-02-04 | Fiberglass Reinforced Plastic | Pressurized
310066 | 3 | Flapper Valve | 1998-05-24 |  | 1998-05-24 |  | Currently in Use | Gas (Historical Use) | 10000 | Fiberglass | 1984-02-04 | Fiberglass Reinforced Plastic | Pressurized
310066 | 4 | Flapper Valve | 1998-05-24 |  | 1998-05-24 |  | Currently in Use | Diesel | 10000 | Fiberglass | 1984-02-04 | Fiberglass Reinforced Plastic | Pressurized
310069 | 1 | Ball Float |  | no |  | no | Removed from Ground | Gas (Historical Use) | 8000 |  | 1972-02-07 | Galvanized Steel
310069 | 2 |  |  | no |  | no | Removed from Ground | Gas (Historical Use) | 8000 |  | 1972-02-07 | Galvanized Steel
310069 | 3 |  |  | no |  | no | Removed from Ground | Gas (Historical Use) | 8000 |  | 1972-02-07 | Galvanized Steel
310069 | 4 | Ball Float | 1994-02-01 | no | 1994-02-01 | no | Currently in Use | Regular | 10000 | Fiberglass | 1994-02-01 | Fiberglass Reinforced Plastic | Pressurized
310069 | 5 | Ball Float | 1994-02-01 | no | 1994-02-01 | no | Currently in Use | Premium | 10000 | Fiberglass | 1994-02-01 | Fiberglass Reinforced Plastic | Pressurized
310069 | 6 |  | 1994-02-01 | no | 1994-02-01 | no | Currently in Use | Diesel | 3000 | Fiberglass | 1994-02-01 | Fiberglass Reinforced Plastic | Pressurized
310070 | 1 |  |  | yes |  | yes | Removed from Ground | Used Oil | 200 | Bare Steel | 1976-03-06 | Galvanized Steel
310071 | 1 | [5 empty] | Removed from Ground | Gas (Historical Use) | 8000 | Bare Steel | 1975-03-27 | Galvanized Steel
310071 | 2 | [5 empty] | Removed from Ground | Gas (Historical Use) | 8000 | Bare Steel | 1975-03-27 | Galvanized Steel
310072 | 1 | [5 empty] | Removed from Ground | Diesel | 20000 | Bare Steel | 1976-03-15 | Galvanized Steel | Suction (American)
310072 | 2 | [5 empty] | Removed from Ground | Empty | 3000 | Bare Steel | 1961-03-19 | Bare Steel | Suction (American)
310072 | 3 | [5 empty] | Removed from Ground | Empty | 3000 | Marked Unknown | 1997-11-17 | Bare Steel | Suction (American)
310074 | 1 |  | 1998-09-13 |  | 1998-09-13 |  | Removed from Ground | Gas (Historical Use) | 5000 | Steel-Impressed Current | 1981-03-14 | Cathodically Protected | Suction (American)
310074 | 2 |  | 1998-09-30 |  | 1998-09-30 |  | Removed from Ground | Gas (Historical Use) | 8000 | Steel-Impressed Current | 1981-03-14 | Cathodically Protected | Suction (American)
310074 | 3 | [5 empty] | Removed from Ground | Diesel | 700 | Bare Steel | 1976-03-15 | Galvanized Steel | Suction (American)
310077 | 1 | [5 empty] | Removed from Ground | Gas (Historical Use) | 300 | Bare Steel | 1968-03-18 | Galvanized Steel
310078 | 1 | [5 empty] | Permanently Out of Use - historical purposes | Empty | 1000 | Bare Steel | 1974-03-21 | Galvanized Steel
310080 | 1 | [5 empty] | Removed from Ground | Gas (Historical Use) | 8086 | Bare Steel | 1966-03-22 | Galvanized Steel
310083 | 1 | [5 empty] | Removed from Ground | Diesel | 10000 | Bare Steel | 1979-03-23 | Galvanized Steel
310083 | 2 | [5 empty] | Removed from Ground | Diesel | 10000 | Bare Steel | 1979-03-23 | Galvanized Steel
310084 | 1 |  |  | yes |  | yes | Removed from Ground | Used Oil | 275 | Bare Steel | 1974-03-24 | Bare Steel
310085 | 1 |  |  | yes |  | yes | Removed from Ground | Used Oil | 550 | Bare Steel | 1975-04-18 | Galvanized Steel
310087 | 1 | [5 empty] | Removed from Ground | Other | 6000 | Bare Steel | 1978-04-13 | Galvanized Steel
310087 | 2 | [5 empty] | Removed from Ground | Other | 2000 | Bare Steel | 1978-04-13 | Galvanized Steel
310089 | 1 | [5 empty] | Removed from Ground | Diesel | 7000 | Marked Unknown | 1962-04-22 | Unknown | Suction (American)
310090 | 1 | [5 empty] | Permanently Out of Use - historical purposes | Empty | 500 | Marked Unknown | 1954-01-01 | Bare Steel | Suction (American)
310090 | 2 | [5 empty] | Permanently Out of Use - historical purposes | Empty | 500 | Marked Unknown | 1954-01-01 | Galvanized Steel
310090 | 3 | [5 empty] | Closed in Ground | Kerosene | 280 | Marked Unknown | 1954-01-01 | Bare Steel | Suction (American)
310090 | 4 | [5 empty] | Permanently Out of Use - historical purposes | Empty | 1000 | Marked Unknown | 1954-01-01 | Bare Steel | Suction (American)
310091 | 1 | [5 empty] | Removed from Ground | Gas (Historical Use) | 10000 | Bare Steel | 1958-04-24 | Bare Steel | Pressurized
310091 | 2 | [5 empty] | Removed from Ground | Gas (Historical Use) | 10000 | Bare Steel | 1958-04-24 | Bare Steel | Pressurized
310091 | 3 | [5 empty] | Removed from Ground | Gas (Historical Use) | 10000 | Bare Steel | 1958-04-24 | Bare Steel | Pressurized
310091 | 4 | [5 empty] | Removed from Ground | Gas (Historical Use) | 10000 | Bare Steel | 1958-04-24 | Bare Steel | Pressurized
310091 | 5 | [5 empty] | Removed from Ground | Gas (Historical Use) | 10000 | Bare Steel | 1958-04-24 | Bare Steel | Pressurized
310091 | 6 |  |  | yes |  | yes | Removed from Ground | Used Oil | 5000 | Bare Steel | 1998-04-02 | Unknown
310091 | 7 | [5 empty] | Removed from Ground | Gas (Historical Use) | 5000 | Bare Steel | 1998-04-02 | Unknown
310091 | 8 | [5 empty] | Removed from Ground | Gas (Historical Use) | 5000 | Bare Steel | 1998-04-02 | Unknown
310092 | 1 | [5 empty] | Removed from Ground | Gas (Historical Use) | 1000 | Cathodically Protected Steel | 1981-04-18 | Galvanized Steel
310094 | 1 | Ball Float | 1988-01-01 |  | 1988-01-01 |  | Currently in Use | Gas (Historical Use) | 10000 | Fiberglass | 1988-07-01 | Double-Walled Flex | Pressurized
310094 | 2 | Ball Float | 1988-01-01 |  | 1988-01-01 |  | Currently in Use | Gas (Historical Use) | 10000 | Fiberglass | 1988-07-01 | Double-Walled Flex | Pressurized
310094 | 3 | Ball Float | 1988-01-01 |  | 1988-01-01 |  | Currently in Use | Diesel | 10000 | Fiberglass | 1988-07-01 | Double-Walled Flex | Pressurized
310094 | 4 | Ball Float | 1988-01-01 |  | 1988-01-01 |  | Currently in Use | Diesel | 10000 | Fiberglass | 1988-07-01 | Double-Walled Flex | Pressurized
310094 | 5 |  | 1988-01-01 |  |  |  | Removed from Ground | Kerosene | 4000 | Fiberglass | 1988-07-01 | Fiberglass Reinforced Plastic | Pressurized
310096 | 1 |  | 1988-04-01 |  | 1988-04-01 |  | Temporarily out of use | Gas (Historical Use) | 10000 | Fiberglass | 1983-04-18 | Double Walled | Pressurized
310096 | 2 |  | 1988-04-01 |  | 1988-04-01 |  | Temporarily out of use | Gas (Historical Use) | 10000 | Fiberglass | 1983-04-18 | Double Walled | Pressurized
310096 | 3 |  | 1988-04-01 |  | 1988-04-01 |  | Temporarily out of use | Gas (Historical Use) | 10000 | Fiberglass | 1983-04-18 | Double Walled | Pressurized
310096 | 4 |  | 1988-04-01 |  | 1988-04-01 |  | Temporarily out of use | Diesel | 10000 | Fiberglass | 1983-04-18 | Double Walled | Pressurized
310098 | 1 | [5 empty] | Removed from Ground | Gas (Historical Use) | 10000 | Cathodically Protected Steel | 1983-04-18 | Galvanized Steel
310098 | 2 | [5 empty] | Removed from Ground | Gas (Historical Use) | 10000 | Cathodically Protected Steel | 1983-04-18 | Galvanized Steel
310098 | 3 | [5 empty] | Removed from Ground | Gas (Historical Use) | 10000 | Cathodically Protected Steel | 1983-04-18 | Galvanized Steel
310113 | 1 |  | 1988-04-01 |  | 1988-04-01 |  | Currently in Use | Gas (Historical Use) | 10000 | Fiberglass Double Walled | 1976-01-01 | Double-Walled Fiberglass | Pressurized
310113 | 2 |  | 1988-04-01 |  | 1988-04-01 |  | Currently in Use | Gas (Historical Use) | 10000 | Fiberglass Double Walled | 1980-04-12 | Double-Walled Fiberglass | Pressurized
310113 | 3 |  | 1988-04-01 |  | 1988-04-01 |  | Currently in Use | Gas (Historical Use) | 10000 | Fiberglass Double Walled | 1980-04-12 | Double-Walled Fiberglass | Pressurized
310113 | 4 |  | 1988-04-01 |  | 1988-04-01 |  | Currently in Use | Diesel | 10000 | Fiberglass Double Walled | 1980-04-12 | Double-Walled Fiberglass | Pressurized
310114 | 1 | Ball Float | 1999-01-25 | no | 1999-01-25 | no | Currently in Use | Diesel | 10000 | Steel-Impressed Current | 1980-01-01 | Double-Walled Fiberglass | Pressurized
310114 | 2 | Ball Float | 1999-01-25 | no | 1999-01-25 | no | Currently in Use | Regular | 10000 | Steel-Impressed Current | 1980-01-01 | Double-Walled Fiberglass | Pressurized
310114 | 3 |  | 1999-01-25 | no | 1999-01-25 | no | Closed in Ground | Gas (Historical Use) | 10000 |  | 1980-01-01 | Cathodically Protected | Pressurized
310114 | 4 | Ball Float | 1999-01-25 | no | 1999-01-25 | no | Currently in Use | Gas (Historical Use) | 10000 | Steel-Impressed Current | 1980-01-01 | Double-Walled Fiberglass | Pressurized
310115 | 1 | [5 empty] | Removed from Ground | Gas (Historical Use) | 8000 | Bare Steel | 1982-04-24 | Galvanized Steel
310115 | 2 | [5 empty] | Removed from Ground | Gas (Historical Use) | 8000 | Bare Steel | 1982-04-24 | Galvanized Steel
310115 | 3 | [5 empty] | Removed from Ground | Gas (Historical Use) | 8000 | Bare Steel | 1982-04-24 | Galvanized Steel
310115 | 4 | [5 empty] | Removed from Ground | Gas (Historical Use) | 500 | Bare Steel | 1951-05-02 | Galvanized Steel
310115 | 5 | Ball Float | 1987-01-01 |  | 1987-01-01 |  | Temporarily out of use | Gas (Historical Use) | 10000 | Steel-Impressed Current | 1987-01-01 | Steel (Impressed Current) | Pressurized
310115 | 6 | Ball Float | 1987-01-01 |  | 1987-01-01 |  | Temporarily out of use | Gas (Historical Use) | 10000 | Steel-Impressed Current | 1987-01-01 | Steel (Impressed Current) | Pressurized
310115 | 7 | Ball Float | 1987-01-01 |  | 1987-01-01 |  | Temporarily out of use | Gas (Historical Use) | 10000 | Steel-Impressed Current | 1987-01-01 | Steel (Impressed Current) | Pressurized
310115 | 8 | Ball Float | 1987-01-01 |  | 1987-01-01 |  | Temporarily out of use | Gas (Historical Use) | 10000 | Steel-Impressed Current | 1987-01-01 | Steel (Impressed Current) | Pressurized
310116 | 1 | [5 empty] | Removed from Ground | Gas (Historical Use) | 10000 | Bare Steel | 1970-04-27 | Galvanized Steel
310116 | 2 | [5 empty] | Removed from Ground | Gas (Historical Use) | 10000 | Bare Steel | 1970-04-27 | Galvanized Steel
310116 | 3 | [5 empty] | Removed from Ground | Gas (Historical Use) | 5000 | Bare Steel | 1970-04-27 | Galvanized Steel
310116 | 4 | [5 empty] | Removed from Ground | Gas (Historical Use) | 550 | Bare Steel | 1970-04-27 | Galvanized Steel
310117 | 1 | [5 empty] | Removed from Ground | Gas (Historical Use) | 10000 | Bare Steel | 1968-04-27 | Galvanized Steel
310117 | 2 | [5 empty] | Removed from Ground | Gas (Historical Use) | 10000 | Bare Steel | 1968-04-27 | Galvanized Steel
310117 | 3 | [5 empty] | Removed from Ground | Gas (Historical Use) | 5000 | Bare Steel | 1968-04-27 | Galvanized Steel
310117 | 4 | [5 empty] | Removed from Ground | Gas (Historical Use) | 550 | Bare Steel | 1968-04-27 | Galvanized Steel
310120 | 1 | [5 empty] | Removed from Ground | Gas (Historical Use) | 10000 | Bare Steel | 1970-04-27 | Galvanized Steel
310120 | 2 | [5 empty] | Removed from Ground | Gas (Historical Use) | 10000 | Bare Steel | 1970-04-27 | Galvanized Steel
310120 | 3 | [5 empty] | Removed from Ground | Gas (Historical Use) | 5000 | Bare Steel | 1970-04-27 | Galvanized Steel
310120 | 4 |  |  | yes |  | yes | Removed from Ground | Used Oil | 550 | Bare Steel | 1970-04-27 | Galvanized Steel
310120 | 5 | Ball Float | 1998-09-25 |  | 1998-09-25 |  | Currently in Use | Gas (Historical Use) | 10000 | Steel-Impressed Current | 1989-01-01 | Steel (Impressed Current) | Pressurized
310120 | 6 | Flapper Valve | 1998-09-25 |  | 1998-09-25 |  | Currently in Use | Gas (Historical Use) | 10000 | Steel-Impressed Current | 1989-01-01 | Steel (Impressed Current) | Pressurized
310120 | 7 | Ball Float | 1998-09-25 |  | 1998-09-25 |  | Currently in Use | Gas (Historical Use) | 10000 | Steel-Impressed Current | 1989-01-01 | Steel (Impressed Current) | Pressurized
310120 | 8 | Flapper Valve | 1998-09-25 |  | 1998-09-25 |  | Currently in Use | Diesel | 6000 | Steel-Impressed Current | 1989-01-01 | Fiberglass Reinforced Plastic | Pressurized
310120 | 9 | Flapper Valve | 1998-09-25 |  | 1998-09-25 |  | Currently in Use | Kerosene | 550 | Steel-Impressed Current | 1989-01-01 | Fiberglass Reinforced Plastic | Pressurized
310121 | 1 | [5 empty] | Removed from Ground | Gas (Historical Use) | 12000 | Bare Steel | 1977-04-25 | Galvanized Steel
310121 | 2 | [5 empty] | Removed from Ground | Gas (Historical Use) | 12000 | Bare Steel | 1977-04-25 | Galvanized Steel
310121 | 3 | [5 empty] | Removed from Ground | Gas (Historical Use) | 12000 | Bare Steel | 1977-04-25 | Galvanized Steel
310121 | 4 | [5 empty] | Removed from Ground | Gas (Historical Use) | 12000 | Bare Steel | 1977-04-25 | Galvanized Steel
310121 | 5 |  | 1994-08-24 |  | 1994-08-24 |  | Currently in Use | Gas (Historical Use) | 10000 | Double Walled | 1989-09-20 | Fiberglass Reinforced Plastic | Pressurized
310121 | 6 |  | 1994-08-24 |  | 1994-08-24 |  | Currently in Use | Gas (Historical Use) | 10000 | Double Walled | 1989-09-20 | Fiberglass Reinforced Plastic | Pressurized
310121 | 7 |  | 1994-08-24 |  | 1994-08-24 |  | Currently in Use | Gas (Historical Use) | 10000 | Double Walled | 1989-09-20 | Fiberglass Reinforced Plastic | Pressurized
310121 | 8 | Ball Float | 2008-01-01 | no | 2008-01-01 | no | Currently in Use | Diesel | 6000 | Tank Jacket | 2008-01-01 | Double-Walled Fiberglass | Pressurized
310124 | 1 |  |  | no |  | no | Removed from Ground | Gas (Historical Use) | 5000 | Bare Steel | 1972-04-26 | Galvanized Steel
310124 | 2 |  |  | no |  | no | Removed from Ground | Gas (Historical Use) | 10000 | Bare Steel | 1972-04-26 | Galvanized Steel
310124 | 3 |  |  | no |  | no | Removed from Ground | Gas (Historical Use) | 10000 | Bare Steel | 1972-04-26 | Galvanized Steel
310124 | 4 |  |  | yes |  | yes | Removed from Ground | Used Oil | 550 | Bare Steel | 1972-04-26 | Galvanized Steel
310124 | 5 | Ball Float | 2007-01-01 | no | 2007-01-01 | no | Removed from Ground | Gas (Historical Use) | 12000 | Composite | 2007-01-01 | Fiberglass Reinforced Plastic | Pressurized
310124 | 6 | Ball Float | 2007-01-01 | no | 2007-01-01 | no | Removed from Ground | Gas (Historical Use) | 12000 | Composite | 2007-01-01 | Fiberglass Reinforced Plastic | Pressurized
310124 | 7 | Overfill Alarm |  | no |  | no | Currently in Use | Regular |  | Fiberglass Double Walled |  | Fiberglass Reinforced Plastic | Pressurized
310124 | 8 | Overfill Alarm |  | no |  | no | Currently in Use | Premium |  | Fiberglass Double Walled |  | Fiberglass Reinforced Plastic | Pressurized
310124 | 9 | Overfill Alarm |  | no |  | no | Currently in Use | Diesel |  | Fiberglass Double Walled |  | Fiberglass Reinforced Plastic | Pressurized
310127 | 1 | [5 empty] | Removed from Ground | Other | 4000 | Bare Steel | 1979-01-01 | Galvanized Steel
310127 | 2 | [5 empty] | Removed from Ground | Other | 4000 | Bare Steel | 1979-01-01 | Galvanized Steel
310127 | 3 | [5 empty] | Removed from Ground | Other | 3000 | Bare Steel | 1979-01-01 | Galvanized Steel
310127 | 4 |  |  | yes |  | yes | Removed from Ground | Used Oil | 4000 | Bare Steel | 1979-01-01 | Galvanized Steel
310127 | 5 |  |  | yes |  | yes | Removed from Ground | Used Oil | 4000 | Bare Steel | 1979-01-01 | Galvanized Steel
310130 | 1 |  |  | yes |  | yes | Removed from Ground | Used Oil | 1000 | Bare Steel | 1976-01-01 | Galvanized Steel
310132 | 1 | [5 empty] | Removed from Ground | Kerosene | 500 | Bare Steel | 1965-01-01 | Galvanized Steel
310132 | 2 |  |  | yes |  | yes | Removed from Ground | Used Oil | 500 | Bare Steel | 1965-01-01 | Galvanized Steel
310132 | 3 | [5 empty] | Removed from Ground | Other | 500 | Bare Steel | 1965-01-01 | Galvanized Steel
310132 | 4 | [5 empty] | Removed from Ground | Empty | 5000 | Bare Steel | 1965-01-01 | Galvanized Steel
310133 | 1 |  |  | yes |  | yes | Removed from Ground | Used Oil | 500 | Bare Steel | 1999-07-12 | Bare Steel | Gravity Fed
310133 | 711G1 | [5 empty] | Removed from Ground | Gas (Historical Use) | 3000 | Bare Steel | 1984-01-01 | Galvanized Steel | Safe Suction (Euro)
310134 | 1 | [5 empty] | Removed from Ground | Gas (Historical Use) | 10270 | Bare Steel | 1978-04-06 | Galvanized Steel | Pressurized
310134 | 2 | [5 empty] | Removed from Ground | Gas (Historical Use) | 10270 | Bare Steel | 1978-04-06 | Galvanized Steel | Pressurized
310134 | 3 | [5 empty] | Removed from Ground | Gas (Historical Use) | 10270 | Bare Steel | 1978-04-06 | Galvanized Steel | Pressurized
310134 | 4 | [5 empty] | Removed from Ground | Gas (Historical Use) | 10270 | Bare Steel | 1978-04-06 | Galvanized Steel | Pressurized
310135 | 1 | [5 empty] | Removed from Ground | Gas (Historical Use) | 15060 | Bare Steel | 1975-04-07 | Galvanized Steel | Pressurized
310135 | 2 | [5 empty] | Removed from Ground | Gas (Historical Use) | 15060 | Bare Steel | 1975-04-07 | Galvanized Steel | Pressurized
310135 | 3 | [5 empty] | Removed from Ground | Gas (Historical Use) | 10270 | Bare Steel | 1978-04-06 | Galvanized Steel | Pressurized
310136 | 1 | [5 empty] | Removed from Ground | Gas (Historical Use) | 10000 | Bare Steel | 1971-04-08 | Bare Steel | Pressurized
310136 | 2 | [5 empty] | Removed from Ground | Gas (Historical Use) | 10000 | Bare Steel | 1971-04-08 | Bare Steel | Pressurized
310136 | 3 | [5 empty] | Removed from Ground | Gas (Historical Use) | 10000 | Bare Steel | 1971-04-08 | Bare Steel | Pressurized
310136 | 4 | [5 empty] | Removed from Ground | Gas (Historical Use) | 10000 | Bare Steel | 1971-04-08 | Bare Steel | Pressurized
310138 | 1 | Ball Float | 1993-10-07 | no | 1993-10-07 | no | Currently in Use | Regular | 10000 | Fiberglass | 1983-01-03 | Fiberglass Reinforced Plastic | Pressurized
310138 | 2 | Ball Float | 1993-10-07 | no | 1993-10-07 | no | Currently in Use | Plus | 10000 | Fiberglass | 1983-01-03 | Fiberglass Reinforced Plastic | Pressurized
310138 | 3 | Ball Float | 1993-10-07 | no | 1993-10-07 | no | Currently in Use | Premium | 10000 | Fiberglass | 1983-01-03 | Galvanized Steel | Pressurized
310138 | 4 |  |  | yes |  | yes | Removed from Ground | Used Oil | 1000 | Bare Steel | 1970-05-04 | Galvanized Steel | Gravity Fed
310138 | 5 |  |  | yes |  | yes | Removed from Ground | Used Oil | 1000 | Double Walled | 1992-09-08 | Not Marked | Gravity Fed
310138 | 6 |  |  | yes |  | yes | Removed from Ground | Used Oil | 1000 |  | 1992-09-08 | Not Marked
310138 | 7 |  |  | yes |  | yes | Removed from Ground | Used Oil | 1000 | Double Walled | 1992-09-08 | Not Marked
310138 | 8 |  |  | yes |  | yes | Removed from Ground | Used Oil | 1000 | Double Walled | 1992-09-08 | Not Marked
310139 | 1 |  | 1993-09-26 |  | 1993-09-26 |  | Removed from Ground | Gas (Historical Use) | 10000 | Fiberglass | 1980-05-01 | Fiberglass Reinforced Plastic | Pressurized
310139 | 2 |  | 1993-09-26 |  | 1993-09-26 |  | Removed from Ground | Gas (Historical Use) | 10000 | Fiberglass | 1980-05-01 | Fiberglass Reinforced Plastic | Pressurized
310139 | 3 |  | 1993-09-26 |  | 1993-09-26 |  | Removed from Ground | Gas (Historical Use) | 10000 | Fiberglass | 1980-05-01 | Fiberglass Reinforced Plastic | Pressurized
310139 | 4 |  |  | yes |  | yes | Removed from Ground | Used Oil | 1000 | Fiberglass | 1985-04-30 | Not Marked | Gravity Fed
310140 | 1 | [5 empty] | Removed from Ground | Gas (Historical Use) | 8000 | Bare Steel | 1986-03-27 | Galvanized Steel | Safe Suction (Euro)
310140 | 2 | [5 empty] | Removed from Ground | Diesel | 8000 | Bare Steel | 1986-03-27 | Galvanized Steel | Safe Suction (Euro)
310141 | 1 | [5 empty] | Removed from Ground | Other | 6000 | Bare Steel | 1982-03-28 | Galvanized Steel
310141 | 2 | [5 empty] | Removed from Ground | Other | 1500 | Bare Steel | 1982-03-28 | Galvanized Steel
310141 | 3 | [5 empty] | Removed from Ground | Other | 1500 | Bare Steel | 1982-03-28 | Galvanized Steel
310142 | 1 | Ball Float | 1994-08-17 | no | 1994-08-17 | no | Currently in Use | E-10 | 10000 | Fiberglass | 1985-04-30 | Fiberglass Reinforced Plastic | Pressurized
310142 | 2 |  | 1994-08-17 | no | 1994-08-17 | no | Currently in Use | Gas (Historical Use) | 10000 | Fiberglass | 1985-04-30 | Fiberglass Reinforced Plastic | Pressurized
310142 | 3 | Ball Float | 1994-08-17 | no | 1994-08-17 | no | Currently in Use | E-10 | 10000 | Fiberglass | 1985-04-30 | Fiberglass Reinforced Plastic | Pressurized
310142 | 4 |  |  | yes |  | yes | Removed from Ground | Used Oil | 1000 | Fiberglass | 1985-04-30 | Fiberglass Reinforced Plastic | Gravity Fed
310143 | 1 | [5 empty] | Removed from Ground | Gas (Historical Use) | 6000 | Bare Steel | 1970-01-03 | Galvanized Steel | Pressurized
310143 | 2 | [5 empty] | Removed from Ground | Gas (Historical Use) | 8000 | Bare Steel | 1968-01-03 | Galvanized Steel | Pressurized
310143 | 3 | [5 empty] | Removed from Ground | Gas (Historical Use) | 10000 | Bare Steel | 1968-01-03 | Galvanized Steel
310143 | 4 |  |  | yes |  | yes | Currently in Use | Used Oil | 500 | Not Marked/Unknown |  | Not Marked
310143 | 5 |  |  | yes |  | yes | Currently in Use | Used Oil | 500 | Not Marked/Unknown |  | Not Marked
310144 | 1 | Ball Float | 1994-08-09 |  | 1994-08-09 |  | Currently in Use | Gas (Historical Use) | 10000 | Fiberglass | 1980-01-01 | Fiberglass Reinforced Plastic | Pressurized
310144 | 2 | Ball Float | 1994-08-09 |  | 1994-08-09 |  | Currently in Use | Gas (Historical Use) | 10000 | Fiberglass | 1980-01-01 | Fiberglass Reinforced Plastic | Pressurized
310144 | 3 | Ball Float | 1994-08-09 |  | 1994-08-09 |  | Currently in Use | Gas (Historical Use) | 10000 | Fiberglass | 1985-04-30 | Fiberglass Reinforced Plastic | Pressurized
310145 | 1 | [5 empty] | Removed from Ground | Gas (Historical Use) | 10000 | Bare Steel | 1977-01-03 | Bare Steel | Pressurized
310145 | 2 | [5 empty] | Removed from Ground | Gas (Historical Use) | 10000 | Fiberglass | 1985-01-03 | Fiberglass Reinforced Plastic | Pressurized
310145 | 3 | [5 empty] | Removed from Ground | Gas (Historical Use) | 10000 | Bare Steel | 1977-01-03 | Bare Steel | Pressurized
310146 | 1 | [5 empty] | Removed from Ground | Gas (Historical Use) | 6000 | Bare Steel | 1973-05-03 | Galvanized Steel | Pressurized
310146 | 2 | [5 empty] | Removed from Ground | Gas (Historical Use) | 8000 | Bare Steel | 1973-05-03 | Galvanized Steel | Pressurized
310146 | 3 | [5 empty] | Removed from Ground | Gas (Historical Use) | 10000 | Bare Steel | 1973-05-03 | Galvanized Steel | Pressurized
310146 | 4 | Flapper Valve | 1993-06-01 | no | 1993-06-01 | no | Currently in Use | Premium | 12000 | Fiberglass | 1987-01-01 | Double-Walled Fiberglass | Pressurized
310146 | 5 | Flapper Valve | 1993-06-01 | no | 1993-06-01 | no | Currently in Use | Plus | 12000 | Fiberglass | 1987-01-01 | Double-Walled Fiberglass | Pressurized
310146 | 6 | Flapper Valve | 1993-06-01 | no | 1993-06-01 | no | Currently in Use | Regular | 12000 | Fiberglass | 1987-01-01 | Double-Walled Fiberglass | Pressurized
310148 | 1 |  |  | yes |  | yes | Removed from Ground | Used Oil | 750 | Bare Steel | 1985-02-04 | Bare Steel
310148 | 2 | [5 empty] | Removed from Ground | Gas (Historical Use) | 1000 | Bare Steel | 1998-12-14 | Bare Steel | Suction (American)
310148 | 3 | [5 empty] | Removed from Ground | Diesel | 10000 | Bare Steel | 1985-06-09 | Galvanized Steel | Pressurized
310148 | 4 | [5 empty] | Removed from Ground | Diesel | 10000 | Bare Steel | 1985-06-09 | Galvanized Steel | Pressurized
310149 | 1 | [5 empty] | Removed from Ground | Gas (Historical Use) | 6000 | Bare Steel | 1968-05-10 | Bare Steel | Suction (American)
310149 | 2 | [5 empty] | Removed from Ground | Gas (Historical Use) | 6000 | Bare Steel | 1968-05-10 | Bare Steel | Suction (American)
310149 | 3 | [5 empty] | Removed from Ground | Gas (Historical Use) | 4000 | Bare Steel | 1968-05-10 | Bare Steel | Suction (American)
310149 | 4 |  |  | yes |  | yes | Removed from Ground | Used Oil | 500 | Bare Steel | 1968-05-10 | Galvanized Steel | Gravity Fed
310149 | 5 |  |  | yes |  | yes | Removed from Ground | Used Oil | 500 | Bare Steel | 1968-05-10 | Galvanized Steel | Gravity Fed
310151 | 1 |  | 1995-09-01 | no | 1991-01-01 | no | Currently in Use | Regular | 10000 | Fiberglass | 1982-04-30 | Fiberglass Reinforced Plastic | Pressurized
310151 | 2 |  | 1995-09-01 | no | 1991-01-01 | no | Currently in Use | Premium | 10000 | Fiberglass | 1982-04-30 | Fiberglass Reinforced Plastic | Pressurized
310151 | 3 |  | 1995-09-01 | no | 1991-01-01 | no | Currently in Use | E-85 | 10000 | Fiberglass | 1982-04-30 | Fiberglass Reinforced Plastic | Pressurized
310151 | 4 |  | 1995-09-01 | no | 1991-01-01 | no | Currently in Use | Diesel | 10000 | Fiberglass | 1982-04-30 | Fiberglass Reinforced Plastic | Pressurized
310152 | 1 |  | 1994-01-01 |  | 1991-01-01 |  | Removed from Ground | Gas (Historical Use) | 12000 | Fiberglass | 1985-04-29 | Fiberglass Reinforced Plastic | Pressurized
310152 | 2 |  | 1994-01-01 |  | 1991-01-01 |  | Removed from Ground | Gas (Historical Use) | 10000 | Fiberglass | 1985-04-29 | Fiberglass Reinforced Plastic | Pressurized
310152 | 3 |  | 1994-01-01 |  | 1991-01-01 |  | Removed from Ground | Gas (Historical Use) | 10000 | Fiberglass | 1985-04-29 | Fiberglass Reinforced Plastic | Pressurized
310152 | 4 |  | 1994-01-01 |  | 1991-01-01 |  | Removed from Ground | Diesel | 10000 | Fiberglass | 1985-04-29 | Fiberglass Reinforced Plastic | Pressurized
310152 | 5 |  |  | no |  | no | Removed from Ground | New Oil | 0 | Bare Steel | 2016-06-02
310153 | 182 | [5 empty] | Closed in Ground | Diesel | 10000 | Bare Steel | 1969-01-01 | Bare Steel
310153 | 183 | [5 empty] | Closed in Ground | Diesel | 10000 | Bare Steel | 1971-04-26 | Bare Steel
310153 | 184 | [5 empty] | Closed in Ground | Diesel | 15000 | Bare Steel | 1974-04-25 | Galvanized Steel
310153 | 2 |  |  | yes |  | yes | Closed in Ground | Used Oil | 500 | Bare Steel | 1990-12-01 | Bare Steel
310153 | 3 | [5 empty] | Closed in Ground | Other | 1000 | Bare Steel | 1990-12-01 | Bare Steel
310153 | 6 |  | 1988-01-01 |  | 1988-01-01 |  | Removed from Ground | Diesel | 20000 | Double Walled | 1988-01-01 | Double Walled | Pressurized
310154 | 1 | [5 empty] | Removed from Ground | Gas (Historical Use) | 10000 | Bare Steel | 1976-05-02 | Galvanized Steel
310154 | 2 | [5 empty] | Removed from Ground | Gas (Historical Use) | 10000 | Bare Steel | 1976-05-02 | Galvanized Steel
310155 | 1 | [5 empty] | Removed from Ground | Gas (Historical Use) | 10000 | Bare Steel | 1976-01-01 | Galvanized Steel
310155 | 2 | [5 empty] | Removed from Ground | Gas (Historical Use) | 10000 | Bare Steel | 1976-01-01 | Galvanized Steel
310156 | 1 | [5 empty] | Removed from Ground | Gas (Historical Use) | 10000 | Bare Steel | 1976-05-02 | Galvanized Steel
310156 | 2 | [5 empty] | Removed from Ground | Gas (Historical Use) | 10000 | Bare Steel | 1976-05-02 | Galvanized Steel
310158 | 1 | [5 empty] | Removed from Ground | Diesel | 15000 | Composite | 1981-04-01 | Bare Steel | Pressurized
310158 | 2 | [5 empty] | Removed from Ground | Diesel | 15000 | Composite | 1981-04-01 | Not Marked
310158 | 3 | [5 empty] | Removed from Ground | Diesel | 15000 | Composite | 1981-04-01 | Not Marked
310158 | 4 | [5 empty] | Removed from Ground | Gas (Historical Use) | 10000 | Composite | 1981-04-01 | Bare Steel | Pressurized
310158 | 5 | [5 empty] | Removed from Ground | Other | 4000 | Composite | 1981-05-07 | Bare Steel | Suction (American)
310158 | 6 |  |  | yes |  | yes | Removed from Ground | Used Oil | 1000 | Composite | 1981-01-01 | Bare Steel | Gravity Fed
310158 | 7 |  | 1995-09-01 |  | 1995-09-01 |  | Currently in Use | Diesel | 20000 | Double Walled | 1995-01-01 | Fiberglass Reinforced Plastic | Pressurized
310158 | 8 |  | 1995-09-01 |  | 1995-09-01 |  | Currently in Use | Diesel | 12000 | Double Walled | 1995-01-01 | Fiberglass Reinforced Plastic | Pressurized
310159 | 1 | [5 empty] | Removed from Ground | Gas (Historical Use) | 10000 | Bare Steel | 1975-05-02 | Galvanized Steel
310159 | 2 | [5 empty] | Removed from Ground | Gas (Historical Use) | 10000 | Bare Steel | 1975-05-02 | Galvanized Steel
310159 | 3 | [5 empty] | Removed from Ground | Gas (Historical Use) | 10000 | Bare Steel | 1975-05-02 | Galvanized Steel
310160 | 1 | [5 empty] | Removed from Ground | Gas (Historical Use) | 550 | Bare Steel |  | Unknown
310161 | 1 | [5 empty] | Removed from Ground | Diesel | 1000 | Bare Steel | 1977-04-09 | Galvanized Steel
310161 | 2 | [5 empty] | Removed from Ground | Empty | 5000 | Bare Steel | 1979-04-09 | Galvanized Steel
310162 | 1 | [5 empty] | Removed from Ground | Gas (Historical Use) | 6000 | Bare Steel | 1974-06-20 | Galvanized Steel
310162 | 2 | [5 empty] | Removed from Ground | Gas (Historical Use) | 6000 | Bare Steel | 1974-06-20 | Galvanized Steel
310162 | 3 | [5 empty] | Removed from Ground | Gas (Historical Use) | 4000 | Bare Steel | 1974-06-20 | Galvanized Steel
310162 | 4 | [5 empty] | Removed from Ground | Kerosene | 560 | Bare Steel | 1974-06-20 | Galvanized Steel
310166 | 1 | [5 empty] | Removed from Ground | Gas (Historical Use) | 6200 | Bare Steel | 1971-03-30 | Galvanized Steel
310166 | 2 |  |  | yes |  | yes | Removed from Ground | Used Oil | 500 | Bare Steel | 1981-03-27 | Galvanized Steel
310167 | 1 | [5 empty] | Removed from Ground | Gas (Historical Use) | 10000 | Bare Steel | 1974-03-29 | Galvanized Steel
310173 | 1 | [5 empty] | Permanently Out of Use - historical purposes | Gas (Historical Use) | 10000 | Bare Steel | 1982-04-24 | Bare Steel
310173 | 2 | [5 empty] | Permanently Out of Use - historical purposes | Diesel | 10000 | Bare Steel | 1982-04-24 | Bare Steel
310173 | 3 | [5 empty] | Permanently Out of Use - historical purposes | Diesel | 10000 | Bare Steel | 1982-04-24 | Bare Steel
310178 | 1 | [5 empty] | Removed from Ground | Diesel | 20000 | Bare Steel | 1975-05-03 | Unknown
310178 | 2 | [5 empty] | Removed from Ground | Gas (Historical Use) | 2000 | Bare Steel | 1975-05-03 | Unknown
310178 | 3 | [5 empty] | Removed from Ground | Empty | 1000 | Bare Steel | 1975-05-03 | Unknown
310178 | 4 | Overfill Alarm | 1990-01-08 |  | 1990-01-08 |  | Currently in Use | Diesel | 20000 | Fiberglass | 1990-01-08 | Double-Walled Flex | Pressurized
310178 | 5 | Overfill Alarm | 1990-01-08 |  | 1990-01-08 |  | Currently in Use | Gas (Historical Use) | 8000 | Fiberglass | 1990-01-08 | Double-Walled Flex | Pressurized
310178 | 6 | [5 empty] | Removed from Ground | Empty | 1000 | Bare Steel | 1975-05-03 | Unknown
310179 | 1 | [5 empty] | Removed from Ground | Gas (Historical Use) | 10000 | Bare Steel | 1980-05-02 | Galvanized Steel
310179 | 2 | [5 empty] | Removed from Ground | Gas (Historical Use) | 8000 | Bare Steel | 1980-05-02 | Galvanized Steel
310179 | 3 | [5 empty] | Removed from Ground | Gas (Historical Use) | 8000 | Bare Steel | 1980-05-02 | Galvanized Steel
310181 | 1 | [5 empty] | Removed from Ground | Diesel | 1000 | Bare Steel | 1980-04-30 | Unknown
310181 | 2 | [5 empty] | Removed from Ground | Diesel | 1000 | Bare Steel | 1980-04-30 | Unknown
310181 | 3 |  |  | yes |  | yes | Removed from Ground | Used Oil | 1000 | Bare Steel | 1980-04-30 | Unknown
310182 | 1 | [5 empty] | Removed from Ground | Other | 5000 | Bare Steel | 1974-05-02 | Unknown
310182 | 2 | [5 empty] | Removed from Ground | Other | 3000 | Bare Steel | 1974-05-02 | Unknown
310182 | 3 | [5 empty] | Removed from Ground | Other | 1500 | Bare Steel | 1974-05-02 | Unknown
310184 | 1 |  | 1994-10-01 |  | 1994-10-01 |  | Removed from Ground | Kerosene | 4000 | Steel-Impressed Current | 1984-03-17 | Fiberglass Reinforced Plastic | Pressurized
310184 | 2 |  | 1994-10-01 |  | 1994-10-01 |  | Removed from Ground | Diesel | 8000 | Steel-Impressed Current | 1984-03-17 | Fiberglass Reinforced Plastic | Pressurized
310184 | 3 |  | 1994-10-01 |  | 1994-10-01 |  | Removed from Ground | Gas (Historical Use) | 8000 | Steel-Impressed Current | 1984-03-17 | Fiberglass Reinforced Plastic | Pressurized
310184 | 4 |  | 1994-10-01 |  | 1994-10-01 |  | Removed from Ground | Gas (Historical Use) | 12000 | Steel-Impressed Current | 1984-03-17 | Fiberglass Reinforced Plastic | Pressurized
310184 | 5 |  | 1994-10-01 |  | 1994-10-01 |  | Removed from Ground | Gas (Historical Use) | 10000 | Steel-Impressed Current | 1984-03-17 | Fiberglass Reinforced Plastic | Pressurized
310185 | 1 | [5 empty] | Removed from Ground | Gas (Historical Use) | 2500 | Bare Steel | 1971-05-04 | Unknown
310185 | 2 | [5 empty] | Removed from Ground | Gas (Historical Use) | 5000 | Cathodically Protected Steel | 1971-05-04 | Galvanized Steel
310185 | 3 |  |  | no |  | no | Removed from Ground | Diesel | 10000 | Unknown | 1988-08-02
310185 | 4 |  |  | no |  | no | Removed from Ground | Gas (Historical Use) | 2500 | Unknown | 1992-08-19 | Unknown
310185 | 5 |  |  | no |  | no | Removed from Ground | Gas (Historical Use) | 5000 | Unknown | 1992-08-19 | Unknown
310186 | 1 | [5 empty] | Removed from Ground | Gas (Historical Use) | 8000 | Bare Steel | 1986-04-30 | Unknown
310186 | 2 |  | 2001-03-01 |  | 2001-03-01 |  | Currently in Use | Gas (Historical Use) | 12000 | Epoxy | 2001-03-01 | Double-Walled Flex | Pressurized
310186 | 3 |  | 2001-03-01 |  | 2001-03-01 |  | Currently in Use | Gas (Historical Use) | 8000 | Epoxy | 2001-03-01 | Double-Walled Flex | Pressurized
310186 | 4 |  | 2001-03-01 |  | 2001-03-01 |  | Currently in Use | Diesel | 8000 | Epoxy | 2001-03-01 | Double-Walled Flex | Pressurized
310188 | 1 | [5 empty] | Removed from Ground | Diesel | 10000 | Cathodically Protected Steel | 1982-01-01 | Galvanized Steel
310188 | 2 | [5 empty] | Removed from Ground | Gas (Historical Use) | 5000 | Cathodically Protected Steel | 1968-01-01 | Galvanized Steel
310188 | 3 | [5 empty] | Removed from Ground | Gas (Historical Use) | 5000 | Cathodically Protected Steel | 1968-01-01 | Galvanized Steel
310188 | 4 | [5 empty] | Removed from Ground | Gas (Historical Use) | 5000 | Cathodically Protected Steel | 1968-01-01 | Galvanized Steel
310188 | 5 | [5 empty] | Removed from Ground | Gas (Historical Use) | 5000 | Cathodically Protected Steel | 1968-01-01 | Galvanized Steel
310188 | 6 | [5 empty] | Removed from Ground | Gas (Historical Use) | 3000 | Cathodically Protected Steel | 1978-01-01 | Galvanized Steel
310188 | 7 | [5 empty] | Removed from Ground | Gas (Historical Use) | 3000 | Cathodically Protected Steel | 1978-01-01 | Galvanized Steel
310188 | 8 |  |  | yes |  | yes | Removed from Ground | Used Oil | 1000 | Cathodically Protected Steel | 1968-01-01 | Galvanized Steel
310188 | 9 |  |  | yes |  | yes | Removed from Ground | Used Oil | 1000 | Cathodically Protected Steel | 1968-01-01 | Galvanized Steel
310189 | 1 | [5 empty] | Permanently Out of Use - historical purposes | Gas (Historical Use) | 5000 | Bare Steel | 1969-04-27 | Galvanized Steel
310189 | 2 | [5 empty] | Permanently Out of Use - historical purposes | Gas (Historical Use) | 5000 | Bare Steel | 1969-04-27 | Galvanized Steel
310189 | 3 | [5 empty] | Permanently Out of Use - historical purposes | Gas (Historical Use) | 5000 | Bare Steel | 1969-04-27 | Galvanized Steel
310189 | 4 | [5 empty] | Permanently Out of Use - historical purposes | Gas (Historical Use) | 5000 | Bare Steel | 1969-04-27 | Galvanized Steel
310189 | 5 |  |  | yes |  | yes | Currently in Use | Used Oil | 600 | Cathodically Protected Steel | 1969-04-27 | Galvanized Steel
310189 | 6 |  |  | yes |  | yes | Currently in Use | Used Oil | 600 | Cathodically Protected Steel | 1969-04-27 | Galvanized Steel
310189 | 7 |  |  | yes |  | yes | Permanently Out of Use - historical purposes | Used Oil | 550 | Bare Steel |  | Galvanized Steel
310190 | 1 |  | 1998-11-01 | no | 1998-11-01 | no | Temporarily out of use | Diesel | 5000 | Fiberglass | 1978-07-01 | Fiberglass Reinforced Plastic | Pressurized
310190 | 2 |  | 1998-11-01 | no | 1998-11-01 | no | Temporarily out of use | Premium | 4000 | Steel-Impressed Current | 1978-07-01 | Fiberglass Reinforced Plastic | Pressurized
310190 | 3 |  | 1998-11-01 | no | 1998-11-01 | no | Temporarily out of use | Plus | 4000 | Steel-Impressed Current | 1978-07-01 | Fiberglass Reinforced Plastic | Pressurized
310190 | 4 |  | 1998-11-01 | no | 1998-11-01 | no | Temporarily out of use | Regular | 4000 | Steel-Impressed Current | 1978-07-01 | Fiberglass Reinforced Plastic | Pressurized
310190 | 5 |  |  | yes |  | yes | Removed from Ground | Used Oil | 550 | Bare Steel | 1978-07-01 | Not Marked
310192 | 1 | [5 empty] | Permanently Out of Use - historical purposes | Other | 0 | Not Marked/Unknown |  | Not Marked
310193 | 1 | [5 empty] | Removed from Ground | Diesel | 12000 | Marked Unknown | 1971-04-27
310193 | 2 | [5 empty] | Removed from Ground | Gas (Historical Use) | 12000 | Marked Unknown | 1971-04-27
310193 | 3 | [5 empty] | Removed from Ground | Gas (Historical Use) | 12000 | Marked Unknown | 1971-04-27
310193 | 4 |  | 1995-07-29 | no | 1995-07-29 | no | Currently in Use | Diesel | 12000 | Composite Double Walled | 1990-10-01 | Double-Walled Fiberglass | Pressurized
310193 | 5 |  | 2003-05-15 | no | 2003-05-15 | no | Currently in Use | Diesel | 12000 | Composite Double Walled | 2003-05-15 | Double-Walled Fiberglass | Pressurized
310194 | 1 | [5 empty] | Removed from Ground | Diesel | 10000 | Bare Steel | 1977-01-03 | Bare Steel | Pressurized
310194 | 2 | [5 empty] | Removed from Ground | Diesel | 10000 | Bare Steel | 1977-01-03 | Bare Steel | Pressurized
310194 | 3 | [5 empty] | Removed from Ground | Diesel | 10000 | Bare Steel | 1977-01-03 | Bare Steel | Pressurized
310194 | 4 | [5 empty] | Removed from Ground | Other | 4000 | Bare Steel | 1977-01-03 | Bare Steel | Suction (American)
310194 | 5 |  |  | yes |  | yes | Removed from Ground | Used Oil | 1000 | Bare Steel | 1977-01-03 | Bare Steel | Gravity Fed
310194 | 6 |  |  | yes |  | yes | Removed from Ground | Used Oil | 500 | Bare Steel | 1983-03-23 | Bare Steel | Suction (American)
310194 | 7 | Ball Float | 1994-07-13 |  | 1994-07-13 |  | Currently in Use | Diesel | 20000 | Fiberglass | 1994-07-13 | Fiberglass Reinforced Plastic | Pressurized
310195 | 1 | Flapper Valve | 1999-01-25 | no | 1999-01-25 | no | Temporarily out of use | Diesel | 12000 | Steel-Impressed Current | 1974-01-01 | Steel (Impressed Current) | Suction (American)
310195 | 2 | [5 empty] | Removed from Ground | Empty | 10000 | Bare Steel | 1974-01-01 | Unknown | Safe Suction (Euro)
310195 | 3 | [5 empty] | Removed from Ground | Used Oil | 2000 | Marked Unknown | 2000-05-19 | Unknown
310197 | 1 |  | 1998-02-01 |  | 1998-02-01 |  | Removed from Ground | Diesel | 1000 | Cathodically Protected Steel | 1985-04-30 | Fiberglass Reinforced Plastic | Safe Suction (Euro)
310198 | 1 | [5 empty] | Removed from Ground | Other | 500 | Bare Steel | 1966-05-10 | Galvanized Steel
310198 | 2 | [5 empty] | Removed from Ground | Other | 500 | Bare Steel | 1966-05-10 | Galvanized Steel
310198 | 3 | [5 empty] | Removed from Ground | Empty | 250 | Bare Steel | 1966-05-10 | Galvanized Steel
310199 | 1 | [5 empty] | Removed from Ground | Diesel | 1000 | Bare Steel | 1979-05-07 | Bare Steel
310199 | 2 |  |  | yes |  | yes | Removed from Ground | Used Oil | 500 | Bare Steel | 1979-05-07 | Bare Steel
310199 | 3 | [5 empty] | Removed from Ground | Diesel | 10000 | Not Marked/Unknown | 1992-12-30 | Not Marked
310200 | 1 | [5 empty] | Removed from Ground | Other | 5000 | Cathodically Protected Steel | 1980-02-01 | Galvanized Steel | Suction (American)
310200 | 2 | [5 empty] | Removed from Ground | Other | 3000 | Cathodically Protected Steel | 1980-02-01 | Galvanized Steel | Suction (American)
310200 | 3 |  |  | yes |  | yes | Removed from Ground | Used Oil | 2000 | Cathodically Protected Steel | 1980-02-01 | Galvanized Steel | Suction (American)
310201 | 1 |  |  | yes |  | yes | Removed from Ground | Used Oil | 1000 | Fiberglass | 1982-05-03 | Bare Steel
310201 | 2 | [5 empty] | Removed from Ground | Other | 550 | Not Marked/Unknown | 1993-11-29 | Not Marked
310201 | 3 | [5 empty] | Removed from Ground | Other | 550 | Not Marked/Unknown | 1993-11-29 | Not Marked
310203 | 1 | [5 empty] | Removed from Ground | Gas (Historical Use) | 1000 | Bare Steel | 1982-05-03 | Unknown
310204 | 1 | [5 empty] | Removed from Ground | Gas (Historical Use) | 6000 | Bare Steel | 1966-01-01 | Galvanized Steel
310204 | 2 | [5 empty] | Removed from Ground | Gas (Historical Use) | 6000 | Bare Steel | 1966-01-01 | Galvanized Steel
310204 | 3 | [5 empty] | Removed from Ground | Gas (Historical Use) | 6000 | Bare Steel | 1966-01-01 | Galvanized Steel
310204 | 4 | [5 empty] | Removed from Ground | Gas (Historical Use) | 10000 | Bare Steel | 1966-01-01 | Galvanized Steel
310204 | 5 | [5 empty] | Removed from Ground | Gas (Historical Use) | 10000 | Bare Steel | 1980-01-01 | Galvanized Steel
310204 | 6 |  |  | yes |  | yes | Removed from Ground | Used Oil | 550 | Bare Steel | 1966-01-01 | Galvanized Steel
310204 | 7 |  | 1988-01-01 |  | 1988-01-01 |  | Removed from Ground | Gas (Historical Use) | 10000 | Fiberglass | 1988-01-01 | Fiberglass Reinforced Plastic | Pressurized
310204 | 8 |  | 1988-01-01 |  | 1988-01-01 |  | Removed from Ground | Gas (Historical Use) | 10000 | Fiberglass | 1988-01-01 | Fiberglass Reinforced Plastic | Pressurized
310204 | 9 |  | 1988-01-01 |  | 1988-01-01 |  | Removed from Ground | Gas (Historical Use) | 10000 | Fiberglass | 1988-01-01 | Fiberglass Reinforced Plastic | Pressurized
310205 | 1 |  | 1988-01-01 |  | 1988-01-01 |  | Currently in Use | Gas (Historical Use) | 12000 | Composite Double Walled | 1975-05-05 | Double-Walled Fiberglass | Pressurized
310205 | 2 |  | 1988-01-01 |  | 1988-01-01 |  | Currently in Use | Gas (Historical Use) | 10000 | Composite Double Walled | 1975-05-05 | Double-Walled Fiberglass | Pressurized
310205 | 3 |  | 1988-01-01 |  | 1988-01-01 |  | Currently in Use | Diesel | 10000 | Composite Double Walled | 1975-05-05 | Double-Walled Fiberglass | Pressurized
310206 | 1 | [5 empty] | Removed from Ground | Gas (Historical Use) | 10000 | Bare Steel | 1977-05-04 | Galvanized Steel
310206 | 2 | [5 empty] | Removed from Ground | Gas (Historical Use) | 10000 | Bare Steel | 1968-05-06 | Galvanized Steel
310206 | 3 | [5 empty] | Removed from Ground | Gas (Historical Use) | 10000 | Bare Steel | 1968-05-06 | Galvanized Steel
310206 | 4 | [5 empty] | Removed from Ground | Gas (Historical Use) | 10000 | Bare Steel | 1968-05-06 | Galvanized Steel
310206 | 5 | [5 empty] | Removed from Ground | Diesel | 10000 | Bare Steel | 1980-05-03 | Galvanized Steel
310208 | 1 | [5 empty] | Closed in Ground | Diesel | 10000 | Fiberglass | 1981-05-08 | Fiberglass Reinforced Plastic | Pressurized
310208 | 2 | [5 empty] | Closed in Ground | Diesel | 6000 | Bare Steel | 1971-05-11 | Galvanized Steel | Pressurized
310208 | 618312 |  | 1991-07-11 |  | 1991-07-11 |  | Currently in Use | Diesel | 6000 | Fiberglass | 1991-07-11 | Fiberglass Reinforced Plastic | Pressurized
310208 | 619055 |  | 1992-04-30 |  | 1992-04-30 |  | Currently in Use | Gas (Historical Use) | 10000 | Double Walled | 1992-04-30 | Fiberglass Reinforced Plastic | Pressurized
310208 | JB1 | [5 empty] | Closed in Ground | Gas (Historical Use) | 10000 | Bare Steel | 1977-01-01 | Galvanized Steel | Pressurized
310209 | 1 |  |  | no |  | no | Closed in Ground | Gas (Historical Use) | 10000 |  | 1986-05-07
310209 | 2 |  |  | no |  | no | Closed in Ground | Gas (Historical Use) | 9450 |  | 1986-05-07
310209 | 27255 |  | 1991-03-11 | no | 1991-03-11 | no | Closed in Ground | Gas (Historical Use) | 12000 |  | 1991-03-11 | Fiberglass Reinforced Plastic | Pressurized
310209 | 3 |  |  | no |  | no | Closed in Ground | Gas (Historical Use) | 6000 |  | 1986-05-07
310209 | 4 |  |  | no |  | no | Closed in Ground | Gas (Historical Use) | 10000 |  | 1986-05-07
310209 | 5 |  |  | no |  | no | Closed in Ground | Diesel | 10000 |  | 1986-05-07
310209 | 6 |  |  | no |  | no | Closed in Ground |  | 1000 | Bare Steel | 1986-05-07
310209 | 618241 | Ball Float | 1991-03-11 | no | 1991-03-11 | no | Currently in Use | Diesel | 12000 | Fiberglass Double Walled | 1991-03-11 | Fiberglass Reinforced Plastic | Pressurized
310209 | 7 |  |  | yes |  | yes | Closed in Ground | Used Oil | 1000 | Bare Steel | 1986-05-07
310209 | 8 |  |  | no |  | no | Closed in Ground |  | 1000 | Bare Steel | 1986-05-07
310209 | 9 |  |  | yes |  | yes | Removed from Ground | Used Oil | 1000 | Bare Steel | 1965-05-12
310211 | 1 | [5 empty] | Removed from Ground | Diesel | 20000 | Bare Steel | 1973-05-08 | Galvanized Steel
310211 | 2 | [5 empty] | Removed from Ground | Empty | 8000 | Bare Steel | 1973-05-08 | Galvanized Steel
310211 | 3 | [5 empty] | Removed from Ground | Empty | 8000 | Bare Steel | 1973-05-08 | Galvanized Steel
310211 | 4 |  |  | yes |  | yes | Removed from Ground | Used Oil | 8000 | Bare Steel | 1973-05-08 | Galvanized Steel
310211 | 5 | Overfill Alarm | 1991-02-01 |  | 1991-02-01 |  | Currently in Use | Diesel | 20000 | Fiberglass | 1991-02-04 | Double-Walled Fiberglass | Pressurized
310211 | 6 |  |  | yes |  | yes | Removed from Ground | Used Oil | 4000 | Bare Steel | 1971-01-01 | Galvanized Steel
310211 | 7 | [5 empty] | Removed from Ground | Empty | 10000 | Bare Steel | 1971-01-01 | Galvanized Steel
310213 | 1 | [5 empty] | Removed from Ground | Diesel | 10000 | Cathodically Protected Steel | 1978-05-07 | Galvanized Steel
310213 | 10 | Flapper Valve | 1991-08-01 |  | 1991-08-01 |  | Currently in Use | Kerosene | 4000 | Cathodically Protected Steel | 1986-08-01 | Cathodically Protected | Suction (American)
310213 | 11 | Ball Float | 1991-08-01 |  | 1991-08-01 |  | Currently in Use | Diesel | 20000 | Composite | 1991-09-01 | Fiberglass Reinforced Plastic | Pressurized
310213 | 12 | Ball Float | 1991-08-01 |  | 1991-08-01 |  | Currently in Use | Diesel | 20000 | Composite | 1991-08-15 | Fiberglass Reinforced Plastic | Pressurized
310213 | 13 | Ball Float | 1991-08-01 |  | 1991-08-01 |  | Currently in Use | Gas (Historical Use) | 10000 | Composite | 1991-08-15 | Fiberglass Reinforced Plastic | Pressurized
310213 | 14 | Ball Float | 1991-08-01 |  | 1991-08-01 |  | Currently in Use | Gas (Historical Use) | 10000 | Composite | 1991-08-15 | Fiberglass Reinforced Plastic | Pressurized
310213 | 15 | Ball Float | 1991-08-01 |  | 1991-08-01 |  | Currently in Use | Gas (Historical Use) | 10000 | Composite | 1991-08-15 | Fiberglass Reinforced Plastic | Pressurized
310213 | 16 | Ball Float | 1991-08-01 |  | 1991-08-01 |  | Currently in Use | Diesel | 6000 | Composite | 1991-08-15 | Fiberglass Reinforced Plastic | Pressurized
310213 | 2 | [5 empty] | Removed from Ground | Diesel | 10000 | Cathodically Protected Steel | 1978-05-07 | Galvanized Steel
310213 | 3 | [5 empty] | Removed from Ground | Diesel | 10000 | Cathodically Protected Steel | 1978-05-07 | Galvanized Steel
310213 | 4 | [5 empty] | Removed from Ground | Gas (Historical Use) | 4000 | Cathodically Protected Steel | 1978-05-07 | Galvanized Steel
310213 | 5 | [5 empty] | Removed from Ground | Gas (Historical Use) | 4000 | Cathodically Protected Steel | 1978-01-01 | Galvanized Steel
310213 | 6 | [5 empty] | Removed from Ground | Diesel | 10000 | Cathodically Protected Steel | 1978-05-07 | Galvanized Steel
310213 | 7 | [5 empty] | Removed from Ground | Diesel | 20000 | Cathodically Protected Steel | 1978-05-07 | Galvanized Steel
310213 | 8 | [5 empty] | Removed from Ground | Diesel | 20000 | Cathodically Protected Steel | 1978-05-07 | Galvanized Steel
310213 | 9 | [5 empty] | Removed from Ground | Diesel | 20000 | Cathodically Protected Steel | 1978-05-07 | Galvanized Steel
310215 | 1 |  |  | yes |  | yes | Removed from Ground | Used Oil | 2000 | Bare Steel | 1978-05-07 | Unknown
310215 | 2 | [5 empty] | Removed from Ground | Diesel | 12000 | Bare Steel | 1977-01-03 | Bare Steel
310215 | 3 | [5 empty] | Removed from Ground | Diesel | 10000 | Bare Steel | 1977-01-03 | Bare Steel
310215 | 4 |  | 1998-09-01 |  | 1998-09-01 |  | Removed from Ground | Diesel | 20000 | Steel-Impressed Current | 1987-01-01 | Cathodically Protected | Pressurized
310215 | 5 |  |  | yes |  | yes | Removed from Ground | Used Oil | 1000 | Bare Steel | 1978-05-07 | Unknown
310216 | 1 |  | 1993-09-01 |  | 1993-09-01 |  | Removed from Ground | Gas (Historical Use) | 8000 | Steel-Impressed Current | 1975-05-08 | Cathodically Protected | Pressurized
310216 | 2 |  | 1993-09-01 |  | 1993-09-01 |  | Removed from Ground | Gas (Historical Use) | 4000 | Steel-Impressed Current | 1966-05-10 | Cathodically Protected | Pressurized
310216 | 3 |  | 1993-09-01 |  | 1993-09-01 |  | Removed from Ground | Gas (Historical Use) | 4000 | Steel-Impressed Current | 1966-05-10 | Cathodically Protected | Pressurized
310216 | 4 |  | 1993-09-01 |  | 1993-09-01 |  | Removed from Ground | Gas (Historical Use) | 4000 | Steel-Impressed Current | 1966-05-10 | Cathodically Protected | Pressurized
310216 | 5 |  |  | no |  | no | Removed from Ground | Used Oil | 550 | Unknown | 2005-05-06
310217 | 1 | [5 empty] | Removed from Ground | Gas (Historical Use) | 5000 | Bare Steel | 1975-05-08 | Galvanized Steel
310217 | 2 | [5 empty] | Removed from Ground | Gas (Historical Use) | 5000 | Bare Steel | 1975-05-08 | Galvanized Steel
310217 | 3 | [5 empty] | Removed from Ground | Gas (Historical Use) | 8000 | Bare Steel | 1970-05-09 | Galvanized Steel
310217 | 4 | [5 empty] | Removed from Ground | Gas (Historical Use) | 8000 | Bare Steel | 1970-05-09 | Galvanized Steel
310217 | 5 | [5 empty] | Removed from Ground | Gas (Historical Use) | 550 | Bare Steel | 1970-05-09 | Galvanized Steel
310217 | 6 | Ball Float | 1995-11-20 |  | 1995-11-20 |  | Currently in Use | Gas (Historical Use) | 8000 | Epoxy | 1995-11-20 | Double-Walled Fiberglass | Pressurized
310217 | 7 | Ball Float | 1995-11-20 |  | 1995-11-20 |  | Currently in Use | Gas (Historical Use) | 8000 | Epoxy | 1995-11-20 | Double-Walled Fiberglass | Pressurized
310217 | 8 | Ball Float | 1995-11-20 |  | 1995-11-20 |  | Currently in Use | Diesel | 8000 | Composite | 1995-11-20 | Double-Walled Fiberglass | Pressurized
310218 | 1 |  | 1993-09-01 |  | 1993-09-01 |  | Removed from Ground | Gas (Historical Use) | 10000 | Steel-Impressed Current | 1981-05-06 | Cathodically Protected | Pressurized
310218 | 2 |  | 1993-09-01 |  | 1993-09-01 |  | Removed from Ground | Gas (Historical Use) | 10000 | Steel-Impressed Current | 1976-05-07 | Cathodically Protected | Pressurized
310218 | 3 |  | 1993-09-01 |  | 1993-09-01 |  | Removed from Ground | Gas (Historical Use) | 10000 | Steel-Impressed Current | 1976-05-07 | Cathodically Protected | Pressurized
310218 | 4 | [5 empty] | Closed in Ground | Gas (Historical Use) | 10000 | Bare Steel | 1976-05-07 | Galvanized Steel
310218 | 5 | Ball Float | 2001-12-31 | no | 2001-12-31 | no | Currently in Use | Gas (Historical Use) | 10000 | Fiberglass | 2001-12-31 | Fiberglass Reinforced Plastic | Pressurized
310218 | 6 | Ball Float | 2001-12-31 | no | 2001-12-31 | no | Currently in Use | Gas (Historical Use) | 10000 | Fiberglass | 2001-12-31 | Fiberglass Reinforced Plastic | Pressurized
310218 | 7 | Ball Float | 2001-12-31 | no | 2001-12-31 | no | Currently in Use | Diesel | 8000 | Fiberglass | 2001-12-31 | Fiberglass Reinforced Plastic | Pressurized
310220 | 1 | [5 empty] | Removed from Ground | Gas (Historical Use) | 10000 | Bare Steel | 1969-06-15 | Galvanized Steel
310220 | 2 | [5 empty] | Removed from Ground | Gas (Historical Use) | 8000 | Bare Steel | 1969-06-15 | Galvanized Steel
310220 | 3 | [5 empty] | Removed from Ground | Gas (Historical Use) | 8000 | Bare Steel | 1969-06-15 | Galvanized Steel
310220 | 4 | [5 empty] | Removed from Ground | Gas (Historical Use) | 6000 | Bare Steel | 1969-06-15 | Galvanized Steel
310221 | 1 | [5 empty] | Removed from Ground | Gas (Historical Use) | 10000 | Bare Steel | 1979-05-10 | Galvanized Steel | Suction (American)
310221 | 2 | [5 empty] | Removed from Ground | Diesel | 4000 | Bare Steel | 1982-05-09 | Galvanized Steel | Suction (American)
310222 | 1 | [5 empty] | Removed from Ground | Diesel | 10000 | Bare Steel | 1978-05-10 | Unknown
310222 | 2 | [5 empty] | Removed from Ground | Gas (Historical Use) | 6000 | Bare Steel | 1978-05-10 | Unknown
310222 | 3 |  |  | yes |  | yes | Removed from Ground | Used Oil | 550 | Not Marked/Unknown | 1993-06-23 | Not Marked
310223 | 1 | [5 empty] | Closed in Ground | Gas (Historical Use) | 3000 | Bare Steel | 1973-05-11 | Galvanized Steel | Suction (American)
310223 | 2 | [5 empty] | Closed in Ground | Gas (Historical Use) | 3000 | Bare Steel | 1973-05-11 | Galvanized Steel | Suction (American)
310224 | 1 | Flapper Valve | 2017-02-08 |  | 2017-02-08 |  | Currently in Use | Gas (Historical Use) | 6000 | Steel-Impressed Current | 1966-05-13 | Fiberglass Reinforced Plastic | Pressurized
310224 | 2 | Ball Float | 2017-02-08 |  | 2017-02-08 |  | Currently in Use | Gas (Historical Use) | 6000 | Steel-Impressed Current | 1966-05-13 | Fiberglass Reinforced Plastic | Pressurized
310224 | 3 | Ball Float | 2017-02-08 |  | 2017-02-08 |  | Currently in Use | Gas (Historical Use) | 6000 | Steel-Impressed Current | 1966-05-13 | Fiberglass Reinforced Plastic | Pressurized
310228 | 1 | [5 empty] | Removed from Ground | Gas (Historical Use) | 8000 | Bare Steel | 1977-05-10 | Galvanized Steel
310228 | 2 | [5 empty] | Removed from Ground | Gas (Historical Use) | 8000 | Bare Steel | 1977-05-10 | Galvanized Steel
310228 | 3 | [5 empty] | Removed from Ground | Gas (Historical Use) | 8000 | Bare Steel | 1977-05-10 | Galvanized Steel
310228 | 4 | [5 empty] | Removed from Ground | Kerosene | 560 | Bare Steel | 1977-05-10 | Galvanized Steel
310228 | 5 |  | 1989-06-27 |  | 1989-06-27 |  | Currently in Use | Gas (Historical Use) | 10000 | Cathodically Protected Steel | 1989-06-27 | Fiberglass Reinforced Plastic | Pressurized
310228 | 6 |  | 1989-06-27 |  | 1989-06-27 |  | Currently in Use | Diesel | 10000 | Cathodically Protected Steel | 1989-06-27 | Fiberglass Reinforced Plastic | Pressurized
310228 | 7 |  | 1989-06-27 |  | 1989-06-27 |  | Currently in Use | Gas (Historical Use) | 10000 | Cathodically Protected Steel | 1989-06-27 | Fiberglass Reinforced Plastic | Pressurized
310228 | 8 |  | 1989-06-27 |  | 1989-06-27 |  | Currently in Use | Kerosene | 2000 | Cathodically Protected Steel | 1989-06-27 | Fiberglass Reinforced Plastic | Pressurized
310228 | 9 |  | 1996-06-26 |  | 1996-06-26 |  | Removed from Ground | Kerosene | 2000 | Cathodically Protected Steel | 1996-08-01 | Fiberglass Reinforced Plastic | Suction (American)
310229 | 1 |  |  | no |  | no | Removed from Ground | Gas (Historical Use) | 3955 | Bare Steel | 1975-05-11 | Galvanized Steel
310229 | 2 |  |  | no |  | no | Removed from Ground | Gas (Historical Use) | 3955 | Bare Steel | 1975-05-11 | Galvanized Steel
310229 | 3 | Ball Float | 1990-08-01 | no | 1990-08-01 | no | Currently in Use | Regular | 10000 | Galvanic (STIP-3) | 1990-08-01 | Fiberglass Reinforced Plastic | Pressurized
310229 | 4 | Ball Float | 1990-08-01 | no | 1990-08-01 | no | Currently in Use | Premium | 10000 | Galvanic (STIP-3) | 1990-08-01 | Fiberglass Reinforced Plastic | Pressurized
310229 | 5 | Ball Float | 1990-08-01 | no | 1990-08-01 | no | Currently in Use | Diesel | 10000 | Galvanic (STIP-3) | 1990-08-01 | Fiberglass Reinforced Plastic | Pressurized
310230 | 1 |  | 1999-08-04 |  | 1998-08-31 |  | Removed from Ground | Gas (Historical Use) | 1980 | Bare Steel | 1974-05-11 | Galvanized Steel | Suction (American)
310230 | 2 |  | 1999-08-04 |  | 1998-08-31 |  | Removed from Ground | Gas (Historical Use) | 1980 | Bare Steel | 1974-05-11 | Galvanized Steel | Suction (American)
310230 | 3 |  | 1999-08-04 |  | 1998-08-31 |  | Removed from Ground | Gas (Historical Use) | 1980 | Bare Steel | 1974-05-11 | Galvanized Steel | Suction (American)
310230 | 4 |  | 1999-08-04 |  | 1998-08-31 |  | Removed from Ground | Gas (Historical Use) | 2980 | Bare Steel | 1979-05-10 | Galvanized Steel | Suction (American)
310230 | 5 |  | 1999-08-04 |  | 1998-08-31 |  | Removed from Ground | Gas (Historical Use) | 2980 | Bare Steel | 1979-05-10 | Galvanized Steel | Suction (American)
310231 | 1 |  | 1997-09-01 |  | 1997-09-01 |  | Removed from Ground | Gas (Historical Use) | 10000 | Fiberglass | 1981-06-01 | Double-Walled Fiberglass | Pressurized
310231 | 2 |  | 1997-09-01 |  | 1997-09-01 |  | Removed from Ground | Diesel | 10000 | Fiberglass | 1981-06-01 | Double-Walled Fiberglass | Pressurized
310231 | 3 |  | 1997-09-01 |  | 1997-09-01 |  | Removed from Ground | Gas (Historical Use) | 10000 | Fiberglass | 1981-06-01 | Double-Walled Fiberglass | Pressurized
310231 | 4 |  | 1997-09-01 |  | 1997-09-01 |  | Removed from Ground | Gas (Historical Use) | 10000 | Fiberglass | 1981-06-01 | Double-Walled Fiberglass | Pressurized
310231 | 5 |  | 1997-09-01 |  | 1997-09-01 |  | Removed from Ground | Gas (Historical Use) | 10000 | Fiberglass | 1981-06-01 | Double-Walled Fiberglass | Pressurized
310231 | 6 |  | 1997-09-01 |  | 1997-09-01 |  | Removed from Ground | Gas (Historical Use) | 10000 | Fiberglass | 1981-06-01 | Double-Walled Fiberglass | Pressurized
310231 | 7 |  |  | yes |  | yes | Removed from Ground | Used Oil | 500 | Fiberglass | 1981-06-01 | Galvanized Steel | Gravity Fed
310231 | 8 | [5 empty] | Removed from Ground | Other | 500 | Fiberglass | 1981-06-01 | Galvanized Steel | Gravity Fed
310234 | 1 | [5 empty] | Removed from Ground | Diesel | 1000 | Bare Steel | 1966-05-13 | Galvanized Steel
310235 | 1 | [5 empty] | Removed from Ground | Gas (Historical Use) | 5300 | Bare Steel | 1969-05-12 | Galvanized Steel
310235 | 2 | [5 empty] | Removed from Ground | Gas (Historical Use) | 3952 | Bare Steel | 1969-05-12 | Galvanized Steel
310240 | 1 |  | 1988-01-01 |  | 1988-01-01 |  | Removed from Ground | Gas (Historical Use) | 11300 | Fiberglass | 1982-05-09 | Fiberglass Reinforced Plastic | Pressurized
310240 | 2 |  | 1988-01-01 |  | 1988-01-01 |  | Removed from Ground | Gas (Historical Use) | 11300 | Fiberglass | 1982-05-09 | Fiberglass Reinforced Plastic | Pressurized
310240 | 3 |  | 1988-01-01 |  | 1988-01-01 |  | Removed from Ground | Gas (Historical Use) | 11300 | Fiberglass | 1982-05-09 | Fiberglass Reinforced Plastic | Pressurized
310240 | 4 |  | 1988-01-01 |  | 1988-01-01 |  | Removed from Ground | Gas (Historical Use) | 11300 | Fiberglass | 1982-05-09 | Fiberglass Reinforced Plastic | Pressurized
310243 | 1 | [5 empty] | Removed from Ground | Gas (Historical Use) | 4000 | Bare Steel | 1975-01-01 | Galvanized Steel | Pressurized
310243 | 10 | Ball Float | 1992-09-01 |  | 1992-09-01 |  | Removed from Ground | Gas (Historical Use) | 10000 | Composite | 1992-10-21 | Fiberglass Reinforced Plastic | Pressurized
310243 | 11 | Ball Float | 1992-09-01 |  | 1992-09-01 |  | Removed from Ground | Gas (Historical Use) | 10000 | Composite | 1992-10-21 | Fiberglass Reinforced Plastic | Pressurized
310243 | 12 | Ball Float | 1992-09-01 |  | 1992-09-01 |  | Removed from Ground | Gas (Historical Use) | 10000 | Composite | 1992-10-21 | Fiberglass Reinforced Plastic | Pressurized
310243 | 13 | Ball Float | 2000-01-01 | yes | 1992-09-01 | yes | Removed from Ground | Used Oil | 550 | Composite | 1992-10-21 | Fiberglass Reinforced Plastic | Gravity Fed
310243 | 14 | Flapper Valve | 2016-01-25 | no | 2015-12-21 | no | Currently in Use | Gas (Historical Use) | 20000 | Fiberglass Double Walled | 2015-10-04 | Double-Walled Fiberglass | Pressurized
310243 | 15 | Flapper Valve | 2016-01-25 | no | 2015-12-21 | no | Currently in Use | Gas (Historical Use) | 20000 | Fiberglass Double Walled | 2015-10-14 | Double-Walled Fiberglass | Pressurized
310243 | 16A | Flapper Valve | 2016-01-25 | no | 2015-12-21 | no | Currently in Use | Gas (Historical Use) | 9500 | Fiberglass Double Walled | 2015-10-14 | Double-Walled Fiberglass | Pressurized
310243 | 16B | Flapper Valve | 2016-01-28 | no | 2015-12-21 | no | Currently in Use | Gas (Historical Use) | 10000 | Fiberglass Double Walled | 2015-10-14 | Double-Walled Fiberglass | Pressurized
310243 | 17 | Flapper Valve | 2016-01-25 | no | 2015-12-21 | no | Currently in Use | Diesel | 12000 | Fiberglass Double Walled | 2015-10-04 | Double-Walled Fiberglass | Pressurized
310243 | 2 | [5 empty] | Removed from Ground | Gas (Historical Use) | 4000 | Bare Steel | 1975-01-01 | Galvanized Steel | Pressurized
310243 | 3 | [5 empty] | Removed from Ground | Gas (Historical Use) | 4000 | Bare Steel | 1975-01-01 | Galvanized Steel | Pressurized
310243 | 4 | [5 empty] | Removed from Ground | Gas (Historical Use) | 4000 | Bare Steel | 1970-05-09 | Galvanized Steel | Pressurized
310243 | 5 | [5 empty] | Removed from Ground | Gas (Historical Use) | 4000 | Bare Steel | 1970-05-08 | Galvanized Steel | Pressurized
310243 | 6 | [5 empty] | Removed from Ground | Gas (Historical Use) | 4000 | Bare Steel | 1970-05-08 | Galvanized Steel | Pressurized
310243 | 7 | [5 empty] | Removed from Ground | Gas (Historical Use) | 4000 | Bare Steel | 1970-01-01 | Galvanized Steel | Pressurized
310243 | 8 |  |  | yes |  | yes | Removed from Ground | Used Oil | 550 | Bare Steel | 1970-05-09 | Galvanized Steel | Gravity Fed
310243 | 9 | [5 empty] | Removed from Ground | Empty | 4000 | Bare Steel | 1985-01-01 | Galvanized Steel
310244 | 1 | [5 empty] | Removed from Ground | Gas (Historical Use) | 5074 | Bare Steel | 1968-05-09 | Unknown
310244 | 2 | [5 empty] | Removed from Ground | Gas (Historical Use) | 5074 | Bare Steel | 1968-05-09 | Unknown
310244 | 3 | [5 empty] | Removed from Ground | Gas (Historical Use) | 5074 | Bare Steel | 1968-05-09 | Unknown
310244 | 4 | [5 empty] | Removed from Ground | Gas (Historical Use) | 5074 | Bare Steel | 1968-05-09 | Unknown
310244 | 5 |  |  | yes |  | yes | Removed from Ground | Used Oil | 550 | Bare Steel | 1968-05-09 | Unknown
310244 | 6 | Flapper Valve | 2000-07-01 |  | 2000-07-01 |  | Temporarily out of use | Gas (Historical Use) | 10000 | Fiberglass | 2000-03-31 | Fiberglass Reinforced Plastic | Pressurized
310244 | 7 | Flapper Valve | 2000-07-01 |  | 2000-07-01 |  | Temporarily out of use | Gas (Historical Use) | 8000 | Fiberglass | 2000-03-31 | Fiberglass Reinforced Plastic | Pressurized
310249 | 1 | [5 empty] | Removed from Ground | Gas (Historical Use) | 8000 | Bare Steel | 1968-05-11 | Galvanized Steel
310249 | 2 | [5 empty] | Removed from Ground | Gas (Historical Use) | 8000 | Bare Steel | 1968-05-11 | Galvanized Steel
310249 | 3 | [5 empty] | Removed from Ground | Gas (Historical Use) | 8000 | Bare Steel | 1968-05-11 | Galvanized Steel
310249 | 4 | [5 empty] | Removed from Ground | Kerosene | 7000 | Bare Steel | 1968-05-11 | Galvanized Steel
310249 | 5 | [5 empty] | Removed from Ground | Diesel | 7000 | Bare Steel | 1968-05-11 | Galvanized Steel
310251 | 1 |  | 1990-07-10 | no | 1990-07-10 | no | Temporarily out of use | Gas (Historical Use) | 10000 | Steel-Impressed Current | 1978-05-10 |  | Pressurized
310251 | 2 |  | 1990-07-10 | no | 1990-07-10 | no | Temporarily out of use | Gas (Historical Use) | 10000 | Steel-Impressed Current | 1978-05-10 |  | Pressurized
310251 | 3 |  | 1990-07-10 | no | 1990-07-10 | no | Temporarily out of use | Gas (Historical Use) | 10000 | Steel-Impressed Current | 1978-05-10 |  | Pressurized
310251 | 4 |  | 1990-07-10 | no | 1990-07-10 | no | Temporarily out of use | Diesel | 8000 | Steel-Impressed Current | 1990-07-10 |  | Pressurized
310251 | 5 |  | 1990-07-10 | no | 1990-07-10 | no | Temporarily out of use | Kerosene | 1000 | Steel-Impressed Current | 1990-07-11 |  | Suction (American)
310252 | 1 | [5 empty] | Removed from Ground | Gas (Historical Use) | 0 | Bare Steel | 1994-01-01 | Unknown
310253 | 1 | [5 empty] | Removed from Ground | Diesel | 10000 | Marked Unknown | 1976-05-09 | Galvanized Steel
310254 | 1 |  |  | yes |  | yes | Removed from Ground | Used Oil | 100 | Bare Steel | 1980-01-01 | Bare Steel
310255 | 1 | [5 empty] | Removed from Ground | Diesel | 8000 | Bare Steel | 1972-05-11 | Unknown
310255 | 2 | [5 empty] | Removed from Ground | Diesel | 10000 | Bare Steel | 1972-05-11 | Unknown
310255 | 3 | [5 empty] | Removed from Ground | Diesel | 12000 | Bare Steel | 1977-05-10 | Unknown
310255 | 4 | [5 empty] | Removed from Ground | Other | 8000 | Bare Steel | 1972-05-11 | Unknown
310256 | 1 | [5 empty] | Removed from Ground | Diesel | 20000 | Marked Unknown | 1983-05-04 | Unknown
310256 | 2 | [5 empty] | Removed from Ground | Diesel | 20000 | Marked Unknown | 1983-05-04 | Unknown
310256 | 3 | [5 empty] | Removed from Ground | Other | 6000 | Marked Unknown | 1983-05-04 | Unknown
310256 | 4 |  |  | yes |  | yes | Removed from Ground | Used Oil | 2000 | Marked Unknown | 1983-05-04 | Unknown
310256 | 5 |  |  | yes |  | yes | Removed from Ground | Empty | 10000 | Marked Unknown | 1983-05-04 | Unknown
310259 | 1 |  |  | no |  | no | Removed from Ground | Gas (Historical Use) | 10000 | Bare Steel | 1972-05-08 | Bare Steel
310259 | 2 |  |  | no |  | no | Removed from Ground | Gas (Historical Use) | 10000 | Bare Steel | 1972-05-08 | Bare Steel
310259 | 3 |  |  | no |  | no | Removed from Ground | Gas (Historical Use) | 7000 | Bare Steel | 1978-05-07 | Bare Steel
310259 | 4 | Flapper Valve | 1998-02-19 | no | 1998-02-19 | no | Currently in Use | Regular | 10000 | Fiberglass | 1986-10-30 | Fiberglass Reinforced Plastic | Pressurized
310259 | 5 | Flapper Valve | 1998-02-19 | no | 1998-02-19 | no | Currently in Use | Plus | 10000 | Fiberglass | 1986-10-30 | Fiberglass Reinforced Plastic | Pressurized
310259 | 6 | Flapper Valve | 1998-02-19 | no | 1998-02-19 | no | Currently in Use | Premium | 7000 | Fiberglass | 1986-10-30 | Fiberglass Reinforced Plastic | Pressurized
310259 | 7 |  |  | no |  | no | Removed from Ground | Kerosene | 0 | Lined Interior | 1999-11-01 | Galvanized Steel
310259 | 8 | Flapper Valve | 1998-02-19 | no | 1998-02-19 | no | Currently in Use | Diesel | 7000 | Composite | 2000-01-01 | Fiberglass Reinforced Plastic | Pressurized
310260 | 1 | [5 empty] | Permanently Out of Use - historical purposes | Other | 5000 | Cathodically Protected Steel | 1974-01-01 | Bare Steel | Suction (American)
310261 | 1 | [5 empty] | Removed from Ground | Gas (Historical Use) | 12000 | Cathodically Protected Steel | 1981-08-05 | Fiberglass Reinforced Plastic | Pressurized
310261 | 2 | [5 empty] | Removed from Ground | Gas (Historical Use) | 3000 | Bare Steel | 1974-01-01 | Unknown | Pressurized
310261 | 3 |  |  | yes |  | yes | Removed from Ground | Used Oil | 500 | Bare Steel | 1974-01-01 | Unknown | Gravity Fed
310262 | 1 | [5 empty] | Removed from Ground | Other | 10000 | Bare Steel | 1975-01-04 | Copper | Suction (American)
310262 | 2 | Overfill Alarm | 1997-12-09 | no | 1997-12-09 | no | Currently in Use | Diesel | 6000 | Fiberglass Double Walled | 1997-12-09 | Copper | Suction (American)
310263 | 1 | [5 empty] | Closed in Ground | Diesel | 1000 | Bare Steel | 1971-01-05 | Copper | Suction (American)
310263 | 2 |  | 1994-02-18 |  | 1994-02-18 |  | Removed from Ground | Other | 3000 | Double Walled | 1989-07-14 | Copper | Suction (American)
310263 | 3 | Overfill Alarm | 1997-01-24 | no | 1997-01-24 | no | Currently in Use | Diesel | 6000 | Fiberglass Double Walled | 1997-01-24 | Copper | Suction (American)
310264 | 1 | [5 empty] | Permanently Out of Use - historical purposes | Diesel | 2000 | Cathodically Protected Steel | 1976-01-04 | Copper | Suction (American)
310264 | 2 | [5 empty] | Removed from Ground | Diesel | 2000 | Cathodically Protected Steel | 1976-01-04 | Copper | Suction (American)
310264 | 3 | [5 empty] | Removed from Ground | Diesel | 550 | Bare Steel | 1969-01-05 | Bare Steel | Suction (American)
310264 | 4 | Overfill Alarm | 1992-10-15 | no | 1992-10-15 | no | Currently in Use | Diesel | 4000 | Fiberglass Double Walled | 1992-10-15 | Copper | Suction (American)
310265 | 1 | [5 empty] | Removed from Ground | Gas (Historical Use) | 12000 | Bare Steel | 1982-01-02 | Bare Steel | Pressurized
310265 | 2 | [5 empty] | Removed from Ground | Gas (Historical Use) | 1000 | Bare Steel | 1964-01-07 | Copper | Pressurized
310266 | 1 | [5 empty] | Removed from Ground | Gas (Historical Use) | 500 | Bare Steel | 1971-01-01 | Bare Steel
310266 | 2 | [5 empty] | Removed from Ground | Gas (Historical Use) | 1000 | Bare Steel | 1971-01-01 | Bare Steel
310266 | 3 | [5 empty] | Removed from Ground | Diesel | 6000 | Bare Steel | 1971-01-01 | Bare Steel
310269 | 1 | [5 empty] | Removed from Ground | Gas (Historical Use) | 500 | Bare Steel | 1980-01-03 | Unknown
310272 | 1 | [5 empty] | Removed from Ground | Gas (Historical Use) | 8000 | Bare Steel | 1976-05-15 | Galvanized Steel
310272 | 2 | [5 empty] | Removed from Ground | Gas (Historical Use) | 8000 | Bare Steel | 1976-05-15 | Galvanized Steel
310273 | 1 |  | 2004-01-23 | no | 2004-01-23 | yes | Currently in Use | Gas (Historical Use) | 8000 |  | 1984-05-13 | Fiberglass Reinforced Plastic | Pressurized
310273 | 2 |  | 2004-01-23 | no | 2004-01-23 | yes | Currently in Use | Diesel | 8000 |  | 1984-05-13 | Fiberglass Reinforced Plastic | Pressurized
310273 | 3 |  | 2004-01-23 | no | 2004-01-23 | yes | Currently in Use | Gas (Historical Use) | 8000 |  | 1984-05-13 | Fiberglass Reinforced Plastic | Pressurized
310275 | 1 | Ball Float | 1998-04-01 | no | 1998-04-01 | no | Currently in Use | Regular | 8000 | Steel-Impressed Current | 1998-04-01 | Fiberglass Reinforced Plastic | Pressurized
310275 | 2 | Ball Float | 1998-04-01 | no | 1998-04-01 | no | Currently in Use | Premium | 8000 | Steel-Impressed Current | 1998-04-01 | Fiberglass Reinforced Plastic | Pressurized
310276 | 1 | [5 empty] | Removed from Ground | Gas (Historical Use) | 8000 | Bare Steel | 1976-05-15 | Galvanized Steel
310276 | 2 | [5 empty] | Removed from Ground | Gas (Historical Use) | 8000 | Bare Steel | 1976-05-15 | Galvanized Steel
310277 | 1 | [5 empty] | Removed from Ground | Gas (Historical Use) | 8000 | Bare Steel | 1976-05-15 | Galvanized Steel
310277 | 2 | [5 empty] | Removed from Ground | Gas (Historical Use) | 8000 | Bare Steel | 1976-05-15 | Galvanized Steel
310277 | 3 | [5 empty] | Removed from Ground | Gas (Historical Use) | 10000 | Bare Steel | 1976-05-15 | Galvanized Steel
310278 | 1 | Ball Float | 1998-03-01 |  | 1998-03-01 |  | Currently in Use | Gas (Historical Use) | 8000 | Steel-Impressed Current | 1976-05-15 | Double-Walled Fiberglass | Pressurized
310278 | 2 | Ball Float | 1998-03-01 |  | 1998-03-01 |  | Currently in Use | Gas (Historical Use) | 8000 | Steel-Impressed Current | 1976-05-15 | Double-Walled Fiberglass | Pressurized
310280 | 1 | [5 empty] | Removed from Ground | Gas (Historical Use) | 10000 | Bare Steel | 1966-05-12 | Not Marked
310280 | 2 | [5 empty] | Removed from Ground | Gas (Historical Use) | 10000 | Bare Steel | 1966-05-12 | Not Marked
310280 | 3 | [5 empty] | Removed from Ground | Gas (Historical Use) | 10000 | Bare Steel | 1981-05-08 | Galvanized Steel
310280 | 4 | [5 empty] | Removed from Ground | Diesel | 10000 | Bare Steel | 1981-05-08 | Galvanized Steel
310280 | A | [5 empty] | Removed from Ground | Gas (Historical Use) | 10000 | Bare Steel | 1966-05-12 | Galvanized Steel | Pressurized
310280 | B | [5 empty] | Removed from Ground | Gas (Historical Use) | 10000 | Bare Steel | 1966-05-12 | Galvanized Steel | Pressurized
310280 | C | [5 empty] | Removed from Ground | Gas (Historical Use) | 10000 | Bare Steel | 1981-05-08 | Galvanized Steel | Pressurized
310280 | D | [5 empty] | Removed from Ground | Diesel | 10000 | Bare Steel | 1981-05-08 | Galvanized Steel | Pressurized
310280 | E | Flapper Valve | 1994-11-03 |  | 1994-11-03 |  | Currently in Use | Diesel | 4000 | Galvanic (STIP-3) | 1994-11-03 | Double-Walled Fiberglass | Pressurized
310280 | F | Flapper Valve | 1994-11-03 |  | 1994-11-03 |  | Currently in Use | Gas (Historical Use) | 15000 | Galvanic (STIP-3) | 1994-11-03 | Double-Walled Fiberglass | Pressurized
310280 | G | Ball Float | 1994-11-03 |  | 1994-11-03 |  | Currently in Use | Gas (Historical Use) | 10000 | Galvanic (STIP-3) | 1994-11-03 | Double-Walled Fiberglass | Pressurized
310282 | 1 | Flapper Valve | 1998-02-01 | no | 1998-02-01 | yes | Currently in Use | Diesel | 5000 | Fiberglass | 1977-05-02 | Fiberglass Reinforced Plastic | Safe Suction (Euro)
310283 | 1 | Overfill Alarm | 1998-02-01 |  | 1998-02-01 |  | Currently in Use | Gas (Historical Use) | 10000 | Steel-Impressed Current | 1981-01-01 | Steel (Impressed Current) | Pressurized
310283 | 2 | Overfill Alarm | 1998-02-01 |  | 1998-02-01 |  | Currently in Use | Gas (Historical Use) | 10000 | Steel-Impressed Current | 1981-01-01 | Steel (Impressed Current) | Pressurized
310283 | 3 | Overfill Alarm | 1998-02-01 |  | 1998-02-01 |  | Currently in Use | Diesel | 10000 | Steel-Impressed Current | 1981-01-01 | Steel (Impressed Current) | Pressurized
310284 | 1 | [5 empty] | Removed from Ground | Diesel | 285 | Bare Steel | 1976-05-02 | Galvanized Steel
310285 | 1 | [5 empty] | Removed from Ground | Diesel | 285 | Bare Steel | 1976-05-02 | Galvanized Steel | Suction (American)
310287 | 1 | [5 empty] | Removed from Ground | Diesel | 1011 | Bare Steel | 1976-05-02 | Galvanized Steel
310287 | 2 | Flapper Valve | 1998-02-01 |  | 1998-02-01 |  | Currently in Use | Diesel | 1000 | Fiberglass | 1989-05-01 | Fiberglass Reinforced Plastic | Safe Suction (Euro)
310288 | 1 | [5 empty] | Removed from Ground | Diesel | 2000 | Bare Steel | 1977-05-10 | Bare Steel
310288 | 2 | Flapper Valve | 1995-09-01 | no | 1995-09-01 | no | Temporarily out of use | Diesel | 10000 | Fiberglass | 1990-02-09 | Fiberglass Reinforced Plastic | Suction (American)
310289 | 1 | [5 empty] | Removed from Ground | Diesel | 15000 | Epoxy | 1985-05-14 | Galvanized Steel | Pressurized
310291 | 1 | [5 empty] | Removed from Ground | Kerosene | 3000 | Bare Steel | 1984-05-14 | Galvanized Steel
310291 | 2 | [5 empty] | Removed from Ground | Diesel | 4000 | Bare Steel | 1984-05-14 | Galvanized Steel
310291 | 3 | [5 empty] | Removed from Ground | Kerosene | 6000 | Bare Steel | 1976-05-16 | Galvanized Steel
310291 | 4 | [5 empty] | Removed from Ground | Kerosene | 10000 | Bare Steel | 1976-05-16 | Galvanized Steel
310291 | 5 | [5 empty] | Removed from Ground | Kerosene | 10000 | Bare Steel | 1976-05-16 | Galvanized Steel
310292 | 1 | [5 empty] | Removed from Ground | Gas (Historical Use) | 2000 | Bare Steel | 1976-05-18 | Unknown
310293 | 1 | [5 empty] | Removed from Ground | Diesel | 2000 | Cathodically Protected Steel | 1985-05-14 | Galvanized Steel
310296 | 2 | [5 empty] | Removed from Ground | Gas (Historical Use) | 15000 | Bare Steel | 1977-06-12 | Unknown
310296 | 3 | [5 empty] | Removed from Ground | Other | 1000 | Not Marked/Unknown | 1995-06-02 | Unknown
310297 | 1 | [5 empty] | Removed from Ground | Gas (Historical Use) | 2000 | Bare Steel | 1977-06-12 | Unknown
310298 | 1 | [5 empty] | Removed from Ground | Diesel | 20000 | Marked Unknown | 1982-06-14 | Fiberglass Reinforced Plastic | Suction (American)
310298 | 2 |  | 1992-12-01 |  | 1992-12-01 |  | Removed from Ground | Diesel | 20000 | Fiberglass | 1992-12-16 | Fiberglass Reinforced Plastic | Safe Suction (Euro)
310300 | 1 | [5 empty] | Removed from Ground | Other | 550 | Composite | 1985-06-02 | Galvanized Steel | Suction (American)
310300 | 2 |  |  | yes |  | yes | Removed from Ground | Used Oil | 550 | Composite | 1985-06-02 | Galvanized Steel | Gravity Fed
310302 | 1 | Flapper Valve | 1994-09-20 |  | 1994-09-20 |  | Removed from Ground | Gas (Historical Use) | 10000 | Fiberglass | 1986-06-01 | Fiberglass Reinforced Plastic | Pressurized
310302 | 2 | Flapper Valve | 1994-09-20 |  | 1994-09-20 |  | Removed from Ground | Gas (Historical Use) | 10000 | Fiberglass | 1986-06-01 | Fiberglass Reinforced Plastic | Pressurized
310302 | 3 | Flapper Valve | 1994-09-20 |  | 1994-09-20 |  | Removed from Ground | Gas (Historical Use) | 10000 | Fiberglass | 1986-06-01 | Fiberglass Reinforced Plastic | Pressurized
310302 | 4A | Ball Float | 2010-04-14 | no | 2010-04-14 | no | Currently in Use | Gas (Historical Use) | 10000 | Fiberglass Double Walled | 2010-04-07 | Double-Walled Flex | Pressurized
310302 | 4B | Ball Float | 2010-04-14 | no | 2010-04-14 | no | Currently in Use | Gas (Historical Use) | 4000 | Fiberglass Double Walled | 2010-04-07 | Double-Walled Flex | Pressurized
310303 | J-492325 |  |  | yes | 1993-10-13 | yes | Closed in Ground | Used Oil | 560 | Cathodically Protected Steel | 1987-05-15 | Galvanized Steel | Gravity Fed
310303 | J-502533 |  |  |  | 1993-10-13 |  | Closed in Ground | Other | 560 | Cathodically Protected Steel | 1987-05-15 | Galvanized Steel | Suction (American)
310303 | J-507123 |  |  |  | 1993-10-13 |  | Closed in Ground | Other | 560 | Cathodically Protected Steel | 1987-05-15 | Galvanized Steel | Suction (American)
310303 | J-507130 |  |  |  | 1993-10-13 |  | Closed in Ground | Other | 1000 | Cathodically Protected Steel | 1987-05-15 | Galvanized Steel | Suction (American)
310304 | 1 | [5 empty] | Removed from Ground | Gas (Historical Use) | 500 | Bare Steel | 1961-05-14 | Bare Steel | Safe Suction (Euro)
310305 | 1 |  | 1989-08-03 |  | 1989-08-03 |  | Currently in Use | Diesel | 30000 | Steel-Impressed Current | 1984-05-08 | Steel (Impressed Current) | Suction (American)
310305 | 2 | [5 empty] | Removed from Ground | Diesel | 15000 | Bare Steel | 1962-05-14 | Bare Steel | Pressurized
310306 | 1 | [5 empty] | Removed from Ground | Gas (Historical Use) | 6000 | Bare Steel | 1976-05-10 | Galvanized Steel
310306 | 2 | [5 empty] | Removed from Ground | Gas (Historical Use) | 2000 | Marked Unknown | 1959-05-15 | Unknown
310306 | 3 | [5 empty] | Removed from Ground | Gas (Historical Use) | 2000 | Marked Unknown | 1959-05-15 | Unknown
310306 | 4 | [5 empty] | Removed from Ground | Gas (Historical Use) | 2000 | Marked Unknown | 1959-05-15 | Unknown
310308 | 1 | [5 empty] | Removed from Ground | Other | 5000 | Cathodically Protected Steel | 1987-01-01 | Galvanized Steel | Suction (American)
310308 | 2 | [5 empty] | Removed from Ground | Other | 3000 | Cathodically Protected Steel | 1987-01-01 | Galvanized Steel | Suction (American)
310308 | 3 |  |  | yes |  | yes | Removed from Ground | Used Oil | 2000 | Cathodically Protected Steel | 1987-01-01 | Galvanized Steel
310309 | 1 | Ball Float | 1994-09-07 | no | 1994-09-07 | yes | Currently in Use | Regular | 10000 | Fiberglass | 1986-11-01 | Fiberglass Reinforced Plastic | Pressurized
310309 | 2 | Ball Float | 1994-09-07 | no | 1994-09-07 | yes | Currently in Use | Premium | 10000 | Fiberglass | 1986-11-01 | Fiberglass Reinforced Plastic | Pressurized
310309 | 3 | Ball Float | 1994-09-07 | no | 1994-09-07 | yes | Currently in Use | Diesel | 10000 | Fiberglass | 1986-11-01 | Fiberglass Reinforced Plastic | Pressurized
310311 | 1 | [5 empty] | Removed from Ground | Gas (Historical Use) | 1000 | Bare Steel | 1976-05-10 | Bare Steel | Safe Suction (Euro)
310311 | 2 |  | 1998-06-26 |  | 1998-06-26 |  | Removed from Ground | Diesel | 1000 | Not Marked/Unknown | 1998-06-26 | Double Walled | Safe Suction (Euro)
310311 | 3 |  | 1998-06-26 |  | 1998-06-26 |  | Removed from Ground | Gas (Historical Use) | 550 | Not Marked/Unknown | 1998-06-26 | Double Walled | Safe Suction (Euro)
310311 | 4 |  | 1998-06-26 |  | 1998-06-26 |  | Removed from Ground | Kerosene | 550 | Not Marked/Unknown | 1998-06-26 | Double Walled | Safe Suction (Euro)
310312 | 1 |  |  | yes |  | yes | Removed from Ground | Used Oil | 550 | Bare Steel | 1975-01-04 | Galvanized Steel
310312 | 2 | [5 empty] | Removed from Ground | Other | 550 | Bare Steel | 1975-01-04 | Galvanized Steel
310312 | 3 | [5 empty] | Removed from Ground | Other | 550 | Bare Steel | 1975-01-04 | Galvanized Steel
310313 | 1 | Ball Float | 1992-01-01 |  | 1992-01-01 |  | Currently in Use | Gas (Historical Use) | 8000 | Galvanic (STIP-3) | 1992-01-01 | Cathodically Protected | Pressurized
310313 | 2 | Ball Float | 1998-01-01 |  | 1998-01-01 |  | Temporarily out of use | Gas (Historical Use) | 8000 | Galvanic (STIP-3) | 1969-01-05 | Cathodically Protected | Pressurized
310313 | 3 | Ball Float | 1998-01-01 |  | 1998-01-01 |  | Currently in Use | Gas (Historical Use) | 8000 | Galvanic (STIP-3) | 1969-01-05 | Cathodically Protected | Pressurized
310313 | 4 | Ball Float | 2006-02-17 |  | 1998-02-17 |  | Currently in Use | Diesel | 4000 | Galvanic (STIP-3) | 1969-01-05 | Cathodically Protected | Pressurized
310313 | 5 | [5 empty] | Removed from Ground | Kerosene | 1000 | Not Marked/Unknown | 2000-10-10 | Bare Steel | Pressurized
310314 | 1 | Flapper Valve | 1998-04-01 | yes | 1998-04-01 | no | Currently in Use | Regular | 8000 | Galvanic (STIP-3) | 1986-06-03 |  | Pressurized
310314 | 2 | Flapper Valve | 1998-04-01 | yes | 1998-04-01 | no | Currently in Use | Premium | 8000 | Galvanic (STIP-3) | 1986-06-03 |  | Pressurized
310314 | 3 | Flapper Valve | 1998-04-01 | yes | 1998-04-01 | no | Currently in Use | Diesel | 8000 | Galvanic (STIP-3) | 1986-06-03 |  | Pressurized
310315 | 1 | Flapper Valve | 1998-08-12 |  | 1987-02-01 |  | Removed from Ground | Gas (Historical Use) | 9816 | Fiberglass | 1987-02-01 | Fiberglass Reinforced Plastic | Pressurized
310315 | 2 | Flapper Valve | 1998-08-12 |  | 1987-02-01 |  | Removed from Ground | Gas (Historical Use) | 9816 | Fiberglass | 1987-02-01 | Fiberglass Reinforced Plastic | Pressurized
310315 | 3 | Flapper Valve | 1998-08-12 |  | 1987-02-01 |  | Removed from Ground | Gas (Historical Use) | 9816 | Fiberglass | 1987-02-01 | Fiberglass Reinforced Plastic | Pressurized
310316 | 1 | Flapper Valve | 1986-01-01 | no | 1986-01-01 | no | Temporarily out of use | Gas (Historical Use) | 10000 | Galvanic (STIP-3) | 1986-01-01 | Galvanized Steel | Pressurized
310316 | 2 | Flapper Valve | 1986-01-01 | no | 1986-01-01 | no | Temporarily out of use | Gas (Historical Use) | 10000 | Galvanic (STIP-3) | 1986-01-01 | Galvanized Steel | Pressurized
310316 | 3 | Flapper Valve | 1986-01-01 | no | 1986-01-01 | no | Temporarily out of use | Gas (Historical Use) | 10000 | Galvanic (STIP-3) | 1986-01-01 | Galvanized Steel | Pressurized
310316 | 4 | Flapper Valve | 1986-01-01 | no | 1986-01-01 | no | Temporarily out of use | Gas (Historical Use) | 10000 | Galvanic (STIP-3) | 1986-01-01 | Galvanized Steel | Pressurized
310318 | 1 | [5 empty] | Permanently Out of Use - historical purposes | Gas (Historical Use) | 800 | Bare Steel | 1962-05-14 | Galvanized Steel
310318 | 2 | [5 empty] | Permanently Out of Use - historical purposes | Diesel | 1000 | Bare Steel | 1962-05-14 | Galvanized Steel
310318 | 3 |  | 1991-01-04 |  | 1991-01-04 |  | Removed from Ground | Gas (Historical Use) | 1000 | Composite | 1991-01-01 | Fiberglass Reinforced Plastic
310318 | 4 |  | 1991-01-04 |  | 1991-01-04 |  | Removed from Ground | Diesel | 8000 | Composite | 1991-01-01 | Fiberglass Reinforced Plastic
310319 | 1 | [5 empty] | Removed from Ground | Gas (Historical Use) | 10000 | Bare Steel | 1970-05-12 | Galvanized Steel
310319 | 2 | [5 empty] | Removed from Ground | Gas (Historical Use) | 10000 | Bare Steel | 1970-05-12 | Galvanized Steel
310319 | 3 |  |  | yes |  | yes | Removed from Ground | Used Oil | 550 | Bare Steel | 1970-05-12 | Galvanized Steel
310319 | 4 | [5 empty] | Removed from Ground | Gas (Historical Use) | 1000 | Bare Steel | 1982-03-29 | Not Marked
310319 | 5 | [5 empty] | Removed from Ground | Diesel | 150 | Bare Steel | 1994-01-20 | Not Marked
310319 | 6 | [5 empty] | Removed from Ground | Diesel | 500 | Not Marked/Unknown | 1997-12-01 | Not Marked
310320 | 1 | Ball Float | 1998-10-01 | no | 1998-10-01 | no | Currently in Use | Premium | 8000 | Composite | 1986-01-01 | Double-Walled Fiberglass | Pressurized
310320 | 2 | Ball Float | 1998-10-01 | no | 1998-10-01 | no | Currently in Use | Plus | 8000 | Composite | 1986-01-01 | Double-Walled Fiberglass | Pressurized
310320 | 3 | Ball Float | 1998-10-01 | no | 1998-10-01 | no | Currently in Use | Regular | 8000 | Composite | 1986-01-01 | Double-Walled Fiberglass | Pressurized
310320 | 4 | Ball Float | 1998-10-01 | no | 1998-10-01 | no | Currently in Use | Diesel | 6000 | Composite | 1986-01-01 | Double-Walled Fiberglass | Pressurized
310320 | 5 | Ball Float | 1998-10-01 | no | 1998-10-01 | no | Temporarily out of use | Kerosene | 2000 | Composite | 1986-01-01 | Double-Walled Fiberglass | Pressurized
310321 | 1 |  |  | yes |  | yes | Removed from Ground | Used Oil | 550 | Marked Unknown | 1985-01-01 | Unknown
310325 | 1 | [5 empty] | Removed from Ground | Diesel | 10000 | Fiberglass | 1985-04-21 | Fiberglass Reinforced Plastic
310325 | 2 | [5 empty] | Removed from Ground | Gas (Historical Use) | 6000 | Fiberglass | 1985-04-21 | Fiberglass Reinforced Plastic
310325 | 3 |  |  | yes |  | yes | Removed from Ground | Used Oil | 1000 | Marked Unknown | 1995-09-21 | Unknown
310325 | 4 | [5 empty] | Removed from Ground | Other | 1000 | Marked Unknown | 1995-09-21 | Unknown
310325 | 5 | [5 empty] | Removed from Ground | Other | 1000 | Marked Unknown | 1995-09-21 | Unknown
310325 | 6 | [5 empty] | Removed from Ground | Other | 1000 | Marked Unknown | 1995-09-21 | Unknown
31088 | 1 | [5 empty] | Removed from Ground | Gas (Historical Use) | 2000 | Bare Steel | 1971-04-18 | Galvanized Steel
31088 | 2 | [5 empty] | Removed from Ground | Diesel | 2000 | Bare Steel | 1971-04-18 | Galvanized Steel
312000 | 1 | Ball Float | 1988-06-29 |  | 1988-06-29 |  | Currently in Use | Gas (Historical Use) | 10000 | Fiberglass | 1988-06-29 | Fiberglass Reinforced Plastic | Pressurized
312000 | 2 | Ball Float | 1988-06-29 |  | 1988-06-29 |  | Currently in Use | Gas (Historical Use) | 10000 | Fiberglass | 1988-06-29 | Fiberglass Reinforced Plastic | Pressurized
312000 | 3 | Ball Float | 1988-06-29 |  | 1988-06-29 |  | Currently in Use | Gas (Historical Use) | 10000 | Fiberglass | 1988-06-29 | Fiberglass Reinforced Plastic | Pressurized
312000 | 4 | Ball Float | 1988-06-29 |  | 1988-06-29 |  | Currently in Use | Diesel | 4000 | Fiberglass | 1988-06-29 | Fiberglass Reinforced Plastic | Pressurized
312000 | 5 | Ball Float | 1988-06-29 |  | 1988-06-29 |  | Currently in Use | Kerosene | 2000 | Fiberglass | 1988-06-29 | Fiberglass Reinforced Plastic | Pressurized
312001 | 1 | Ball Float | 1988-05-31 |  | 1988-05-31 |  | Currently in Use | Gas (Historical Use) | 10000 | Fiberglass | 1988-05-31 | Fiberglass Reinforced Plastic | Pressurized
312001 | 2 | Ball Float | 1988-05-31 |  | 1988-05-31 |  | Currently in Use | Gas (Historical Use) | 10000 | Fiberglass | 1988-05-31 | Fiberglass Reinforced Plastic | Pressurized
312001 | 3 | Ball Float | 1988-05-31 |  | 1988-05-31 |  | Currently in Use | Gas (Historical Use) | 10000 | Fiberglass | 1988-05-31 | Fiberglass Reinforced Plastic | Pressurized
312001 | 4 | Ball Float | 1988-05-31 |  | 1988-05-31 |  | Currently in Use | Diesel | 4000 | Fiberglass | 1988-05-31 | Fiberglass Reinforced Plastic | Pressurized
312001 | 5 | Ball Float | 1988-05-31 |  | 1988-05-31 |  | Currently in Use | Kerosene | 2000 | Fiberglass | 1988-05-31 | Fiberglass Reinforced Plastic | Pressurized
312002 | 1 | Ball Float | 1988-03-16 |  | 1988-03-16 |  | Currently in Use | Gas (Historical Use) | 10000 | Fiberglass | 1988-03-16 | Fiberglass Reinforced Plastic | Pressurized
312002 | 2 | Ball Float | 1988-03-16 |  | 1988-03-16 |  | Currently in Use | Gas (Historical Use) | 10000 | Fiberglass | 1988-03-16 | Fiberglass Reinforced Plastic | Pressurized
312002 | 3 | Ball Float | 1988-03-16 |  | 1988-03-16 |  | Currently in Use | Gas (Historical Use) | 10000 | Fiberglass | 1988-03-16 | Fiberglass Reinforced Plastic | Pressurized
312002 | 4 | Ball Float | 1988-03-16 |  | 1988-03-16 |  | Currently in Use | Diesel | 4000 | Fiberglass | 1988-03-16 | Fiberglass Reinforced Plastic | Pressurized
312002 | 5 | Ball Float | 1988-03-16 |  | 1988-03-16 |  | Currently in Use | Kerosene | 2000 | Fiberglass | 1988-03-16 | Fiberglass Reinforced Plastic | Pressurized
312003 | 1 | [5 empty] | Removed from Ground | Gas (Historical Use) | 10000 | Cathodically Protected Steel | 1987-11-04 | Fiberglass Reinforced Plastic
312003 | 2 | [5 empty] | Removed from Ground | Gas (Historical Use) | 10000 | Cathodically Protected Steel | 1987-11-04 | Fiberglass Reinforced Plastic
312003 | 3 | [5 empty] | Removed from Ground | Gas (Historical Use) | 10000 | Cathodically Protected Steel | 1987-11-04 | Fiberglass Reinforced Plastic
312003 | 4 | [5 empty] | Removed from Ground | Diesel | 4000 | Cathodically Protected Steel | 1987-11-04 | Fiberglass Reinforced Plastic
312003 | 5 | [5 empty] | Removed from Ground | Kerosene | 2000 | Cathodically Protected Steel | 1987-11-04 | Fiberglass Reinforced Plastic
312004 | 1 |  | 1988-01-01 |  | 1988-01-01 |  | Currently in Use | Gas (Historical Use) | 10000 | Epoxy | 1987-11-04 | Fiberglass Reinforced Plastic
312004 | 2 |  | 1988-01-01 |  | 1988-01-01 |  | Currently in Use | Gas (Historical Use) | 10000 | Epoxy | 1987-11-04 | Fiberglass Reinforced Plastic
312004 | 3 |  | 1988-01-01 |  | 1988-01-01 |  | Currently in Use | Gas (Historical Use) | 10000 | Epoxy | 1987-11-04 | Fiberglass Reinforced Plastic
312004 | 4 |  | 1988-01-01 |  | 1988-01-01 |  | Currently in Use | Diesel | 4000 | Epoxy | 1987-11-04 | Fiberglass Reinforced Plastic
312005 | 1 | [5 empty] | Removed from Ground | Diesel | 10000 | Bare Steel | 1987-04-01 | Bare Steel | Pressurized
312005 | 2 | [5 empty] | Removed from Ground | Diesel | 10000 | Cathodically Protected Steel | 1987-04-01 | Bare Steel | Pressurized
312005 | 3 | [5 empty] | Removed from Ground | Other | 1000 | Cathodically Protected Steel | 1987-04-01 | Bare Steel | Safe Suction (Euro)
312005 | 4 |  |  | yes |  | yes | Removed from Ground | Used Oil | 1000 | Cathodically Protected Steel | 1987-04-01 | Bare Steel | Gravity Fed
312005 | 5 | Ball Float | 1999-12-23 | no | 1999-12-23 | no | Removed from Ground | Diesel | 12000 |  | 1999-12-23 | Double-Walled Fiberglass | Pressurized
312005 | 6 |  | 2017-05-04 | no | 2017-05-05 | no | Currently in Use | Diesel | 15000 | Fiberglass Double Walled | 2017-05-04 |  | Pressurized
312005 | 7 |  | 2017-05-04 | no | 2017-05-04 | no | Currently in Use | Diesel | 15000 | Fiberglass Double Walled | 2017-05-04 |  | Pressurized
312006 | 1 | Overfill Alarm | 1997-09-24 |  | 1995-01-01 |  | Currently in Use | Diesel | 20000 | Steel-Impressed Current | 1987-08-03 | Steel (Impressed Current) | Pressurized
312006 | 2 | Overfill Alarm | 1997-09-24 |  | 1995-01-01 |  | Currently in Use | Diesel | 20000 | Steel-Impressed Current | 1987-08-03 | Steel (Impressed Current) | Pressurized
312006 | 3 |  | 1997-09-24 |  | 1995-01-01 |  | Removed from Ground | Other | 8000 | Cathodically Protected Steel | 1988-02-01 | Galvanized Steel | Suction (American)
312006 | 4 |  |  | yes |  | yes | Removed from Ground | Used Oil | 8000 | Cathodically Protected Steel | 1988-02-01 | Galvanized Steel | Gravity Fed
312006 | 5 |  | 1997-09-24 |  | 1995-01-01 |  | Removed from Ground | Other | 2000 | Cathodically Protected Steel | 1988-02-01 | Galvanized Steel | Suction (American)
312006 | 6 |  | 1997-09-24 |  | 1995-01-01 |  | Removed from Ground | Other | 4000 | Cathodically Protected Steel | 1988-02-01 | Galvanized Steel | Safe Suction (Euro)
312007 | 1 | [5 empty] | Closed in Ground | Empty | 4000 | Fiberglass | 1987-11-04 | Fiberglass Reinforced Plastic | Safe Suction (Euro)
312007 | 2 | [5 empty] | Closed in Ground | Empty | 4000 | Fiberglass | 1987-11-04 | Fiberglass Reinforced Plastic | Safe Suction (Euro)
312007 | 3 | [5 empty] | Permanently Out of Use - historical purposes | Other | 10000 | Fiberglass | 1987-11-04 | Not Marked | Pressurized
312007 | 4 |  |  | yes |  | yes | Closed in Ground | Other | 4000 | Fiberglass | 1987-11-04 | Not Marked | Gravity Fed
312007 | 5 | [5 empty] | Permanently Out of Use - historical purposes | Other | 2000 | Fiberglass | 1987-11-04 | Fiberglass Reinforced Plastic | Pressurized
320001 | 1 | [5 empty] | Removed from Ground | Gas (Historical Use) | 560 | Bare Steel | 1966-03-01 | Galvanized Steel | Safe Suction (Euro)
320002 | 1 | [5 empty] | Closed in Ground | Empty | 8000 | Bare Steel | 1966-01-18 | Galvanized Steel
320004 | 1 | [5 empty] | Removed from Ground | Gas (Historical Use) | 8000 | Bare Steel | 1974-02-02 | Galvanized Steel
320006 | 1 | [5 empty] | Removed from Ground | Diesel | 2000 | Bare Steel | 1964-03-24 | Galvanized Steel
320006 | 2 | [5 empty] | Removed from Ground | Gas (Historical Use) | 2000 | Bare Steel | 1964-03-24 | Galvanized Steel
320008 | 1 | [5 empty] | Removed from Ground | Gas (Historical Use) | 4000 | Bare Steel | 1973-04-20 | Galvanized Steel
320008 | 2 | [5 empty] | Removed from Ground | Diesel | 1000 | Bare Steel | 1988-02-01 | Galvanized Steel
320008 | 3 |  | 1998-05-18 |  | 1988-02-01 |  | Removed from Ground | Gas (Historical Use) | 6000 | Double Walled | 1988-02-01 | Fiberglass Reinforced Plastic
320008 | 4 |  | 1998-05-18 |  | 1988-02-01 |  | Removed from Ground | Diesel | 2500 | Double Walled | 1988-02-01 | Fiberglass Reinforced Plastic
320009 | 1 | [5 empty] | Removed from Ground | Other | 2000 | Bare Steel | 1972-04-25 | Galvanized Steel | Safe Suction (Euro)
320010 | 1 | [5 empty] | Removed from Ground | Gas (Historical Use) | 2000 | Bare Steel | 1974-04-25 | Galvanized Steel | Safe Suction (Euro)
320010 | 2 | [5 empty] | Removed from Ground | Diesel | 560 | Bare Steel | 1972-04-25 | Galvanized Steel | Safe Suction (Euro)
320010 | 3 | [5 empty] | Removed from Ground | Diesel | 560 | Bare Steel | 1972-04-25 | Galvanized Steel | Safe Suction (Euro)
320010 | 4 |  | 1994-06-27 |  | 1994-06-27 |  | Removed from Ground | Gas (Historical Use) | 1000 | Galvanic (STIP-3) | 1994-06-27 | Cathodically Protected | Safe Suction (Euro)
320010 | 5 |  | 1994-06-27 |  | 1997-06-27 |  | Removed from Ground | Diesel | 1000 | Galvanic (STIP-3) | 1994-06-27 | Cathodically Protected | Safe Suction (Euro)
320011 | 1 | [5 empty] | Removed from Ground | Gas (Historical Use) | 2000 | Bare Steel | 1972-04-25 | Galvanized Steel | Safe Suction (Euro)
320011 | 2 | [5 empty] | Removed from Ground | Diesel | 560 | Bare Steel | 1972-04-25 | Galvanized Steel | Safe Suction (Euro)
320011 | 3 | [5 empty] | Removed from Ground | Other | 560 | Bare Steel | 1994-06-20 | Galvanized Steel | Safe Suction (Euro)
320011 | 4 |  | 1994-06-22 |  | 1994-06-22 |  | Removed from Ground | Gas (Historical Use) | 1000 | Galvanic (STIP-3) | 1994-06-22 | Cathodically Protected | Safe Suction (Euro)
320011 | 5 |  | 1994-06-22 |  | 1994-06-22 |  | Removed from Ground | Diesel | 1000 | Galvanic (STIP-3) | 1994-06-22 | Cathodically Protected | Safe Suction (Euro)
320011 | 6 | Flapper Valve | 2006-06-06 | no | 2006-06-06 | no | Currently in Use | Diesel | 2500 | Fiberglass Double Walled | 2006-06-06 | Fiberglass Reinforced Plastic | Safe Suction (Euro)
320012 | 10413-1 | [5 empty] | Removed from Ground | Gas (Historical Use) | 1000 | Bare Steel | 1971-05-03 | Galvanized Steel
320012 | 413G1 |  | 1988-11-02 |  | 1988-11-02 |  | Removed from Ground | Gas (Historical Use) | 1010 | Cathodically Protected Steel | 1988-11-02 | Cathodically Protected | Suction (American)
320013 | 1 | [5 empty] | Removed from Ground | Empty | 500 | Bare Steel | 1956-04-17 | Unknown
320014 | 1 | [5 empty] | Removed from Ground | Diesel | 10152 | Bare Steel | 1979-04-12 | Unknown
320015 | 1 | [5 empty] | Removed from Ground | Diesel | 1065 | Bare Steel | 1965-04-15 | Unknown
320015 | 2 | [5 empty] | Removed from Ground | Gas (Historical Use) | 550 | Bare Steel | 1965-04-15 | Unknown
320015 | 3 | [5 empty] | Removed from Ground | Gas (Historical Use) | 550 | Bare Steel | 1975-04-13 | Unknown
320016 | 1 | [5 empty] | Removed from Ground | Kerosene | 3000 | Bare Steel | 1971-05-03 | Copper
320017 | 1 | [5 empty] | Permanently Out of Use - historical purposes | Kerosene | 3000 | Bare Steel | 1971-05-03 | Copper
320018 | 1 | Flapper Valve | 1997-04-15 | no | 1997-04-15 | no | Currently in Use | Regular | 8000 | Steel-Impressed Current | 1982-03-08 | Steel (Impressed Current) | Suction (American)
320018 | 2 | Flapper Valve | 1997-04-15 | no | 1997-04-15 | no | Currently in Use | E-10 | 8000 | Steel-Impressed Current | 1982-03-08 | Steel (Impressed Current) | Pressurized
320019 | 1 | [5 empty] | Removed from Ground | Gas (Historical Use) | 500 | Bare Steel | 1961-05-08 | Copper | Safe Suction (Euro)
320020 | 1 |  |  | yes |  | yes | Removed from Ground | Used Oil | 350 | Bare Steel | 1972-05-05 | Bare Steel
320021 | 1 | [5 empty] | Removed from Ground | Gas (Historical Use) | 560 | Bare Steel | 1976-05-07 | Galvanized Steel
320021 | 2 | [5 empty] | Removed from Ground | Diesel | 1000 | Bare Steel | 1976-05-07 | Galvanized Steel
320022 | 1 |  | 1997-07-01 |  | 1997-07-01 |  | Removed from Ground | Diesel | 3000 | Steel-Impressed Current | 1982-05-09 | Cathodically Protected | Safe Suction (Euro)
320022 | 2 |  | 1997-07-01 |  | 1997-07-01 |  | Removed from Ground | Gas (Historical Use) | 2000 | Steel-Impressed Current | 1975-05-09 | Cathodically Protected | Safe Suction (Euro)
320022 | 3 |  | 1997-07-01 |  | 1997-07-01 |  | Removed from Ground | Gas (Historical Use) | 2000 | Steel-Impressed Current | 1975-05-06 | Cathodically Protected | Safe Suction (Euro)
320022 | 4 |  |  | yes |  | yes | Removed from Ground | Used Oil | 560 | Bare Steel | 1953-05-06 | Galvanized Steel | Gravity Fed
320022 | 5 | [5 empty] | Permanently Out Of Use | Kerosene | 560 | Bare Steel | 1953-06-01 | Galvanized Steel
320023 | 1 | [5 empty] | Removed from Ground | Gas (Historical Use) | 4000 | Bare Steel | 1979-05-08 | Galvanized Steel | Safe Suction (Euro)
320023 | 2 | [5 empty] | Removed from Ground | Gas (Historical Use) | 4000 | Bare Steel | 1979-05-08 | Galvanized Steel | Safe Suction (Euro)
320023 | 3 | [5 empty] | Removed from Ground | Gas (Historical Use) | 4000 | Bare Steel | 1979-05-08 | Galvanized Steel | Safe Suction (Euro)
320023 | 4 | [5 empty] | Removed from Ground | Gas (Historical Use) | 4000 | Bare Steel | 1979-05-08 | Galvanized Steel | Safe Suction (Euro)
320023 | 5 |  | 1994-05-01 |  | 1994-05-01 |  | Currently in Use | Gas (Historical Use) | 6000 | Composite | 1994-05-01 | Fiberglass Reinforced Plastic | Suction (American)
320023 | 6A |  | 1994-05-01 |  | 1994-05-01 |  | Currently in Use | Gas (Historical Use) | 3000 | Composite | 1994-05-01 | Fiberglass Reinforced Plastic | Suction (American)
320023 | 6B |  | 1994-05-01 |  | 1994-05-01 |  | Currently in Use | Gas (Historical Use) | 3000 | Composite | 1994-05-01 | Fiberglass Reinforced Plastic | Suction (American)
320024 | 1 |  | 1997-02-07 |  | 1997-02-07 |  | Removed from Ground | Gas (Historical Use) | 10000 | Cathodically Protected Steel | 1981-05-06 | Galvanized Steel | Suction (American)
320024 | 2 |  | 1997-02-07 |  | 1997-02-07 |  | Removed from Ground | Gas (Historical Use) | 10000 | Cathodically Protected Steel | 1981-05-06 | Galvanized Steel | Suction (American)
320024 | 3 | Ball Float | 2001-08-30 | no | 2001-08-30 | no | Currently in Use | Regular | 10000 | Fiberglass | 2001-08-30 | Fiberglass Reinforced Plastic | Pressurized
320024 | 4 | Ball Float | 2001-08-30 | no | 2001-08-30 | no | Currently in Use | Premium | 5000 | Fiberglass | 2001-08-30 | Fiberglass Reinforced Plastic | Pressurized
320026 | 1 |  | 1998-09-01 |  | 1998-09-01 |  | Temporarily out of use | Gas (Historical Use) | 2000 | Steel-Impressed Current | 1971-05-12 | Steel (Impressed Current) | Suction (American)
320026 | 2 |  | 1998-09-01 |  | 1994-03-10 |  | Temporarily out of use | Gas (Historical Use) | 2000 | Steel-Impressed Current | 1971-05-12 | Steel (Impressed Current) | Suction (American)
320026 | 3 |  | 1998-09-01 |  | 1998-09-01 |  | Temporarily out of use | Gas (Historical Use) | 2000 | Steel-Impressed Current | 1971-05-12 | Steel (Impressed Current) | Suction (American)
320026 | 4 |  | 1998-09-01 |  | 1998-09-01 |  | Temporarily out of use | Gas (Historical Use) | 4000 | Steel-Impressed Current | 1982-05-09 | Steel (Impressed Current) | Suction (American)
320026 | 5 |  | 1998-09-01 |  | 1998-09-01 |  | Temporarily out of use | Diesel | 3000 | Steel-Impressed Current | 1982-05-09 | Steel (Impressed Current) | Suction (American)
320026 | 6 | [5 empty] | Removed from Ground | Kerosene | 560 | Bare Steel | 1971-05-12 | Galvanized Steel | Suction (American)
320027 | 1 |  | 1998-08-01 |  | 1998-03-01 |  | Removed from Ground | Gas (Historical Use) | 4000 | Steel-Impressed Current | 1982-05-09 | Cathodically Protected | Safe Suction (Euro)
320027 | 2 |  | 1998-08-01 |  | 1998-03-01 |  | Removed from Ground | Gas (Historical Use) | 4000 | Steel-Impressed Current | 1982-05-09 | Cathodically Protected | Safe Suction (Euro)
320027 | 3 |  | 1998-08-01 |  | 1998-03-01 |  | Removed from Ground | Gas (Historical Use) | 4000 | Steel-Impressed Current | 1982-05-09 | Cathodically Protected | Safe Suction (Euro)
320027 | 4 |  | 1998-08-01 |  | 1986-05-01 |  | Removed from Ground | Diesel | 4000 | Steel-Impressed Current | 1986-05-01 | Cathodically Protected | Safe Suction (Euro)
320028 | 1 | [5 empty] | Removed from Ground | Gas (Historical Use) | 2000 | Bare Steel | 1988-05-01 | Galvanized Steel
320028 | 2 | [5 empty] | Removed from Ground | Gas (Historical Use) | 2000 | Bare Steel | 1988-05-01 | Galvanized Steel
320029 | 1 | [5 empty] | Removed from Ground | Gas (Historical Use) | 4000 | Bare Steel | 1989-07-15 | Galvanized Steel
320029 | 10 | Ball Float | 1989-07-15 | no | 1989-07-15 | no | Temporarily out of use | Regular | 8000 | Composite | 1989-07-15 | Fiberglass Reinforced Plastic | Pressurized
320029 | 11 | Ball Float | 1989-07-15 | no | 1989-07-15 | no | Temporarily out of use | Plus | 8000 | Composite | 1989-07-15 | Fiberglass Reinforced Plastic | Pressurized
320029 | 12 | Ball Float | 1989-07-15 | no | 1989-07-15 | no | Temporarily out of use | Gas (Historical Use) | 8000 | Composite | 1989-07-15 | Fiberglass Reinforced Plastic | Pressurized
320029 | 2 | [5 empty] | Removed from Ground | Gas (Historical Use) | 4000 | Bare Steel | 1989-07-15 | Galvanized Steel
320029 | 3 | [5 empty] | Removed from Ground | Gas (Historical Use) | 4000 | Bare Steel | 1989-07-15 | Galvanized Steel
320029 | 4 | [5 empty] | Removed from Ground | Gas (Historical Use) | 4000 | Bare Steel | 1989-07-15 | Galvanized Steel
320029 | 5 | [5 empty] | Removed from Ground | Gas (Historical Use) | 4000 | Bare Steel | 1989-07-15 | Galvanized Steel
320029 | 6 | [5 empty] | Removed from Ground | Diesel | 4000 | Bare Steel | 1989-07-15 | Galvanized Steel
320029 | 7 | [5 empty] | Removed from Ground | Kerosene | 560 | Bare Steel | 1989-07-15 | Galvanized Steel
320029 | 8 | [5 empty] | Permanently Out of Use - historical purposes | Diesel | 560 | Bare Steel |  | Galvanized Steel | Safe Suction (Euro)
320029 | 9 |  |  | yes |  | yes | Permanently Out of Use - historical purposes | Used Oil | 250 | Bare Steel |  | Galvanized Steel | Gravity Fed
320029 | A | [5 empty] | Closed in Ground | Empty | 10000 | Bare Steel | 1966-05-13 | Galvanized Steel | Safe Suction (Euro)
320029 | B | [5 empty] | Closed in Ground | Empty | 6000 | Bare Steel | 1966-05-13 | Galvanized Steel | Safe Suction (Euro)
320029 | C | [5 empty] | Closed in Ground | Empty | 10000 | Bare Steel | 1966-05-13 | Galvanized Steel | Safe Suction (Euro)
320029 | D | [5 empty] | Closed in Ground | Diesel | 6000 | Bare Steel | 1966-05-13 | Galvanized Steel | Safe Suction (Euro)
320029 | E | [5 empty] | Closed in Ground | Diesel | 10000 | Bare Steel | 1966-05-13 | Galvanized Steel | Safe Suction (Euro)
320029 | F | [5 empty] | Closed in Ground | Diesel | 550 | Bare Steel |  | Galvanized Steel
320029 | G |  |  | yes |  | yes | Closed in Ground | Used Oil | 550 | Bare Steel |  | Galvanized Steel
320030 | 1 | [5 empty] | Removed from Ground | Diesel | 2000 | Bare Steel | 1979-05-10 | Galvanized Steel | Suction (American)
320030 | 2 | [5 empty] | Removed from Ground | Gas (Historical Use) | 560 | Bare Steel | 1979-05-10 | Galvanized Steel | Suction (American)
320030 | 3 | [5 empty] | Removed from Ground | Gas (Historical Use) | 1000 | Bare Steel | 1979-05-10 | Galvanized Steel | Suction (American)
320030 | 4 | [5 empty] | Removed from Ground | Diesel | 280 | Bare Steel | 1979-05-10 | Galvanized Steel | Suction (American)
320032 | 1 | [5 empty] | Removed from Ground | Gas (Historical Use) | 10000 | Bare Steel | 1976-05-09 | Galvanized Steel
320032 | 2 | [5 empty] | Removed from Ground | Gas (Historical Use) | 10000 | Bare Steel | 1976-05-09 | Galvanized Steel
320033 | 1 | [5 empty] | Removed from Ground | Diesel | 4000 | Bare Steel | 1983-05-09 | Galvanized Steel | Safe Suction (Euro)
320033 | 2 | [5 empty] | Removed from Ground | Diesel | 2000 | Bare Steel | 1983-05-09 | Galvanized Steel | Safe Suction (Euro)
320033 | 3 | [5 empty] | Removed from Ground | Gas (Historical Use) | 1000 | Bare Steel | 1986-05-01 | Galvanized Steel | Safe Suction (Euro)
320034 | PU-2 | [5 empty] | Removed from Ground | Gas (Historical Use) | 4000 | Bare Steel | 1984-05-23 | Galvanized Steel | Suction (American)
320034 | RU-1 | [5 empty] | Removed from Ground | Gas (Historical Use) | 4000 | Bare Steel | 1984-05-23 | Galvanized Steel | Suction (American)
320035 | 1 | [5 empty] | Removed from Ground | Diesel | 1000 | Bare Steel | 1982-05-15 | Galvanized Steel
320036 | 1 | [5 empty] | Removed from Ground | Hazardous Substance | 1 | Bare Steel | 1981-05-21 | Bare Steel
320037 | 1G |  | 1997-07-01 |  | 1997-07-01 |  | Removed from Ground | Gas (Historical Use) | 2000 | Steel-Impressed Current | 1984-05-20 | Steel (Impressed Current) | Suction (American)
320037 | 2D |  | 1997-07-01 |  | 1997-07-01 |  | Removed from Ground | Diesel | 2000 | Steel-Impressed Current | 1984-05-20 | Steel (Impressed Current) | Suction (American)
320038 | A | [5 empty] | Removed from Ground | Gas (Historical Use) | 2000 | Bare Steel | 1984-05-08 | Galvanized Steel | Safe Suction (Euro)
320038 | B | [5 empty] | Removed from Ground | Gas (Historical Use) | 2000 | Not Marked/Unknown | 1984-05-08 | Galvanized Steel | Safe Suction (Euro)
320038 | C | [5 empty] | Removed from Ground | Gas (Historical Use) | 2000 | Bare Steel | 1984-05-08 | Galvanized Steel | Safe Suction (Euro)
320038 | D | [5 empty] | Removed from Ground | Diesel | 2000 | Bare Steel | 1984-05-08 | Galvanized Steel | Safe Suction (Euro)
320038 | E |  |  | yes |  | yes | Removed from Ground | Used Oil | 250 | Marked Unknown | 1935-01-01 | Unknown
320038 | F | [5 empty] | Removed from Ground | Gas (Historical Use) | 560 | Marked Unknown | 1935-01-01 | Unknown | Suction (American)
320038 | G | [5 empty] | Removed from Ground | Gas (Historical Use) | 560 | Marked Unknown | 1935-01-01 | Unknown | Suction (American)
320038 | H | [5 empty] | Removed from Ground | Gas (Historical Use) | 560 | Marked Unknown | 1935-01-01 | Unknown | Suction (American)
320039 | 1 | [5 empty] | Removed from Ground | Gas (Historical Use) | 560 | Bare Steel | 1979-05-10 | Galvanized Steel
320039 | 2 | [5 empty] | Removed from Ground | Gas (Historical Use) | 1000 | Bare Steel | 1984-05-08 | Galvanized Steel
320039 | 3 | [5 empty] | Removed from Ground | Gas (Historical Use) | 560 | Bare Steel | 1979-05-10 | Galvanized Steel
320039 | 4 | [5 empty] | Removed from Ground | Diesel | 560 | Bare Steel | 1979-05-10 | Galvanized Steel
320040 | 1 | Flapper Valve | 1994-07-01 | no | 1994-07-01 | no | Currently in Use | Diesel | 4000 | Composite | 1994-07-15 | Fiberglass Reinforced Plastic | Pressurized
320040 | 2 | Flapper Valve | 1994-07-01 | no | 1994-07-01 | no | Currently in Use | Premium | 4000 | Composite | 1994-07-15 | Fiberglass Reinforced Plastic | Pressurized
320040 | A |  | 1994-12-01 |  | 1994-07-01 |  | Removed from Ground | Diesel | 4000 | Steel-Impressed Current | 1984-06-15 | Cathodically Protected | Suction (American)
320040 | B | Ball Float | 2006-08-01 | no | 2006-08-01 | no | Currently in Use | Diesel | 8000 | Composite | 2006-08-01 | Not Marked | Pressurized
320040 | C | Ball Float | 2006-08-01 | no | 2006-08-01 | no | Currently in Use | Regular | 10000 | Composite | 2006-08-01 | Not Marked | Pressurized
320041 | 1 | [5 empty] | Removed from Ground | Gas (Historical Use) | 2000 | Bare Steel | 1984-05-08 | Galvanized Steel | Suction (American)
320041 | 2 | [5 empty] | Removed from Ground | Gas (Historical Use) | 1000 | Bare Steel | 1978-05-10 | Galvanized Steel | Suction (American)
320041 | 3 | [5 empty] | Removed from Ground | Gas (Historical Use) | 560 | Bare Steel | 1978-05-10 | Galvanized Steel | Suction (American)
320041 | 4 | [5 empty] | Removed from Ground | Diesel | 3000 | Bare Steel | 1984-05-08 | Galvanized Steel | Pressurized
320043 | 1 | [5 empty] | Removed from Ground | Gas (Historical Use) | 1000 | Bare Steel | 1971-05-12 | Galvanized Steel
320043 | 2 | [5 empty] | Removed from Ground | Gas (Historical Use) | 1000 | Bare Steel | 1971-05-12 | Galvanized Steel
320043 | 3 | [5 empty] | Removed from Ground | Diesel | 1000 | Bare Steel | 1971-05-12 | Galvanized Steel
320043 | 4 |  | 1996-05-01 | no | 1996-05-01 | no | Currently in Use | Gas (Historical Use) | 6000 | Composite | 1996-05-01 | Double-Walled Fiberglass | Pressurized
320043 | 5 |  | 1996-05-01 | no | 1996-05-01 | no | Currently in Use | Diesel | 3000 | Composite | 1996-05-01 | Double-Walled Fiberglass | Pressurized
320043 | 6 |  | 1996-05-01 | no | 1996-05-01 | no | Currently in Use | Diesel | 10000 | Composite | 1996-05-01 | Double-Walled Fiberglass | Pressurized
320043 | T1 |  |  | no |  | no | Removed from Ground | Gas (Historical Use) | 500 | Bare Steel | 1996-05-06
320043 | T2 |  |  | no |  | no | Removed from Ground | Gas (Historical Use) | 1000 | Bare Steel | 1996-05-06
330001 | REG-1 | [5 empty] | Removed from Ground | Gas (Historical Use) | 10000 | Bare Steel | 1981-05-02 | Galvanized Steel
330001 | SUL-3 | [5 empty] | Removed from Ground | Gas (Historical Use) | 8000 | Bare Steel | 1981-05-02 | Galvanized Steel
330001 | UNL-2 | [5 empty] | Removed from Ground | Gas (Historical Use) | 8000 | Bare Steel | 1981-05-02 | Galvanized Steel
330002 | 1 |  |  | yes |  | yes | Removed from Ground | Used Oil | 1000 | Bare Steel | 1975-04-07 | Bare Steel | Gravity Fed
330003 | 1 |  |  | yes |  | yes | Removed from Ground | Used Oil | 1000 | Bare Steel | 1973-04-07 | Galvanized Steel
330004 | 1 |  |  | yes |  | yes | Removed from Ground | Used Oil | 1000 | Bare Steel | 1975-04-07 | Galvanized Steel
330005 | 1 |  |  | yes |  | yes | Removed from Ground | Used Oil | 1000 | Bare Steel | 1963-04-10 | Galvanized Steel
330006 | 1 |  |  | yes |  | yes | Removed from Ground | Used Oil | 1000 | Bare Steel | 1975-04-07 | Galvanized Steel
330007 | 1 |  |  | yes |  | yes | Removed from Ground | Used Oil | 1000 | Bare Steel | 1978-04-06 | Galvanized Steel
330008 | 1 |  | 1997-05-20 |  | 1997-05-20 |  | Currently in Use | Gas (Historical Use) | 5000 | Steel-Impressed Current | 1986-04-10 | Cathodically Protected | Pressurized
330008 | 2 |  | 1997-05-20 |  | 1997-05-20 |  | Currently in Use | Gas (Historical Use) | 5000 | Steel-Impressed Current | 1986-04-10 | Cathodically Protected | Pressurized
330008 | 3 |  | 1997-05-20 |  | 1997-05-20 |  | Currently in Use | Gas (Historical Use) | 5000 | Steel-Impressed Current | 1986-04-10 | Cathodically Protected | Pressurized
330008 | 4 |  | 1997-05-20 |  | 1997-05-20 |  | Currently in Use | Gas (Historical Use) | 5000 | Steel-Impressed Current | 1986-04-10 | Cathodically Protected | Pressurized
330010 | 1 | [5 empty] | Removed from Ground | Gas (Historical Use) | 3000 | Bare Steel | 1972-04-11 | Galvanized Steel
330011 | 1 | [5 empty] | Removed from Ground | Gas (Historical Use) | 550 | Bare Steel | 1976-04-10 | Bare Steel | Safe Suction (Euro)
330012 | 100#SOLV | [5 empty] | Removed from Ground | Gas (Historical Use) | 5000 | Cathodically Protected Steel | 1977-04-06 | Bare Steel
330012 | IPA | [5 empty] | Removed from Ground | Gas (Historical Use) | 7000 | Cathodically Protected Steel | 1977-04-06 | Bare Steel
330012 | MM | [5 empty] | Removed from Ground | Gas (Historical Use) | 6000 | Cathodically Protected Steel | 1977-04-06 | Bare Steel
330012 | MS | [5 empty] | Removed from Ground | Gas (Historical Use) | 7000 | Cathodically Protected Steel | 1978-04-06 | Bare Steel
330012 | SDA#3A | [5 empty] | Removed from Ground | Gas (Historical Use) | 10000 | Cathodically Protected Steel | 1975-04-07 | Bare Steel
330012 | SOLTROL#50 | [5 empty] | Removed from Ground | Gas (Historical Use) | 5000 | Cathodically Protected Steel | 1977-04-06 | Bare Steel
330012 | TT | [5 empty] | Removed from Ground | Gas (Historical Use) | 10000 | Cathodically Protected Steel | 1978-04-06 | Bare Steel
330013 | 1 | [5 empty] | Removed from Ground | Diesel | 12000 | Bare Steel | 1971-04-08 | Galvanized Steel
330013 | 2 | [5 empty] | Removed from Ground | Gas (Historical Use) | 2000 | Bare Steel | 1971-04-08 | Galvanized Steel
330014 | 1 | [5 empty] | Removed from Ground | Diesel | 6000 | Marked Unknown | 1986-03-28 | Unknown
330014 | 2 |  |  | yes |  | yes | Removed from Ground | Used Oil | 0 | Marked Unknown | 1986-03-28 | Unknown
330014 | 3 | [5 empty] | Removed from Ground | Hazardous Substance | 1000 | Marked Unknown | 1986-03-28 | Unknown
330014 | 4 | [5 empty] | Removed from Ground | Hazardous Substance | 1000 | Marked Unknown | 1986-03-28 | Unknown
330015 | 1 |  | 1996-06-26 |  | 1996-06-26 |  | Currently in Use | Diesel | 20000 | Steel-Impressed Current | 1975-04-12 | Steel (Impressed Current)
330015 | 2 | [5 empty] | Removed from Ground | Diesel | 1000 | Bare Steel | 1979-04-11 | Galvanized Steel
330015 | 3 | [5 empty] | Removed from Ground | Gas (Historical Use) | 500 | Bare Steel | 1971-04-13 | Copper
330015 | 4 | [5 empty] | Removed from Ground | Diesel | 8000 | Bare Steel | 1950-04-18 | Copper
330015 | 5 |  | 1996-11-15 |  | 1996-11-15 |  | Closed in Ground | Diesel | 1500 | Composite | 1987-01-01 | Cathodically Protected
330015 | 6 |  | 2006-03-30 | no | 2006-03-30 | no | Currently in Use | Diesel | 30000 | Fiberglass Double Walled | 2006-03-30 | Double-Walled Fiberglass | Pressurized
330017 | 1 | Ball Float | 1997-08-02 | no | 1997-08-02 | no | Currently in Use | Regular | 10000 | Steel-Impressed Current | 1980-04-05 | Double-Walled Fiberglass | Pressurized
330017 | 2 | Ball Float | 1997-08-02 | no | 1997-08-02 | no | Currently in Use | Plus | 10000 | Steel-Impressed Current | 1980-04-05 | Double-Walled Fiberglass | Pressurized
330017 | 3 | Ball Float | 1997-08-02 | no | 1997-08-02 | no | Currently in Use | Premium | 10000 | Steel-Impressed Current | 1980-04-05 | Double-Walled Fiberglass | Pressurized
330017 | 5 | Ball Float | 1997-08-02 | no | 1997-08-02 | no | Currently in Use | Diesel | 10000 | Steel-Impressed Current | 1980-04-05 | Double-Walled Fiberglass | Pressurized
330018 | NO-LEAD1 | [5 empty] | Removed from Ground | Gas (Historical Use) | 10000 | Bare Steel | 1982-04-05 | Galvanized Steel
330018 | NO-LEAD2 | [5 empty] | Removed from Ground | Gas (Historical Use) | 10000 | Bare Steel | 1982-04-05 | Galvanized Steel
330018 | REG | [5 empty] | Removed from Ground | Gas (Historical Use) | 10000 | Bare Steel | 1982-04-05 | Galvanized Steel
330018 | XTRA | [5 empty] | Removed from Ground | Gas (Historical Use) | 10000 | Bare Steel | 1982-04-05 | Galvanized Steel
330019 | 4 | [5 empty] | Removed from Ground | Gas (Historical Use) | 6047 | Bare Steel | 1966-01-01 | Galvanized Steel
330019 | NO-LEAD | [5 empty] | Removed from Ground | Gas (Historical Use) | 10270 | Bare Steel | 1978-04-06 | Galvanized Steel
330019 | REG | [5 empty] | Removed from Ground | Gas (Historical Use) | 15060 | Bare Steel | 1972-04-07 | Galvanized Steel
330019 | XTRA | [5 empty] | Removed from Ground | Gas (Historical Use) | 6047 | Bare Steel | 1966-04-09 | Galvanized Steel
330020 | 1 |  | 1997-08-02 |  | 1997-08-02 |  | Currently in Use | Gas (Historical Use) | 10270 | Steel-Impressed Current | 1977-04-06 | Fiberglass Reinforced Plastic | Pressurized
330020 | 2 |  | 1997-08-02 |  | 1997-08-02 |  | Currently in Use | Gas (Historical Use) | 10270 | Steel-Impressed Current | 1977-04-06 | Fiberglass Reinforced Plastic | Pressurized
330020 | 3 |  | 1997-08-02 |  | 1997-08-02 |  | Currently in Use | Gas (Historical Use) | 10270 | Steel-Impressed Current | 1977-04-06 | Fiberglass Reinforced Plastic | Pressurized
330020 | 4 |  | 1997-08-02 |  | 1997-08-02 |  | Currently in Use | Diesel | 10270 | Steel-Impressed Current | 1977-04-06 | Fiberglass Reinforced Plastic | Pressurized
330021 | 1 | Ball Float | 1991-03-01 | no | 1991-03-01 | no | Temporarily out of use | Gas (Historical Use) | 12046 | Composite | 1978-04-06 | Double-Walled Fiberglass | Pressurized
330021 | 2 | Ball Float | 1991-03-01 | no | 1991-03-01 | no | Temporarily out of use | Gas (Historical Use) | 12046 | Composite | 1972-04-07 | Double-Walled Fiberglass | Pressurized
330021 | 3 | Ball Float | 1991-03-01 | no | 1991-03-01 | no | Temporarily out of use | Gas (Historical Use) | 12046 | Composite | 1972-04-07 | Double-Walled Fiberglass | Pressurized
330022 | NO-LEAD | [5 empty] | Permanently Out of Use - historical purposes | Gas (Historical Use) | 10270 | Bare Steel | 1978-04-06 | Galvanized Steel
330022 | REG | [5 empty] | Permanently Out of Use - historical purposes | Gas (Historical Use) | 15000 | Bare Steel | 1971-04-08 | Galvanized Steel
330022 | XTRA | [5 empty] | Permanently Out of Use - historical purposes | Gas (Historical Use) | 15000 | Bare Steel | 1971-04-08 | Galvanized Steel
330024 | NO-LEAD | [5 empty] | Removed from Ground | Gas (Historical Use) | 10270 | Bare Steel | 1978-04-06 | Galvanized Steel
330024 | REG | [5 empty] | Removed from Ground | Gas (Historical Use) | 15060 | Bare Steel | 1974-04-07 | Galvanized Steel
330024 | XTRA | [5 empty] | Removed from Ground | Gas (Historical Use) | 15060 | Bare Steel | 1974-04-07 | Galvanized Steel
330025 | 1 | [5 empty] | Removed from Ground | Empty | 15000 | Bare Steel | 1972-04-07 | Galvanized Steel
330025 | 2 | [5 empty] | Removed from Ground | Empty | 6000 | Bare Steel | 1968-04-08 | Galvanized Steel
330025 | 3 | [5 empty] | Removed from Ground | Empty | 6000 | Bare Steel | 1968-04-08 | Galvanized Steel
330030 | 1 | [5 empty] | Removed from Ground | Gas (Historical Use) | 1000 | Bare Steel | 1986-03-31 | Galvanized Steel | Suction (American)
330030 | 2 | [5 empty] | Removed from Ground | Diesel | 2000 | Bare Steel | 1980-04-01 | Galvanized Steel | Suction (American)
330030 | 3 | [5 empty] | Removed from Ground | Gas (Historical Use) | 1000 | Bare Steel | 1986-03-31 | Galvanized Steel | Suction (American)
330030 | 4 | [5 empty] | Removed from Ground | Gas (Historical Use) | 560 | Bare Steel | 1986-03-31 | Galvanized Steel | Suction (American)
330030 | 5 | [5 empty] | Removed from Ground | Kerosene | 1000 | Bare Steel | 1986-03-31 | Galvanized Steel | Suction (American)
330031 | 1 | [5 empty] | Removed from Ground | Gas (Historical Use) | 10000 | Bare Steel | 1986-03-31 | Galvanized Steel
330031 | 2 | [5 empty] | Removed from Ground | Gas (Historical Use) | 8000 | Bare Steel | 1986-03-31 | Galvanized Steel
330031 | 3 | [5 empty] | Removed from Ground | Gas (Historical Use) | 6000 | Bare Steel | 1986-03-31 | Galvanized Steel
330031 | 4 | [5 empty] | Removed from Ground | Diesel | 3000 | Bare Steel | 1984-03-31 | Galvanized Steel
330031 | 5 | Ball Float | 1987-12-01 |  | 1987-12-01 |  | Currently in Use | Gas (Historical Use) | 10000 | Galvanic (STIP-3) | 1987-12-01 | Galvanized Steel | Pressurized
330031 | 6 | Ball Float | 1987-12-01 |  | 1987-12-01 |  | Currently in Use | Gas (Historical Use) | 10000 | Galvanic (STIP-3) | 1987-12-01 | Galvanized Steel | Pressurized
330031 | 7 | Ball Float | 1987-12-01 |  | 1987-12-01 |  | Currently in Use | Gas (Historical Use) | 10000 | Galvanic (STIP-3) | 1987-12-01 | Galvanized Steel | Pressurized
330031 | 8 | Ball Float | 1987-12-01 |  | 1987-12-01 |  | Currently in Use | Diesel | 8000 | Galvanic (STIP-3) | 1987-12-01 | Galvanized Steel | Pressurized
330033 | 1 | [5 empty] | Permanently Out of Use - historical purposes | Empty | 2000 | Bare Steel | 1986-03-31 | Galvanized Steel
330033 | 2 | [5 empty] | Closed in Ground | Gas (Historical Use) | 560 | Bare Steel | 1979-01-01 | Galvanized Steel
330033 | 3 | [5 empty] | Closed in Ground | Gas (Historical Use) | 560 | Bare Steel | 1979-01-01 | Galvanized Steel
330034 | 1 | [5 empty] | Removed from Ground | Gas (Historical Use) | 12000 | Fiberglass | 1985-04-07 | Unknown
330034 | 2 | [5 empty] | Removed from Ground | Gas (Historical Use) | 12000 | Fiberglass | 1985-04-07 | Unknown
330034 | 3 | [5 empty] | Removed from Ground | Gas (Historical Use) | 12000 | Double Walled | 1993-01-01 | Fiberglass Reinforced Plastic | Pressurized
330035 | 1 | [5 empty] | Removed from Ground | Gas (Historical Use) | 10000 | Bare Steel | 1977-04-09 | Unknown
330035 | 2 | [5 empty] | Removed from Ground | Gas (Historical Use) | 10000 | Bare Steel | 1977-04-09 | Unknown
330035 | 3 | [5 empty] | Removed from Ground | Other | 1000 | Bare Steel | 1977-04-09 | Unknown
330035 | 4 |  |  | yes |  | yes | Removed from Ground | Used Oil | 1000 | Bare Steel | 1977-04-09 | Unknown
330035 | 5 | [5 empty] | Removed from Ground | Gas (Historical Use) | 12000 | Tank Jacket | 1993-01-01 | Copper | Pressurized
330036 | 1 | [5 empty] | Removed from Ground | Gas (Historical Use) | 6000 | Bare Steel | 1984-04-18 | Galvanized Steel
330036 | 2 | [5 empty] | Removed from Ground | Gas (Historical Use) | 4000 | Bare Steel | 1966-04-23 | Galvanized Steel
330036 | 3 | [5 empty] | Removed from Ground | Gas (Historical Use) | 4000 | Bare Steel | 1966-04-23 | Galvanized Steel
330037 | 1 | [5 empty] | Removed from Ground | Gas (Historical Use) | 8000 | Bare Steel | 1986-04-18 | Galvanized Steel | Pressurized
330037 | 2 | [5 empty] | Removed from Ground | Gas (Historical Use) | 5000 | Bare Steel | 1986-04-18 | Galvanized Steel | Pressurized
330037 | 3 | [5 empty] | Removed from Ground | Gas (Historical Use) | 5000 | Bare Steel | 1986-04-18 | Galvanized Steel | Pressurized
330037 | 4 | [5 empty] | Removed from Ground | Gas (Historical Use) | 5000 | Bare Steel | 1986-04-18 | Galvanized Steel | Pressurized
330038 | 1 | [5 empty] | Removed from Ground | Gas (Historical Use) | 6000 | Bare Steel | 1972-04-21 | Galvanized Steel
330038 | 2 | [5 empty] | Removed from Ground | Gas (Historical Use) | 6000 | Bare Steel | 1972-04-21 | Galvanized Steel
330038 | 3 | [5 empty] | Removed from Ground | Gas (Historical Use) | 6000 | Bare Steel | 1972-04-21 | Galvanized Steel
330038 | 4 |  | 1992-08-18 |  | 1992-08-18 |  | Removed from Ground | Gas (Historical Use) | 10000 | Composite | 1992-08-18 | Fiberglass Reinforced Plastic | Pressurized
330038 | 5 |  | 1992-08-18 |  | 1992-08-18 |  | Removed from Ground | Gas (Historical Use) | 8000 | Composite | 1992-08-18 | Fiberglass Reinforced Plastic | Pressurized
330038 | 6 |  | 1992-08-18 |  | 1992-08-18 |  | Removed from Ground | Gas (Historical Use) | 8000 | Composite | 1992-08-18 | Fiberglass Reinforced Plastic | Pressurized
330039 | 1 | [5 empty] | Removed from Ground | Gas (Historical Use) | 10000 | Bare Steel | 1977-05-02 | Galvanized Steel | Pressurized
330039 | 2 | [5 empty] | Removed from Ground | Gas (Historical Use) | 10000 | Bare Steel | 1977-05-02 | Galvanized Steel | Pressurized
330039 | 3 | [5 empty] | Removed from Ground | Gas (Historical Use) | 10000 | Bare Steel | 1977-05-02 | Galvanized Steel | Pressurized
330039 | 4 |  | 1993-06-03 |  | 1993-06-09 |  | Removed from Ground | Gas (Historical Use) | 11527 | Double Walled | 1993-05-25 | Fiberglass Reinforced Plastic | Pressurized
330039 | 5 |  | 1993-06-09 |  | 1993-06-09 |  | Removed from Ground | Gas (Historical Use) | 11527 | Double Walled | 1993-05-25 | Fiberglass Reinforced Plastic | Pressurized
330039 | 6 |  | 1993-06-09 |  | 1993-06-09 |  | Removed from Ground | Gas (Historical Use) | 11527 | Double Walled | 1993-05-25 | Fiberglass Reinforced Plastic | Pressurized
330040 | 1 | [5 empty] | Removed from Ground | Gas (Historical Use) | 10000 | Bare Steel | 1975-05-03 | Galvanized Steel
330040 | 2 | [5 empty] | Removed from Ground | Gas (Historical Use) | 10000 | Bare Steel | 1975-05-03 | Galvanized Steel
330040 | 3 | [5 empty] | Removed from Ground | Gas (Historical Use) | 10000 | Bare Steel | 1975-05-03 | Galvanized Steel
330040 | 4 | Ball Float | 1993-07-14 |  | 1993-07-14 |  | Currently in Use | Gas (Historical Use) | 10000 | Fiberglass | 1988-01-01 | Double-Walled Fiberglass | Pressurized
330040 | 5 | Ball Float | 1993-07-14 |  | 1993-07-14 |  | Currently in Use | Gas (Historical Use) | 10000 | Fiberglass | 1988-01-01 | Double-Walled Fiberglass | Pressurized
330040 | 6 | Ball Float | 1993-07-14 |  | 1993-07-14 |  | Currently in Use | Gas (Historical Use) | 10000 | Fiberglass | 1988-01-01 | Double-Walled Fiberglass | Pressurized
330041 | 1 | Ball Float | 1994-08-05 |  | 1994-08-05 |  | Currently in Use | Gas (Historical Use) | 10000 | Fiberglass | 1985-04-30 | Fiberglass Reinforced Plastic | Pressurized
330041 | 2 | Ball Float | 1994-08-05 |  | 1994-08-05 |  | Currently in Use | Gas (Historical Use) | 10000 | Fiberglass | 1985-04-30 | Fiberglass Reinforced Plastic | Pressurized
330041 | 3 | Ball Float | 1994-08-05 |  | 1994-08-05 |  | Currently in Use | Gas (Historical Use) | 10000 | Fiberglass | 1985-04-30 | Fiberglass Reinforced Plastic | Pressurized
330042 | 1 |  | 1993-04-20 |  | 1993-04-20 |  | Removed from Ground | Gas (Historical Use) | 10000 | Fiberglass | 1985-04-30 | Fiberglass Reinforced Plastic | Pressurized
330042 | 2 |  | 1993-04-20 |  | 1993-04-20 |  | Removed from Ground | Gas (Historical Use) | 10000 | Fiberglass | 1985-04-30 | Fiberglass Reinforced Plastic | Pressurized
330042 | 3 |  | 1993-04-20 |  | 1993-04-20 |  | Removed from Ground | Gas (Historical Use) | 10000 | Fiberglass | 1985-04-30 | Fiberglass Reinforced Plastic | Pressurized
330042 | 4 | [5 empty] | Removed from Ground | Diesel | 10000 | Fiberglass | 1985-04-30 | Fiberglass Reinforced Plastic | Pressurized
330042 | 5 | Ball Float | 1999-01-21 |  | 1999-01-21 |  | Currently in Use | Gas (Historical Use) | 12000 | Composite | 1999-01-21 | Fiberglass Reinforced Plastic | Pressurized
330042 | 6 | Ball Float | 1999-01-21 |  | 1999-01-21 |  | Currently in Use | Gas (Historical Use) | 12000 | Composite | 1999-01-21 | Fiberglass Reinforced Plastic | Pressurized
330043 | 1 | Overfill Alarm | 1993-07-22 |  | 1993-07-22 |  | Currently in Use | Gas (Historical Use) | 10000 | Fiberglass | 1985-01-03 | Double-Walled Fiberglass | Pressurized
330043 | 2 | Overfill Alarm | 1993-07-22 |  | 1993-07-22 |  | Currently in Use | Gas (Historical Use) | 10000 | Fiberglass | 1985-01-03 | Double-Walled Fiberglass | Pressurized
330043 | 3 | Overfill Alarm | 1993-07-22 |  | 1993-07-22 |  | Currently in Use | Gas (Historical Use) | 10000 | Fiberglass | 1985-01-03 | Double-Walled Fiberglass | Pressurized
330043 | 4 | Overfill Alarm | 1993-07-22 |  | 1993-07-22 |  | Currently in Use | Diesel | 10000 | Fiberglass | 1985-01-03 | Double-Walled Fiberglass | Pressurized
330044 | 1 | [5 empty] | Removed from Ground | Gas (Historical Use) | 6000 | Bare Steel | 1970-05-04 | Galvanized Steel
330044 | 2 | [5 empty] | Removed from Ground | Gas (Historical Use) | 8000 | Bare Steel | 1969-05-04 | Galvanized Steel
330044 | 3 | [5 empty] | Removed from Ground | Gas (Historical Use) | 10000 | Bare Steel | 1969-05-04 | Galvanized Steel
330044 | 4 |  |  | yes |  | yes | Removed from Ground | Used Oil | 1000 | Bare Steel | 1969-05-04 | Galvanized Steel
330044 | 5 | Ball Float | 2003-09-01 | no | 2003-09-01 | no | Currently in Use | Gas (Historical Use) | 20000 | Fiberglass Double Walled | 2003-08-01 | Double Walled | Pressurized
330044 | 6 | Ball Float | 2003-09-01 | no | 2003-09-01 | no | Currently in Use | Gas (Historical Use) | 20000 | Fiberglass Double Walled | 2003-08-01 | Double Walled | Pressurized
330044 | 7 | Ball Float | 2003-09-01 | no | 2003-09-01 | no | Currently in Use | Gas (Historical Use) | 12000 | Fiberglass Double Walled | 2003-08-01 | Double Walled | Pressurized
330044 | 8A |  | 2017-02-13 | no | 2017-02-13 | no | Currently in Use | Gas (Historical Use) | 10000 | Fiberglass Double Walled | 2017-01-18 | Double-Walled Flex | Pressurized
330044 | 8B |  | 2017-02-13 | no | 2017-02-13 | no | Currently in Use | Diesel | 12000 | Fiberglass Double Walled | 2017-01-18 | Double-Walled Flex | Pressurized
330045 | 1 | [5 empty] | Removed from Ground | Gas (Historical Use) | 10000 | Bare Steel | 1968-05-04 | Galvanized Steel
330045 | 10 |  | 1999-05-01 |  | 1999-05-01 |  | Removed from Ground | Gas (Historical Use) | 10000 | Galvanic (STIP-3) | 1999-05-01 | Double-Walled Fiberglass | Pressurized
330045 | 2 | [5 empty] | Removed from Ground | Gas (Historical Use) | 8000 | Bare Steel | 1968-05-04 | Galvanized Steel
330045 | 3 | [5 empty] | Removed from Ground | Gas (Historical Use) | 6000 | Bare Steel | 1970-05-04 | Galvanized Steel
330045 | 4 |  |  | yes |  | yes | Removed from Ground | Used Oil | 1000 | Bare Steel | 1968-05-04 | Galvanized Steel
330045 | 5 |  | 1992-04-23 |  | 1992-04-23 |  | Removed from Ground | Gas (Historical Use) | 10000 | Tank Jacket | 1992-04-23 | Fiberglass Reinforced Plastic | Pressurized
330045 | 6 | Ball Float |  |  |  |  | Removed from Ground | Gas (Historical Use) | 10000 | Tank Jacket | 1992-04-23 | Fiberglass Reinforced Plastic | Pressurized
330045 | 7 | [5 empty] | Removed from Ground | Gas (Historical Use) | 10000 | Tank Jacket | 1992-04-23 | Fiberglass Reinforced Plastic | Pressurized
330045 | 8 |  |  | yes |  | yes | Removed from Ground | Used Oil | 1000 | Tank Jacket | 1992-04-23 | Fiberglass Reinforced Plastic | Gravity Fed
330045 | 9 |  | 1999-05-01 |  | 1999-05-01 |  | Removed from Ground | Gas (Historical Use) | 12000 | Galvanic (STIP-3) | 1999-05-01 | Double-Walled Fiberglass | Pressurized
330046 | 1 |  | 1993-06-11 |  | 1993-06-11 |  | Currently in Use | Gas (Historical Use) | 10000 | Fiberglass | 1986-01-03 | Fiberglass Reinforced Plastic | Pressurized
330046 | 2 |  | 1993-06-11 |  | 1993-06-11 |  | Currently in Use | Gas (Historical Use) | 10000 | Fiberglass | 1985-04-30 | Fiberglass Reinforced Plastic | Pressurized
330046 | 3 |  | 1993-06-11 |  | 1993-06-11 |  | Currently in Use | Gas (Historical Use) | 10000 | Fiberglass | 1985-04-30 | Fiberglass Reinforced Plastic | Pressurized
330046 | 4 |  |  | yes |  | yes | Removed from Ground | Used Oil | 1000 | Fiberglass | 1985-04-30 | Fiberglass Reinforced Plastic
330047 | 1 | [5 empty] | Closed in Ground | Gas (Historical Use) | 2000 | Bare Steel | 1979-03-29 | Unknown | Suction (American)
330048 | 1 | [5 empty] | Removed from Ground | Diesel | 8000 | Bare Steel | 1967-03-31 | Galvanized Steel | Suction (American)
330048 | 2 | [5 empty] | Removed from Ground | Diesel | 10000 | Bare Steel | 1974-03-29 | Galvanized Steel | Suction (American)
330048 | 3 | [5 empty] | Removed from Ground | Gas (Historical Use) | 8000 | Bare Steel | 1974-03-29 | Galvanized Steel | Suction (American)
330048 | 4 | [5 empty] | Removed from Ground | Gas (Historical Use) | 2000 | Bare Steel | 1974-03-29 | Galvanized Steel | Suction (American)
330048 | 5 | Flapper Valve | 1997-02-10 | no | 1997-02-10 | no | Currently in Use | Diesel | 12000 | Composite | 1997-02-10 | Fiberglass Reinforced Plastic | Pressurized
330049 | 1 | [5 empty] | Removed from Ground | Diesel | 2000 | Bare Steel | 1961-03-31 | Bare Steel
330049 | 2 | [5 empty] | Removed from Ground | Gas (Historical Use) | 12000 | Marked Unknown | 1991-11-01 | Unknown
330050 | A | [5 empty] | Removed from Ground | Gas (Historical Use) | 4000 | Bare Steel | 1975-05-04 | Galvanized Steel
330050 | B | [5 empty] | Removed from Ground | Gas (Historical Use) | 4000 | Bare Steel | 1975-05-04 | Galvanized Steel
330050 | C | [5 empty] | Removed from Ground | Gas (Historical Use) | 4000 | Bare Steel | 1975-05-04 | Galvanized Steel
330050 | D |  |  | yes |  | yes | Removed from Ground | Used Oil | 550 | Bare Steel | 1973-05-04 | Unknown
330050 | E |  |  | yes |  | yes | Removed from Ground | Used Oil | 4000 | Bare Steel | 1975-05-04 | Galvanized Steel
330053 | 1 | [5 empty] | Removed from Ground | Gas (Historical Use) | 8000 | Marked Unknown | 1986-04-29 | Unknown
330053 | 2 | [5 empty] | Removed from Ground | Gas (Historical Use) | 8000 | Marked Unknown | 1986-04-29 | Unknown
330053 | 3 | [5 empty] | Removed from Ground | Gas (Historical Use) | 6000 | Marked Unknown | 1986-04-29 | Unknown
330053 | 4 |  |  | yes |  | yes | Removed from Ground | Used Oil | 550 | Marked Unknown | 1986-04-29 | Unknown
330053 | 5 | [5 empty] | Removed from Ground | Diesel | 0 | Not Marked/Unknown | 1991-02-01 | Not Marked
330053 | 6 | [5 empty] | Removed from Ground | Other | 0 | Not Marked/Unknown | 1991-02-01 | Not Marked
330055 | 1 | Ball Float | 1996-05-20 |  | 1996-05-20 |  | Currently in Use | Gas (Historical Use) | 10000 | Fiberglass | 1982-04-30 | Double-Walled Fiberglass | Pressurized
330055 | 2 | Ball Float | 1996-05-20 |  | 1996-05-20 |  | Currently in Use | Gas (Historical Use) | 10000 | Fiberglass | 1982-04-30 | Double-Walled Fiberglass | Pressurized
330055 | 3 | Ball Float | 1996-05-20 |  | 1996-05-20 |  | Currently in Use | Gas (Historical Use) | 10000 | Fiberglass | 1982-04-30 | Double-Walled Fiberglass | Pressurized
330055 | 4 | Ball Float | 1996-05-20 |  | 1996-05-20 |  | Currently in Use | Diesel | 10000 | Fiberglass | 1982-04-30 | Double-Walled Fiberglass | Pressurized
330056 | 1 | [5 empty] | Removed from Ground | Gas (Historical Use) | 10000 | Bare Steel | 1973-05-02 | Galvanized Steel
330056 | 2 | [5 empty] | Removed from Ground | Gas (Historical Use) | 10000 | Bare Steel | 1973-05-02 | Galvanized Steel
330056 | 3 | [5 empty] | Removed from Ground | Empty | 10000 | Bare Steel | 1973-05-02 | Galvanized Steel
330056 | 4 | [5 empty] | Removed from Ground | Gas (Historical Use) | 10000 | Bare Steel | 1973-05-02 | Galvanized Steel
330056 | 5 |  | 1995-11-01 |  | 1990-01-01 |  | Removed from Ground | Gas (Historical Use) | 12000 | Tank Jacket | 1990-01-04 | Fiberglass Reinforced Plastic | Pressurized
330056 | 6 |  | 1995-11-01 |  | 1990-01-01 |  | Removed from Ground | Gas (Historical Use) | 10000 | Fiberglass | 1990-01-04 | Fiberglass Reinforced Plastic | Pressurized
330056 | 7 |  | 1995-11-01 |  | 1990-01-01 |  | Removed from Ground | Gas (Historical Use) | 10000 | Fiberglass | 1990-01-04 | Fiberglass Reinforced Plastic | Pressurized
330056 | 8 |  | 1995-11-01 |  | 1990-01-01 |  | Removed from Ground | Diesel | 10000 | Fiberglass | 1990-01-04 | Fiberglass Reinforced Plastic | Pressurized
330057 | 1 |  | 1996-02-01 |  | 1995-11-01 |  | Removed from Ground | Gas (Historical Use) | 10000 | Fiberglass | 1983-04-30 | Fiberglass Reinforced Plastic | Pressurized
330057 | 2 |  | 1996-02-01 |  | 1995-11-01 |  | Removed from Ground | Gas (Historical Use) | 10000 | Fiberglass | 1983-04-30 | Fiberglass Reinforced Plastic | Pressurized
330057 | 3 |  | 1996-02-01 |  | 1995-11-01 |  | Removed from Ground | Gas (Historical Use) | 10000 | Fiberglass | 1983-04-30 | Fiberglass Reinforced Plastic | Pressurized
330057 | 4 |  | 1996-02-01 |  | 1995-01-01 |  | Removed from Ground | Empty | 10000 | Fiberglass | 1983-04-30 | Fiberglass Reinforced Plastic | Pressurized
330059 | 1 |  | 1995-11-01 |  | 1995-11-01 |  | Currently in Use | Gas (Historical Use) | 10000 | Fiberglass | 1982-04-30 | Fiberglass Reinforced Plastic | Pressurized
330059 | 2 |  | 1995-11-01 |  | 1995-11-01 |  | Currently in Use | Gas (Historical Use) | 10000 | Fiberglass | 1982-04-30 | Fiberglass Reinforced Plastic | Pressurized
330059 | 3 |  | 1995-11-01 |  | 1995-11-01 |  | Currently in Use | Gas (Historical Use) | 10000 | Fiberglass | 1982-04-30 | Fiberglass Reinforced Plastic | Pressurized
330059 | 4 |  | 1995-11-01 |  | 1995-11-01 |  | Currently in Use | Gas (Historical Use) | 10000 | Fiberglass | 1982-04-30 | Fiberglass Reinforced Plastic | Pressurized
330060 | 1 | [5 empty] | Removed from Ground | Empty | 15000 | Fiberglass | 1981-04-30 | Fiberglass Reinforced Plastic
330060 | 2 | [5 empty] | Removed from Ground | Empty | 10000 | Tank Jacket | 1981-04-30 | Fiberglass Reinforced Plastic
330060 | 3 | [5 empty] | Removed from Ground | Empty | 10000 | Fiberglass | 1981-04-30 | Fiberglass Reinforced Plastic
330060 | 4 | [5 empty] | Removed from Ground | Empty | 10000 | Fiberglass | 1981-04-30 | Fiberglass Reinforced Plastic
330060 | 5 | Ball Float | 1996-02-01 |  | 1989-01-01 |  | Removed from Ground | Gas (Historical Use) | 12000 | Fiberglass | 1990-02-01 | Double-Walled Fiberglass | Pressurized
330060 | 6 | Ball Float | 1996-02-01 |  | 1989-01-01 |  | Removed from Ground | Gas (Historical Use) | 10000 | Fiberglass | 1990-02-01 | Double-Walled Fiberglass | Pressurized
330060 | 7 | Ball Float | 1996-02-01 |  | 1989-01-01 |  | Removed from Ground | Gas (Historical Use) | 10000 | Fiberglass | 1990-02-01 | Double-Walled Fiberglass | Pressurized
330060 | 8 | Ball Float | 1996-02-01 |  | 1989-01-01 |  | Removed from Ground | Diesel | 10000 | Fiberglass | 1990-02-01 | Double-Walled Fiberglass | Pressurized
330061 | 1 | [5 empty] | Removed from Ground | Kerosene | 10000 | Bare Steel | 1976-05-01 | Galvanized Steel
330061 | 2 | [5 empty] | Removed from Ground | Gas (Historical Use) | 10000 | Bare Steel | 1976-05-01 | Galvanized Steel
330061 | 3 | [5 empty] | Removed from Ground | Gas (Historical Use) | 10000 | Bare Steel | 1976-05-01 | Galvanized Steel
330061 | 4 | [5 empty] | Removed from Ground | Gas (Historical Use) | 10000 | Bare Steel | 1976-05-01 | Galvanized Steel
330061 | 5 | Overfill Alarm | 1995-11-01 |  | 1989-01-01 |  | Currently in Use | Gas (Historical Use) | 12000 | Fiberglass | 1990-01-04 | Double-Walled Fiberglass | Pressurized
330061 | 6 | Overfill Alarm | 1995-11-01 |  | 1989-01-01 |  | Currently in Use | Gas (Historical Use) | 10000 | Fiberglass | 1990-01-04 | Double-Walled Fiberglass | Pressurized
330061 | 7 | Overfill Alarm | 1995-11-01 |  | 1989-01-01 |  | Currently in Use | Gas (Historical Use) | 10000 | Fiberglass | 1990-01-04 | Double-Walled Fiberglass | Pressurized
330061 | 8 | Overfill Alarm | 1995-11-01 |  | 1989-01-01 |  | Currently in Use | Diesel | 10000 | Fiberglass | 1990-01-04 | Double-Walled Fiberglass | Pressurized
330062 | 1 | [5 empty] | Removed from Ground | Empty | 10000 | Bare Steel | 1976-05-01 | Galvanized Steel
330062 | 2 | [5 empty] | Removed from Ground | Empty | 10000 | Bare Steel | 1976-05-01 | Galvanized Steel
330062 | 3 | [5 empty] | Removed from Ground | Empty | 10000 | Bare Steel | 1976-05-01 | Galvanized Steel
330062 | 4 | [5 empty] | Removed from Ground | Empty | 10000 | Bare Steel | 1976-05-01 | Galvanized Steel
330062 | 5 | Flapper Valve | 1994-01-01 |  | 1989-01-01 |  | Currently in Use | Gas (Historical Use) | 12000 | Tank Jacket | 1990-01-01 | Fiberglass Reinforced Plastic | Pressurized
330062 | 6 | Flapper Valve | 1994-01-01 |  | 1989-01-01 |  | Currently in Use | Gas (Historical Use) | 10000 | Tank Jacket | 1990-01-01 | Fiberglass Reinforced Plastic | Pressurized
330062 | 7 | Flapper Valve | 1994-01-01 |  | 1989-01-01 |  | Currently in Use | Gas (Historical Use) | 10000 | Tank Jacket | 1990-01-01 | Fiberglass Reinforced Plastic | Pressurized
330062 | 8 | Flapper Valve | 1994-01-01 |  | 1994-01-01 |  | Currently in Use | Diesel | 10000 | Tank Jacket | 1990-01-01 | Fiberglass Reinforced Plastic | Pressurized
330063 | 1 | Ball Float | 1994-01-01 |  | 1991-01-01 |  | Currently in Use | Gas (Historical Use) | 10000 | Fiberglass | 1983-04-30 | Double-Walled Fiberglass | Pressurized
330063 | 2 | Ball Float | 1994-01-01 |  | 1991-01-01 |  | Currently in Use | Gas (Historical Use) | 10000 | Fiberglass | 1983-04-30 | Double-Walled Fiberglass | Pressurized
330063 | 3 | Ball Float | 1994-01-01 |  | 1991-01-01 |  | Currently in Use | Gas (Historical Use) | 10000 | Fiberglass | 1983-04-30 | Double-Walled Fiberglass | Pressurized
330063 | 4 | Ball Float | 1994-01-01 |  | 1991-01-01 |  | Currently in Use | Diesel | 10000 | Fiberglass | 1983-04-30 | Double-Walled Fiberglass | Pressurized
330064 | 1 |  | 1994-01-01 |  | 1991-01-01 |  | Currently in Use | Gas (Historical Use) | 10000 | Fiberglass | 1981-04-30 | Fiberglass Reinforced Plastic | Pressurized
330064 | 2 |  | 1994-01-01 |  | 1991-01-01 |  | Currently in Use | Gas (Historical Use) | 10000 | Fiberglass | 1981-04-30 | Fiberglass Reinforced Plastic | Pressurized
330064 | 3 |  | 1994-01-01 |  | 1991-01-01 |  | Currently in Use | Gas (Historical Use) | 10000 | Fiberglass | 1981-04-30 | Fiberglass Reinforced Plastic | Pressurized
330064 | 4 |  | 1994-01-01 |  | 1991-01-01 |  | Currently in Use | Gas (Historical Use) | 10000 | Fiberglass | 1981-04-30 | Fiberglass Reinforced Plastic | Pressurized
330065 | 1 | Ball Float | 1994-01-01 |  | 1991-01-01 |  | Currently in Use | Gas (Historical Use) | 10000 | Fiberglass | 1981-04-30 | Double-Walled Fiberglass | Pressurized
330065 | 2 | Ball Float | 1994-01-01 |  | 1991-01-01 |  | Currently in Use | Gas (Historical Use) | 10000 | Fiberglass | 1981-04-30 | Double-Walled Fiberglass | Pressurized
330065 | 3 | Ball Float | 1994-01-01 |  | 1991-01-01 |  | Currently in Use | Gas (Historical Use) | 10000 | Fiberglass | 1981-04-30 | Double-Walled Fiberglass | Pressurized
330065 | 4 | Ball Float | 1994-01-01 |  | 1991-01-01 |  | Currently in Use | Diesel | 10000 | Fiberglass | 1981-04-30 | Double-Walled Fiberglass | Pressurized
330066 | 1 | Flapper Valve | 1995-01-01 |  | 1991-01-01 |  | Currently in Use | Gas (Historical Use) | 10000 | Fiberglass | 1983-04-30 | Fiberglass Reinforced Plastic | Pressurized
330066 | 2 | Flapper Valve | 1995-11-01 |  | 1991-01-01 |  | Currently in Use | Gas (Historical Use) | 10000 | Fiberglass | 1983-04-30 | Fiberglass Reinforced Plastic | Pressurized
330066 | 3 | Flapper Valve | 1995-11-01 |  | 1991-01-01 |  | Currently in Use | Gas (Historical Use) | 10000 | Fiberglass | 1983-04-30 | Fiberglass Reinforced Plastic | Pressurized
330066 | 4 | Flapper Valve | 1995-11-01 |  | 1991-01-01 |  | Currently in Use | Gas (Historical Use) | 10000 | Fiberglass | 1983-04-30 | Fiberglass Reinforced Plastic | Pressurized
330067 | 1 |  | 1996-02-09 |  | 1991-01-01 |  | Currently in Use | Gas (Historical Use) | 10000 | Galvanic (STIP-3) | 1980-04-30 | Fiberglass Reinforced Plastic | Pressurized
330067 | 2 |  | 1996-02-09 |  | 1991-01-01 |  | Currently in Use | Gas (Historical Use) | 10000 | Galvanic (STIP-3) | 1980-04-30 | Fiberglass Reinforced Plastic | Pressurized
330067 | 3 |  | 1996-02-09 |  | 1991-01-01 |  | Currently in Use | Gas (Historical Use) | 10000 | Galvanic (STIP-3) | 1980-04-30 | Fiberglass Reinforced Plastic | Pressurized
330067 | 4 |  | 1996-02-09 |  | 1991-01-01 |  | Currently in Use | Diesel | 10000 | Galvanic (STIP-3) | 1980-04-30 | Fiberglass Reinforced Plastic | Pressurized
330068 | 1 |  | 1991-01-01 |  | 1991-01-01 |  | Removed from Ground | Gas (Historical Use) | 10000 | Fiberglass | 1983-04-30 | Fiberglass Reinforced Plastic | Pressurized
330068 | 2 |  | 1991-01-01 |  | 1991-01-01 |  | Removed from Ground | Gas (Historical Use) | 10000 | Fiberglass | 1983-04-30 | Fiberglass Reinforced Plastic | Pressurized
330068 | 3 |  | 1991-01-01 |  | 1991-01-01 |  | Removed from Ground | Gas (Historical Use) | 10000 | Fiberglass | 1983-04-30 | Fiberglass Reinforced Plastic | Pressurized
330068 | 4 |  | 1991-01-01 |  | 1991-01-01 |  | Removed from Ground | Diesel | 10000 | Fiberglass | 1983-04-30 | Fiberglass Reinforced Plastic | Pressurized
330068 | 5 | Ball Float | 2004-01-01 | no | 2004-01-01 | no | Temporarily out of use | Gas (Historical Use) | 12000 | Epoxy | 2003-12-23 | Double-Walled Fiberglass | Pressurized
330068 | 6 | Ball Float | 2004-01-01 | no | 2004-01-01 | no | Temporarily out of use | Gas (Historical Use) | 12000 | Epoxy | 2003-12-23 | Double-Walled Fiberglass | Pressurized
330068 | 7A | Ball Float | 2004-01-01 | no | 2004-01-01 | no | Temporarily out of use | Gas (Historical Use) | 8000 | Epoxy | 2003-12-23 | Double-Walled Fiberglass | Pressurized
330068 | 7B | Ball Float | 2004-01-01 | no | 2004-01-01 | no | Temporarily out of use | Diesel | 4000 | Epoxy | 2003-12-23 | Double-Walled Fiberglass | Pressurized
330069 | 1 |  | 1989-01-01 |  | 1989-01-01 |  | Removed from Ground | Gas (Historical Use) | 10000 | Fiberglass | 1982-04-30 | Fiberglass Reinforced Plastic | Pressurized
330069 | 10 | Flapper Valve | 2002-06-11 | no | 2002-06-11 | no | Currently in Use | Diesel | 10000 | Fiberglass Double Walled | 2002-06-11 | Double-Walled Fiberglass | Pressurized
330069 | 2 |  | 1989-01-01 |  | 1989-01-01 |  | Removed from Ground | Gas (Historical Use) | 10000 | Fiberglass | 1982-04-30 | Fiberglass Reinforced Plastic | Pressurized
330069 | 3 |  | 1989-01-01 |  | 1989-01-01 |  | Removed from Ground | Gas (Historical Use) | 10000 | Fiberglass | 1982-04-30 | Fiberglass Reinforced Plastic | Pressurized
330069 | 4 |  | 1989-01-01 |  | 1989-01-01 |  | Removed from Ground | Diesel | 10000 | Fiberglass | 1982-04-30 | Fiberglass Reinforced Plastic | Pressurized
330069 | 5 | [5 empty] | Removed from Ground | Other | 0 | Marked Unknown | 2001-11-20 | Unknown
330069 | 6 | [5 empty] | Removed from Ground | Other | 0 | Marked Unknown | 1982-04-30 | Unknown
330069 | 7 |  |  | no |  | no | Removed from Ground | Used Oil | 0 | Unknown | 2001-11-20
330069 | 8 | Flapper Valve | 2002-06-11 | no | 2002-06-11 | no | Currently in Use | Regular | 20000 | Fiberglass Double Walled | 2002-06-11 | Double-Walled Fiberglass | Pressurized
330069 | 9 | Flapper Valve | 2002-06-11 | no | 2002-06-11 | no | Currently in Use | Premium | 12000 | Fiberglass Double Walled | 2002-06-11 | Double-Walled Fiberglass | Pressurized
330071 | 1 | [5 empty] | Removed from Ground | Diesel | 10000 | Bare Steel | 1978-04-23 | Galvanized Steel
330071 | 2 | [5 empty] | Removed from Ground | Diesel | 10000 | Bare Steel | 1978-04-23 | Galvanized Steel
330071 | 3 | [5 empty] | Removed from Ground | Gas (Historical Use) | 10000 | Bare Steel | 1978-04-23 | Galvanized Steel
330071 | GAS | [5 empty] | Removed from Ground | Gas (Historical Use) | 10000 | Bare Steel | 1978-04-23 | Galvanized Steel
330072 | 1 | Flapper Valve | 1994-07-01 |  | 1994-07-01 |  | Currently in Use | Gas (Historical Use) | 10000 | Fiberglass | 1994-07-01 | Fiberglass Reinforced Plastic | Pressurized
330072 | 2 | Flapper Valve | 1994-07-01 |  | 1994-07-01 |  | Currently in Use | Gas (Historical Use) | 10000 | Fiberglass | 1994-07-01 | Fiberglass Reinforced Plastic | Pressurized
330072 | 3 | [5 empty] | Removed from Ground | Gas (Historical Use) | 8000 | Bare Steel | 1973-04-25 | Galvanized Steel
330072 | 4 |  |  | yes |  | yes | Removed from Ground | Used Oil | 500 | Bare Steel | 1973-04-25 | Galvanized Steel
330072 | 5 | [5 empty] | Removed from Ground | Gas (Historical Use) | 10000 | Fiberglass | 1994-03-19 | Fiberglass Reinforced Plastic | Pressurized
330072 | 6 | [5 empty] | Removed from Ground | Gas (Historical Use) | 10000 | Fiberglass | 1994-03-19 | Fiberglass Reinforced Plastic | Pressurized
330073 | 1 | [5 empty] | Removed from Ground | Gas (Historical Use) | 10000 | Bare Steel | 1977-04-25 | Galvanized Steel
330073 | 2 | [5 empty] | Removed from Ground | Gas (Historical Use) | 10000 | Bare Steel | 1977-04-25 | Galvanized Steel
330073 | 3 | [5 empty] | Removed from Ground | Kerosene | 10000 | Bare Steel | 1977-04-25 | Galvanized Steel
330074 | 1 | [5 empty] | Removed from Ground | Used Oil | 550 | Bare Steel | 2013-01-25 | Not Marked | Gravity Fed
330076 | 1 | [5 empty] | Removed from Ground | Empty | 1 | Bare Steel | 1985-07-01 | Galvanized Steel
330076 | 2 | [5 empty] | Removed from Ground | Empty | 1 | Bare Steel | 1985-01-01 | Galvanized Steel
330077 | 1 | [5 empty] | Removed from Ground | Gas (Historical Use) | 10000 | Cathodically Protected Steel | 1971-01-01 | Galvanized Steel
330077 | 2 | [5 empty] | Removed from Ground | Gas (Historical Use) | 10000 | Cathodically Protected Steel | 1971-01-01 | Galvanized Steel
330077 | 3 | [5 empty] | Removed from Ground | Gas (Historical Use) | 5000 | Cathodically Protected Steel | 1971-01-01 | Galvanized Steel
330077 | 4 |  |  | no |  | no | Removed from Ground | Used Oil | 550 | Cathodically Protected Steel | 1971-01-01 | Galvanized Steel
330077 | 5 |  | 2012-06-01 |  | 2012-06-18 |  | Currently in Use | Gas (Historical Use) | 10000 | Fiberglass | 1990-01-15 | Fiberglass Reinforced Plastic | Pressurized
330077 | 6 |  | 2012-06-01 |  | 2012-06-18 |  | Currently in Use | Gas (Historical Use) | 10000 | Fiberglass | 1990-01-15 | Fiberglass Reinforced Plastic | Pressurized
330077 | 7 |  | 2012-06-01 |  | 2012-06-18 |  | Currently in Use | Gas (Historical Use) | 10000 | Fiberglass | 1990-01-15 | Fiberglass Reinforced Plastic | Pressurized
330077 | 8 |  | 2012-06-01 | yes | 2012-06-18 | yes | Temporarily out of use | Used Oil | 1000 | Fiberglass | 1990-01-15 | Fiberglass Reinforced Plastic | Gravity Fed
330078 | 1 | [5 empty] | Removed from Ground | Diesel | 15000 | Bare Steel | 1961-04-14 | Bare Steel | Gravity Fed
330078 | 10 | [5 empty] | Removed from Ground | Empty | 500 | Bare Steel | 1952-01-01 | Bare Steel | Suction (American)
330078 | 11 | Ball Float | 1998-07-15 | no | 1998-07-15 | no | Currently in Use | Diesel | 10000 | Fiberglass Double Walled | 1997-01-01 | Double-Walled Fiberglass | Pressurized
330078 | 12 | Ball Float | 1998-07-15 | no | 1998-07-15 | no | Currently in Use | Gas (Historical Use) | 3000 | Fiberglass Double Walled | 1997-01-01 | Double-Walled Fiberglass | Pressurized
330078 | 2 | [5 empty] | Removed from Ground | Diesel | 20000 | Bare Steel | 1969-04-12 | Bare Steel | Gravity Fed
330078 | 3 | [5 empty] | Removed from Ground | Diesel | 20000 | Bare Steel | 1972-04-11 | Bare Steel | Gravity Fed
330078 | 4 | [5 empty] | Removed from Ground | Diesel | 20000 | Bare Steel | 1972-04-11 | Bare Steel | Gravity Fed
330078 | 5 | [5 empty] | Removed from Ground | Diesel | 20000 | Bare Steel | 1972-04-11 | Bare Steel | Gravity Fed
330078 | 6 | [5 empty] | Removed from Ground | Diesel | 20000 | Bare Steel | 1972-04-11 | Bare Steel | Gravity Fed
330078 | 7 | [5 empty] | Removed from Ground | Kerosene | 500 | Bare Steel | 1956-04-15 | Bare Steel
330078 | 8 | [5 empty] | Removed from Ground | Gas (Historical Use) | 2500 | Bare Steel | 1971-04-12 | Bare Steel
330078 | 9 | [5 empty] | Removed from Ground | Diesel | 10000 | Bare Steel | 1971-04-12 | Bare Steel
330079 | 1 | [5 empty] | Removed from Ground | Diesel | 10000 | Bare Steel | 1982-01-01 | Unknown | Safe Suction (Euro)
330081 | 1 | [5 empty] | Removed from Ground | Other | 5000 | Bare Steel | 1969-05-09 | Galvanized Steel
330081 | 2 | [5 empty] | Removed from Ground | Other | 5000 | Bare Steel | 1969-05-09 | Galvanized Steel
330081 | 3 | [5 empty] | Removed from Ground | Other | 5000 | Bare Steel | 1969-05-09 | Galvanized Steel
330081 | 4 | [5 empty] | Removed from Ground | Other | 5000 | Bare Steel | 1969-05-09 | Galvanized Steel
330082 | 1 | [5 empty] | Closed in Ground | Gas (Historical Use) | 5000 | Bare Steel | 1969-05-09 | Galvanized Steel
330082 | 2 | [5 empty] | Closed in Ground | Gas (Historical Use) | 5000 | Bare Steel | 1969-05-09 | Galvanized Steel
330082 | 3 | [5 empty] | Closed in Ground | Gas (Historical Use) | 5000 | Bare Steel | 1969-05-09 | Galvanized Steel
330082 | 4 | [5 empty] | Closed in Ground | Gas (Historical Use) | 5000 | Bare Steel | 1969-05-09 | Galvanized Steel
330083 | 1 | [5 empty] | Removed from Ground | Empty | 6000 | Bare Steel | 1964-05-10 | Galvanized Steel
330083 | 2 | [5 empty] | Removed from Ground | Empty | 6000 | Bare Steel | 1964-05-10 | Galvanized Steel
330083 | 3 | [5 empty] | Removed from Ground | Empty | 10000 | Fiberglass | 1984-05-05 | Galvanized Steel
330083 | 4 | [5 empty] | Removed from Ground | Diesel | 550 | Bare Steel | 1964-05-10 | Bare Steel
330084 | 023-01 | [5 empty] | Removed from Ground | Gas (Historical Use) | 2000 | Bare Steel | 1961-05-07 | Galvanized Steel
330084 | 023-02 | [5 empty] | Removed from Ground | Gas (Historical Use) | 1000 | Bare Steel | 1974-05-04 | Galvanized Steel
330084 | 023-04 | [5 empty] | Removed from Ground | Other | 1000 | Bare Steel | 1983-05-02 | Galvanized Steel
330084 | 023-05 | [5 empty] | Removed from Ground | Other | 1000 | Bare Steel | 1983-05-02 | Galvanized Steel
330084 | 023-06 | [5 empty] | Removed from Ground | Other | 1500 | Bare Steel | 1983-05-02 | Galvanized Steel
330084 | 023-07 | [5 empty] | Removed from Ground | Other | 1500 | Bare Steel | 1983-05-02 | Galvanized Steel
330084 | 023-08 | [5 empty] | Removed from Ground | Other | 1500 | Bare Steel | 1983-05-02 | Galvanized Steel
330084 | 023-09 | [5 empty] | Removed from Ground | Diesel | 10000 | Bare Steel | 1983-05-02 | Galvanized Steel
330084 | 023-10 | [5 empty] | Removed from Ground | Diesel | 10000 | Bare Steel | 1983-05-02 | Galvanized Steel
330084 | 023-11 | [5 empty] | Removed from Ground | Diesel | 8000 | Bare Steel | 1983-05-02 | Galvanized Steel
330084 | 023-12 |  |  | yes |  | yes | Closed in Ground | Used Oil | 1500 | Bare Steel | 1983-05-02 | Galvanized Steel
330085 | 1 | [5 empty] | Removed from Ground | Gas (Historical Use) | 10000 | Fiberglass | 1980-05-02 | Galvanized Steel
330085 | 2 | [5 empty] | Removed from Ground | Gas (Historical Use) | 10000 | Fiberglass | 1980-05-02 | Galvanized Steel
330085 | 3 |  |  | yes |  | yes | Removed from Ground | Used Oil | 550 | Bare Steel | 1980-05-02 | Galvanized Steel
330085 | 330086 | [5 empty] | Currently in Use | Gas (Historical Use) | 0 | Bare Steel | 1986-05-01 | Galvanized Steel
330086 | 1 | Ball Float | 1980-04-10 |  | 1980-04-10 |  | Temporarily out of use | Diesel | 12000 | Fiberglass Double Walled | 1980-04-01 | Double-Walled Fiberglass | Pressurized
330086 | 2 | [5 empty] | Removed from Ground | Diesel | 30000 | Bare Steel | 1980-04-01 | Galvanized Steel
330086 | 3 | Ball Float | 2007-05-01 | yes | 2007-05-01 | yes | Currently in Use | Used Oil | 500 | Galvanic (STIP-3) | 1980-04-01 | Fiberglass Reinforced Plastic | Gravity Fed
330087 | 1 | [5 empty] | Permanently Out of Use - historical purposes | Gas (Historical Use) | 10000 | Bare Steel | 1972-05-02 | Galvanized Steel
330087 | 2 | [5 empty] | Permanently Out of Use - historical purposes | Gas (Historical Use) | 10000 | Bare Steel | 1972-05-02 | Galvanized Steel
330087 | 3 | [5 empty] | Permanently Out of Use - historical purposes | Gas (Historical Use) | 10000 | Bare Steel | 1972-05-02 | Galvanized Steel
330087 | 4 | Overfill Alarm | 1989-01-01 |  | 1989-01-01 |  | Currently in Use | Gas (Historical Use) | 10000 | Galvanic (STIP-3) | 1989-10-01 | Fiberglass Reinforced Plastic | Pressurized
330087 | 5 | Overfill Alarm | 1989-01-01 |  | 1989-01-01 |  | Currently in Use | Gas (Historical Use) | 10000 | Galvanic (STIP-3) | 1989-10-01 | Fiberglass Reinforced Plastic | Pressurized
330087 | 6 | Overfill Alarm | 1989-01-01 |  | 1989-01-01 |  | Currently in Use | Gas (Historical Use) | 10000 | Galvanic (STIP-3) | 1989-10-01 | Fiberglass Reinforced Plastic | Pressurized
330087 | 7 | Overfill Alarm | 1989-01-01 |  | 1989-01-01 |  | Currently in Use | Diesel | 10000 | Galvanic (STIP-3) | 1989-10-01 | Fiberglass Reinforced Plastic | Pressurized
330088 | 1 |  | 1993-12-14 | no | 1993-12-14 | no | Removed from Ground | Gas (Historical Use) | 10000 | Composite | 1985-04-29 | Galvanized Steel
330088 | 10 | Flapper Valve |  | no |  | no | Currently in Use | Premium | 5000 |  | 2016-09-20 | Double-Walled Fiberglass | Pressurized
330088 | 11 | Overfill Alarm | 2016-09-20 | no |  | no | Currently in Use | Gas (Historical Use) | 5000 | Composite Double Walled | 2016-09-20 | Double-Walled Fiberglass | Pressurized
330088 | 12 | Overfill Alarm |  | no |  | no | Currently in Use | Diesel | 5000 | Composite Double Walled | 2016-09-20 | Double-Walled Fiberglass | Pressurized
330088 | 2 |  | 1993-12-14 | no | 1993-12-14 | no | Removed from Ground | Gas (Historical Use) | 10000 | Composite | 1985-04-29 | Galvanized Steel
330088 | 3 |  | 1993-12-14 | no | 1993-12-14 | no | Removed from Ground | Gas (Historical Use) | 10000 | Composite | 1985-04-29 | Galvanized Steel
330088 | 4 |  | 1993-12-14 | no | 1993-12-14 | no | Removed from Ground | Diesel | 10000 | Composite | 1985-04-29 | Galvanized Steel
330088 | 5 |  | 1998-04-01 | no | 1998-04-01 | yes | Removed from Ground | Gas (Historical Use) | 12000 |  | 1998-04-01 | Fiberglass Reinforced Plastic | Pressurized
330088 | 6 |  | 1998-04-01 | no | 1998-04-01 | yes | Removed from Ground | Gas (Historical Use) | 12000 |  | 1998-04-01 | Fiberglass Reinforced Plastic | Pressurized
330088 | 7 |  | 1998-04-01 | no | 1998-04-01 | yes | Removed from Ground | Gas (Historical Use) | 12000 |  | 1998-04-01 | Fiberglass Reinforced Plastic | Pressurized
330088 | 8 |  | 1998-04-01 | no | 1998-04-01 | yes | Removed from Ground | Diesel | 12000 |  | 1998-04-01 | Fiberglass Reinforced Plastic | Pressurized
330088 | 9 | Overfill Alarm | 2016-09-20 | no | 2016-09-20 | no | Currently in Use | Regular | 15000 | Composite Double Walled | 2016-09-20 | Double-Walled Fiberglass | Pressurized
330089 | 1 |  | 1998-04-15 |  | 1998-04-15 |  | Removed from Ground | Gas (Historical Use) | 8000 | Steel-Impressed Current | 1978-04-04 | Cathodically Protected | Suction (American)
330089 | 2 |  | 1998-04-15 |  | 1998-04-15 |  | Removed from Ground | Diesel | 8000 | Steel-Impressed Current | 1978-04-04 | Cathodically Protected | Suction (American)
330090 | 1 | [5 empty] | Removed from Ground | Other | 1000 | Bare Steel | 1973-04-10 | Galvanized Steel
330090 | 2 |  |  | yes |  | yes | Removed from Ground | Used Oil | 2000 | Bare Steel | 1973-04-10 | Galvanized Steel
330092 | 1 | [5 empty] | Removed from Ground | Diesel | 10000 | Bare Steel | 1984-03-31 | Galvanized Steel | Suction (American)
330092 | 2 | [5 empty] | Removed from Ground | Other | 2000 | Bare Steel | 1984-03-31 | Galvanized Steel | Suction (American)
330092 | 3 | Flapper Valve | 1998-09-21 |  | 1998-09-21 |  | Currently in Use | Diesel | 20000 | Fiberglass | 1998-09-02 | Fiberglass Reinforced Plastic | Safe Suction (Euro)
330093 | 1 | [5 empty] | Removed from Ground | Gas (Historical Use) | 6000 | Bare Steel | 1969-05-10 | Galvanized Steel
330093 | 2 | [5 empty] | Removed from Ground | Gas (Historical Use) | 6000 | Bare Steel | 1969-05-10 | Galvanized Steel
330093 | 3 | [5 empty] | Removed from Ground | Gas (Historical Use) | 4000 | Bare Steel | 1969-05-10 | Galvanized Steel
330093 | 4 |  |  | yes |  | yes | Removed from Ground | Used Oil | 500 | Bare Steel | 1969-05-10 | Galvanized Steel
330093 | 5 | [5 empty] | Removed from Ground | Kerosene | 500 | Bare Steel | 1969-05-10 | Galvanized Steel
330094 | 1 | [5 empty] | Removed from Ground | Gas (Historical Use) | 12000 | Fiberglass | 1985-11-06 | Fiberglass Reinforced Plastic | Pressurized
330094 | 2 | [5 empty] | Removed from Ground | Gas (Historical Use) | 10000 | Fiberglass | 1985-11-06 | Fiberglass Reinforced Plastic | Pressurized
330094 | 3 | [5 empty] | Removed from Ground | Diesel | 10000 | Fiberglass | 1985-11-06 | Fiberglass Reinforced Plastic | Pressurized
330094 | 4 | [5 empty] | Removed from Ground | Gas (Historical Use) | 8000 | Fiberglass | 1985-11-06 | Fiberglass Reinforced Plastic | Pressurized
330094 | 5 |  |  | yes |  | yes | Removed from Ground | Used Oil | 1000 | Fiberglass | 1985-11-06 | Fiberglass Reinforced Plastic | Gravity Fed
330095 | 1 | Ball Float | 1997-03-01 | no | 1997-03-01 | no | Currently in Use | Regular | 12000 | Fiberglass | 1986-02-01 | Double-Walled Fiberglass | Pressurized
330095 | 2 | Ball Float | 1997-03-01 | no | 1997-03-01 | no | Currently in Use | Plus | 10000 | Fiberglass | 1986-02-01 | Double-Walled Fiberglass | Pressurized
330095 | 3 |  | 1997-03-01 | no | 1997-03-01 | no | Currently in Use | Premium | 8000 | Fiberglass | 1986-02-01 | Double-Walled Fiberglass | Pressurized
330095 | 4 | Ball Float | 1997-03-01 | no | 1997-03-01 | no | Currently in Use | Diesel | 10000 | Fiberglass | 1986-02-01 | Double-Walled Fiberglass | Pressurized
330095 | 5 |  |  | yes |  | yes | Removed from Ground | Used Oil | 1000 | Fiberglass | 1986-02-01 | Galvanized Steel | Gravity Fed
330095 | 6 | Ball Float | 1997-03-01 | no | 1997-03-01 | no | Currently in Use | Kerosene | 1000 | Fiberglass | 1987-03-01 | Fiberglass Reinforced Plastic | Pressurized
330096 | 1 | Ball Float | 1997-10-01 |  | 1997-10-01 |  | Removed from Ground | Diesel | 6000 | Fiberglass | 1980-05-07 | Fiberglass Reinforced Plastic | Pressurized
330096 | 2 | Ball Float | 1997-10-01 |  | 1997-10-01 |  | Removed from Ground | Gas (Historical Use) | 8000 | Fiberglass | 1980-05-07 | Fiberglass Reinforced Plastic | Pressurized
330096 | 3 | Ball Float | 1997-10-01 |  | 1997-10-01 |  | Removed from Ground | Gas (Historical Use) | 8000 | Fiberglass | 1980-05-07 | Fiberglass Reinforced Plastic | Pressurized
330096 | 4 | Ball Float | 1997-10-01 |  | 1997-10-01 |  | Removed from Ground | Gas (Historical Use) | 10000 | Fiberglass | 1980-05-07 | Fiberglass Reinforced Plastic | Pressurized
330096 | 5 |  |  | yes |  | yes | Removed from Ground | Used Oil | 1000 | Fiberglass | 1980-05-07 | Fiberglass Reinforced Plastic | Pressurized
330098 | 1 | [5 empty] | Removed from Ground | Gas (Historical Use) | 10000 | Fiberglass | 1985-05-06 | Fiberglass Reinforced Plastic | Pressurized
330098 | 2 | [5 empty] | Removed from Ground | Gas (Historical Use) | 10000 | Fiberglass | 1985-05-06 | Fiberglass Reinforced Plastic | Pressurized
330098 | 3 | [5 empty] | Removed from Ground | Gas (Historical Use) | 10000 | Fiberglass | 1985-05-06 | Fiberglass Reinforced Plastic | Pressurized
330098 | 4 | [5 empty] | Removed from Ground | Diesel | 10000 | Fiberglass | 1985-05-06 | Fiberglass Reinforced Plastic | Pressurized
330098 | 5 |  |  | yes |  | yes | Removed from Ground | Used Oil | 1000 | Fiberglass | 1985-05-06 | Fiberglass Reinforced Plastic | Gravity Fed
330099 | 1 | [5 empty] | Removed from Ground | Diesel | 5000 | Bare Steel | 1980-05-02 | Galvanized Steel | Pressurized
330099 | 2 | [5 empty] | Removed from Ground | Gas (Historical Use) | 10000 | Bare Steel | 1980-05-02 | Galvanized Steel | Pressurized
330099 | 3 | [5 empty] | Removed from Ground | Gas (Historical Use) | 10000 | Bare Steel | 1980-05-02 | Galvanized Steel | Pressurized
330099 | 4 | [5 empty] | Removed from Ground | Gas (Historical Use) | 10000 | Bare Steel | 1980-05-02 | Galvanized Steel | Pressurized
330100 | 1 |  | 1990-06-01 |  | 1990-06-01 |  | Removed from Ground | Gas (Historical Use) | 4000 | Bare Steel | 1962-05-07 | Galvanized Steel | Suction (American)
330100 | 2 |  | 1990-06-01 |  | 1990-06-01 |  | Removed from Ground | Gas (Historical Use) | 4000 | Bare Steel | 1990-06-01 | Galvanized Steel | Suction (American)
330100 | 3 | [5 empty] | Closed in Ground | Empty | 3000 | Bare Steel | 1962-05-07 | Galvanized Steel
330100 | 4 |  |  | yes |  | yes | Removed from Ground | Used Oil | 500 | Bare Steel | 1962-05-07 | Galvanized Steel
330100 | 5 |  | 1990-06-01 |  | 1990-06-01 |  | Removed from Ground | Gas (Historical Use) | 8000 | Fiberglass | 1982-05-02 | Galvanized Steel | Suction (American)
330101 | 1 |  | 1990-12-06 |  | 1990-12-06 |  | Removed from Ground | Diesel | 12000 | Steel-Impressed Current | 1981-04-24 | Fiberglass Reinforced Plastic
330101 | 2 | [5 empty] | Removed from Ground | Gas (Historical Use) | 500 | Bare Steel | 1971-04-27 | Galvanized Steel
330103 | 1 |  | 1988-12-13 |  | 1988-12-13 |  | Removed from Ground | Diesel | 20000 | Double Walled | 1988-12-13 | Fiberglass Reinforced Plastic | Pressurized
330103 | 10 | [5 empty] | Removed from Ground | Other | 10000 | Bare Steel | 1974-01-01 | Bare Steel
330103 | 11 | [5 empty] | Removed from Ground | Other | 10000 | Bare Steel | 1974-01-01 | Bare Steel
330103 | 12 | [5 empty] | Removed from Ground | Other | 10000 | Bare Steel | 1974-01-01 | Bare Steel
330103 | 2 | [5 empty] | Removed from Ground | Other | 6000 | Bare Steel | 1971-01-01 | Bare Steel
330103 | 3 | [5 empty] | Removed from Ground | Other | 6000 | Bare Steel | 1971-01-01 | Bare Steel
330103 | 4 | [5 empty] | Removed from Ground | Other | 6000 | Bare Steel | 1971-01-01 | Bare Steel
330103 | 5 | [5 empty] | Removed from Ground | Other | 6000 | Bare Steel | 1971-01-01 | Bare Steel | Safe Suction (Euro)
330103 | 6 |  |  | yes |  | yes | Removed from Ground | Used Oil | 6000 | Bare Steel | 1971-01-01 | Bare Steel | Safe Suction (Euro)
330103 | 7 | [5 empty] | Removed from Ground | Other | 10000 | Bare Steel | 1974-01-01 | Bare Steel
330103 | 8 | [5 empty] | Removed from Ground | Other | 10000 | Bare Steel | 1974-01-01 | Bare Steel
330103 | 9 | [5 empty] | Removed from Ground | Other | 10000 | Bare Steel | 1974-01-01 | Bare Steel
330104 | 1 | [5 empty] | Removed from Ground | Other | 2000 | Bare Steel | 1968-04-27 | Galvanized Steel | Suction (American)
330104 | 2 | [5 empty] | Removed from Ground | Diesel | 6100 | Bare Steel | 1968-04-27 | Unknown
330104 | 3 | [5 empty] | Removed from Ground | Gas (Historical Use) | 6100 | Bare Steel | 1968-04-27 | Unknown
330104 | 4 | [5 empty] | Removed from Ground | Other | 2000 | Bare Steel | 1968-04-27 | Galvanized Steel | Suction (American)
330104 | 5 |  |  | yes |  | yes | Removed from Ground | Used Oil | 2000 | Bare Steel | 1968-04-27 | Galvanized Steel | Suction (American)
330104 | DUP13 | [5 empty] | Removed from Ground | Diesel | 20000 | Bare Steel | 1978-04-25 | Unknown
330105 | 1 | Flapper Valve | 1998-11-01 |  | 1998-11-01 |  | Currently in Use | Diesel | 4000 | Steel-Impressed Current | 1983-05-01 | Steel (Impressed Current) | Safe Suction (Euro)
330105 | 2 | Flapper Valve | 1998-11-01 |  | 1998-11-01 |  | Currently in Use | Gas (Historical Use) | 4000 | Steel-Impressed Current | 1983-05-01 | Steel (Impressed Current) | Safe Suction (Euro)
330105 | 3 |  | 1998-11-01 |  | 1998-11-01 |  | Removed from Ground | Gas (Historical Use) | 1000 | Bare Steel | 1999-05-04 | Fiberglass Reinforced Plastic | Suction (American)
330105 | 4 | Flapper Valve | 1999-05-14 |  | 1999-05-14 |  | Currently in Use | Gas (Historical Use) | 4000 | Epoxy | 1999-05-04 | Fiberglass Reinforced Plastic | Safe Suction (Euro)
330106 | 1 | [5 empty] | Closed in Ground | Gas (Historical Use) | 5000 | Bare Steel | 1985-04-30 | Galvanized Steel | Pressurized
330107 | 1 | Overfill Alarm | 1998-09-01 |  | 1998-09-01 |  | Removed from Ground | Diesel | 6000 | Steel-Impressed Current | 1978-05-02 | Steel (Impressed Current) | Pressurized
330107 | 2 | Overfill Alarm | 1998-09-01 |  | 1998-09-01 |  | Removed from Ground | Diesel | 6000 | Steel-Impressed Current | 1978-05-02 | Steel (Impressed Current) | Pressurized
330107 | 3 | Overfill Alarm | 1998-09-01 |  | 1998-09-01 |  | Removed from Ground | Gas (Historical Use) | 10000 | Steel-Impressed Current | 1978-05-02 | Steel (Impressed Current) | Pressurized
330107 | 4 | Overfill Alarm | 1998-09-01 |  | 1998-09-01 |  | Removed from Ground | Diesel | 6000 | Steel-Impressed Current | 1978-05-02 | Steel (Impressed Current) | Pressurized
330107 | 5 | Overfill Alarm | 1998-09-01 |  | 1998-09-01 |  | Removed from Ground | Diesel | 6000 | Steel-Impressed Current | 1978-05-02 | Steel (Impressed Current) | Pressurized
330107 | 6 | Overfill Alarm | 1998-09-01 |  | 1998-09-01 |  | Removed from Ground | Kerosene | 10000 | Steel-Impressed Current | 1984-04-30 | Steel (Impressed Current) | Pressurized
330108 | 1 | [5 empty] | Removed from Ground | Diesel | 10000 | Bare Steel | 1976-05-02 | Bare Steel | Safe Suction (Euro)
330109 | 1 | [5 empty] | Removed from Ground | Gas (Historical Use) | 2000 | Bare Steel | 1986-06-01 | Galvanized Steel
330109 | 2 | [5 empty] | Removed from Ground | Empty | 2000 | Bare Steel | 1984-04-30 | Galvanized Steel
330110 | 1 | [5 empty] | Removed from Ground | Empty | 10000 | Bare Steel | 1946-05-10 | Galvanized Steel
330110 | 2 | [5 empty] | Removed from Ground | Empty | 10000 | Bare Steel | 1946-05-10 | Galvanized Steel
330110 | 3 | [5 empty] | Removed from Ground | Empty | 10000 | Bare Steel | 1946-05-10 | Galvanized Steel
330111 | 1 |  |  | yes |  | yes | Removed from Ground | Used Oil | 1500 | Bare Steel | 1973-05-03 | Galvanized Steel | Pressurized
330111 | 2 | [5 empty] | Removed from Ground | Other | 500 | Bare Steel | 1973-05-03 | Galvanized Steel | Pressurized
330111 | 3 |  |  | yes |  | yes | Removed from Ground | Used Oil | 1500 | Bare Steel | 1973-05-03 | Galvanized Steel | Pressurized
330112 | 1 | [5 empty] | Removed from Ground | Diesel | 10000 | Fiberglass | 1979-04-10 | Galvanized Steel
330114 | REG#1 | [5 empty] | Removed from Ground | Gas (Historical Use) | 10000 | Bare Steel | 1981-05-02 | Galvanized Steel
330114 | SUL#3 | [5 empty] | Removed from Ground | Gas (Historical Use) | 8000 | Bare Steel | 1981-05-02 | Galvanized Steel
330114 | UNL#2 | [5 empty] | Removed from Ground | Gas (Historical Use) | 8000 | Bare Steel | 1981-05-02 | Galvanized Steel
330115 | 1-REG | [5 empty] | Removed from Ground | Gas (Historical Use) | 10000 | Bare Steel | 1977-05-03 | Galvanized Steel
330115 | 2-UNL | [5 empty] | Removed from Ground | Gas (Historical Use) | 8000 | Bare Steel | 1977-05-03 | Galvanized Steel
330115 | 3-SUL | [5 empty] | Removed from Ground | Gas (Historical Use) | 8000 | Bare Steel | 1977-05-03 | Galvanized Steel
330116 | DIESEL |  | 1997-12-01 |  | 1997-12-01 |  | Currently in Use | Diesel | 8000 | Composite | 1985-10-03 | Double-Walled Flex | Pressurized
330116 | REG |  | 1997-12-01 |  | 1997-12-01 |  | Currently in Use | Gas (Historical Use) | 10000 | Composite | 1985-10-03 | Double-Walled Flex | Pressurized
330116 | SUL |  | 1997-12-01 |  | 1997-12-01 |  | Currently in Use | Gas (Historical Use) | 8000 | Composite | 1985-10-03 | Double-Walled Flex | Pressurized
330117 | REG#1 | [5 empty] | Removed from Ground | Gas (Historical Use) | 8000 | Bare Steel | 1971-05-05 | Galvanized Steel
330117 | REG4 | [5 empty] | Removed from Ground | Gas (Historical Use) | 8000 | Cathodically Protected Steel | 1987-01-01 | Fiberglass Reinforced Plastic
330117 | SUL#3 | [5 empty] | Removed from Ground | Gas (Historical Use) | 4000 | Bare Steel | 1966-05-06 | Galvanized Steel
330117 | SUL5 | [5 empty] | Removed from Ground | Gas (Historical Use) | 8000 | Cathodically Protected Steel | 1987-01-01 | Fiberglass Reinforced Plastic
330117 | UNL#2 | [5 empty] | Removed from Ground | Gas (Historical Use) | 6000 | Bare Steel | 1966-05-06 | Galvanized Steel
330117 | UNL6 | [5 empty] | Removed from Ground | Gas (Historical Use) | 6000 | Cathodically Protected Steel | 1987-01-01 | Fiberglass Reinforced Plastic
330118 | 1-REG | Ball Float | 1996-06-01 |  | 1996-06-01 |  | Currently in Use | Gas (Historical Use) | 10000 | Steel-Impressed Current | 1981-05-02 | Double-Walled Flex | Pressurized
330118 | 2-UNL | Ball Float | 1996-06-01 |  | 1996-06-01 |  | Temporarily out of use | Gas (Historical Use) | 8000 | Steel-Impressed Current | 1981-05-02 | Double-Walled Flex | Pressurized
330118 | 3-SUL | Ball Float | 1996-06-01 |  | 1996-06-01 |  | Temporarily out of use | Diesel | 8000 | Steel-Impressed Current | 1981-05-02 | Double-Walled Flex | Pressurized
330120 | 1-REG | Ball Float | 1996-05-01 |  | 1996-05-01 |  | Currently in Use | Gas (Historical Use) | 10000 | Steel-Impressed Current | 1983-05-02 | Double-Walled Flex | Pressurized
330120 | 2-UNL | Ball Float | 1996-05-01 |  | 1996-05-01 |  | Currently in Use | Gas (Historical Use) | 8000 | Steel-Impressed Current | 1983-05-02 | Double-Walled Flex | Pressurized
330120 | 3-SUL | Ball Float | 1996-05-01 |  | 1996-05-01 |  | Currently in Use | Gas (Historical Use) | 8000 | Steel-Impressed Current | 1983-05-02 | Double-Walled Flex | Pressurized
330121 | 1 | [5 empty] | Removed from Ground | Other | 2000 | Bare Steel | 1993-12-16 | Galvanized Steel | Gravity Fed
330121 | 2 | [5 empty] | Removed from Ground | Other | 2000 | Bare Steel | 1993-12-16 | Galvanized Steel | Gravity Fed
330121 | 3 |  |  | yes |  | yes | Removed from Ground | Used Oil | 2000 | Bare Steel | 1993-12-16 | Galvanized Steel | Gravity Fed
330121 | 4 | [5 empty] | Removed from Ground | Other | 1000 | Bare Steel | 1993-12-16 | Galvanized Steel | Gravity Fed
330121 | 5 |  |  | yes |  | yes | Removed from Ground | Used Oil | 500 | Bare Steel | 1993-12-16 | Galvanized Steel | Gravity Fed
330121 | 6 |  |  | yes |  | yes | Removed from Ground | Used Oil | 500 | Bare Steel | 1993-12-16 | Galvanized Steel | Gravity Fed
330121 | 7 | [5 empty] | Removed from Ground | Gas (Historical Use) | 10000 | Bare Steel | 1993-12-16 | Galvanized Steel | Gravity Fed
330121 | 9 | [5 empty] | Removed from Ground | Gas (Historical Use) | 2000 | Bare Steel | 1958-04-15 | Galvanized Steel
330122 | 1 |  |  | yes |  | yes | Closed in Ground | Used Oil | 1000 | Bare Steel | 1957-05-06 | Galvanized Steel
330122 | 10 | [5 empty] | Removed from Ground | Other | 550 | Bare Steel | 1979-05-01 | Galvanized Steel
330122 | 11 | [5 empty] | Removed from Ground | Other | 550 | Bare Steel | 1979-05-01 | Galvanized Steel
330122 | 12 | [5 empty] | Removed from Ground | Other | 550 | Bare Steel | 1979-05-01 | Galvanized Steel
330122 | 13 | [5 empty] | Removed from Ground | Other | 550 | Bare Steel | 1979-05-01 | Galvanized Steel
330122 | 14 |  |  | yes | 1989-01-01 | yes | Removed from Ground | Used Oil | 1000 | Fiberglass | 1989-01-01 | Fiberglass Reinforced Plastic | Gravity Fed
330122 | 15 |  | 1989-06-01 |  | 1989-06-01 |  | Removed from Ground | Other | 500 | Fiberglass | 1989-06-01 | Fiberglass Reinforced Plastic | Suction (American)
330122 | 16 |  | 1989-06-01 |  | 1989-06-01 |  | Removed from Ground | Other | 500 | Fiberglass | 1989-06-01 | Fiberglass Reinforced Plastic | Suction (American)
330122 | 17 |  | 1989-06-01 |  | 1989-06-01 |  | Removed from Ground | Other | 500 | Fiberglass | 1989-06-01 | Fiberglass Reinforced Plastic | Suction (American)
330122 | 18 |  | 1989-06-01 |  | 1989-06-01 |  | Removed from Ground | Other | 500 | Fiberglass | 1989-06-01 | Fiberglass Reinforced Plastic | Suction (American)
330122 | 19 |  |  | yes | 1989-06-01 | yes | Removed from Ground | Used Oil | 500 | Fiberglass | 1989-06-01 | Fiberglass Reinforced Plastic | Gravity Fed
330122 | 1G |  | 1994-06-24 |  | 1994-06-24 |  | Removed from Ground | Diesel | 10000 | Composite | 1994-06-24 | Secondary Containment | Safe Suction (Euro)
330122 | 2 | [5 empty] | Removed from Ground | Gas (Historical Use) | 8000 | Bare Steel | 1976-05-01 | Galvanized Steel
330122 | 20 |  | 1990-01-01 | yes | 1987-08-01 | yes | Closed in Ground | Used Oil | 1000 | Galvanic (STIP-3) | 2017-04-10 | Fiberglass Reinforced Plastic
330122 | 21 |  | 1990-05-01 | no | 1990-05-01 | no | Removed from Ground | Gas (Historical Use) | 10000 | Steel-Impressed Current | 1979-05-01 |  | Pressurized
330122 | 22 |  | 1992-06-01 | no | 1992-06-01 | no | Removed from Ground |  | 10000 | Steel-Impressed Current | 2017-04-10 |  | Suction (American)
330122 | 23 |  | 1992-06-01 | no | 1992-06-01 | no | Removed from Ground | Diesel | 10000 | Steel-Impressed Current | 2017-04-10 |  | Suction (American)
330122 | 24 |  | 2007-02-01 | no | 2007-02-01 | no | Removed from Ground | Diesel | 10000 | Steel-Impressed Current | 2017-07-10 | Steel (Impressed Current) | Pressurized
330122 | 25A |  | 2016-09-15 | no | 2016-09-15 | no | Currently in Use | Gas (Historical Use) | 10000 | Fiberglass Double Walled | 2016-09-15 | Double-Walled Fiberglass | Pressurized
330122 | 25B |  | 2016-09-15 | no | 2016-09-15 | no | Currently in Use | Gas (Historical Use) | 10000 | Fiberglass Double Walled | 2016-09-15 | Double-Walled Fiberglass | Pressurized
330122 | 26 |  | 2016-09-15 | no | 2016-09-15 | no | Currently in Use | Diesel | 20000 | Fiberglass Double Walled | 2016-09-15 | Double-Walled Fiberglass | Pressurized
330122 | 27 |  | 2016-09-15 | no | 2016-09-15 | no | Currently in Use | Other | 4000 | Fiberglass Double Walled | 2016-09-15 | Double-Walled Fiberglass | Pressurized
330122 | 28 |  | 2017-04-01 | no |  | no | Currently in Use | Gas (Historical Use) | 10000 | Fiberglass Double Walled | 2017-04-01 | Double-Walled Fiberglass | Pressurized
330122 | 29 |  | 2017-04-01 | no |  | no | Currently in Use | Diesel |  | Fiberglass Double Walled | 2017-04-01 | Double-Walled Flex | Pressurized
330122 | 3A | [5 empty] | Removed from Ground | Gas (Historical Use) | 6000 | Bare Steel | 1978-05-01 | Galvanized Steel
330122 | 3B | [5 empty] | Removed from Ground | Gas (Historical Use) | 6000 | Bare Steel | 1978-05-01 | Galvanized Steel
330122 | 4 |  | 1990-05-01 | no | 1990-05-01 | no | Removed from Ground | Diesel | 6000 | Steel-Impressed Current | 1979-05-01 |  | Pressurized
330122 | 5 |  | 1990-05-01 | no | 1990-05-01 | no | Removed from Ground | Diesel | 6000 | Steel-Impressed Current | 1979-05-01 |  | Pressurized
330122 | 6 |  | 1990-05-01 | no | 1990-05-01 | no | Removed from Ground | Gas (Historical Use) | 10000 | Steel-Impressed Current | 1979-05-01 |  | Pressurized
330122 | 7 |  |  | yes |  | yes | Removed from Ground | Used Oil | 1000 | Bare Steel | 1979-05-01 | Galvanized Steel
330122 | 8 | [5 empty] | Removed from Ground | Other | 550 | Bare Steel | 1979-05-01 | Galvanized Steel
330122 | 9 | [5 empty] | Removed from Ground | Other | 550 | Bare Steel | 1979-05-01 | Galvanized Steel
330123 | 1 | [5 empty] | Removed from Ground | Gas (Historical Use) | 6000 | Bare Steel | 1961-04-01 | Fiberglass Reinforced Plastic | Pressurized
330123 | 2 | [5 empty] | Removed from Ground | Gas (Historical Use) | 6000 | Bare Steel | 1961-04-01 | Fiberglass Reinforced Plastic | Pressurized
330123 | 3 | [5 empty] | Removed from Ground | Gas (Historical Use) | 1000 | Bare Steel | 1961-05-01 | Fiberglass Reinforced Plastic | Pressurized
330123 | 4 |  | 1995-02-01 |  | 1995-02-01 |  | Removed from Ground | Gas (Historical Use) | 10000 | Fiberglass | 1995-02-10 | Fiberglass Reinforced Plastic | Pressurized
330123 | 5 |  | 1995-02-10 |  | 1995-02-10 |  | Removed from Ground | Gas (Historical Use) | 10000 | Fiberglass | 1995-02-10 | Fiberglass Reinforced Plastic | Pressurized
330123 | 6 |  | 1995-02-10 |  | 1995-02-10 |  | Removed from Ground | Gas (Historical Use) | 10000 | Fiberglass | 1995-02-10 | Fiberglass Reinforced Plastic | Pressurized
330124 | 1 | [5 empty] | Removed from Ground | Diesel | 12000 | Bare Steel | 1979-05-01 | Galvanized Steel
330125 | 1 | [5 empty] | Removed from Ground | Gas (Historical Use) | 6000 | Bare Steel | 1976-04-25 | Galvanized Steel
330125 | 2 | [5 empty] | Removed from Ground | Gas (Historical Use) | 5000 | Bare Steel | 1976-04-25 | Galvanized Steel
330125 | 3 | [5 empty] | Removed from Ground | Gas (Historical Use) | 5000 | Bare Steel | 1976-04-25 | Galvanized Steel
330125 | 4 | [5 empty] | Removed from Ground | Gas (Historical Use) | 4000 | Bare Steel | 1982-04-24 | Galvanized Steel
330125 | 5 | [5 empty] | Removed from Ground | Gas (Historical Use) | 2000 | Not Marked/Unknown | 2005-11-07 | Not Marked
330125 | 6 | [5 empty] | Removed from Ground | Gas (Historical Use) | 2000 | Not Marked/Unknown | 2005-10-07 | Not Marked
330125 | 7 | [5 empty] | Removed from Ground | Gas (Historical Use) | 2000 | Not Marked/Unknown | 2005-11-07 | Not Marked
330126 | 1 |  | 1999-01-05 |  | 1999-01-05 |  | Removed from Ground | Gas (Historical Use) | 12000 | Steel-Impressed Current | 1983-05-02 | Fiberglass Reinforced Plastic | Pressurized
330126 | 2 |  | 1999-01-05 |  | 1999-01-05 |  | Removed from Ground | Gas (Historical Use) | 12000 | Steel-Impressed Current | 1983-05-02 | Fiberglass Reinforced Plastic | Pressurized
330126 | 3 |  | 1999-01-05 |  | 1999-01-05 |  | Removed from Ground | Gas (Historical Use) | 10000 | Steel-Impressed Current | 1983-05-02 | Fiberglass Reinforced Plastic | Pressurized
330127 | 1 | Ball Float | 1997-09-01 |  | 1997-09-01 |  | Removed from Ground | Gas (Historical Use) | 10000 | Galvanic (STIP-3) | 1985-05-01 | Galvanized Steel | Pressurized
330127 | 2 | Ball Float | 1997-09-01 |  | 1997-09-01 |  | Removed from Ground | Gas (Historical Use) | 10000 | Galvanic (STIP-3) | 1985-05-01 | Galvanized Steel | Pressurized
330127 | 3 | Ball Float | 1997-09-01 |  | 1997-09-01 |  | Removed from Ground | Gas (Historical Use) | 10000 | Galvanic (STIP-3) | 1985-05-01 | Galvanized Steel | Pressurized
330128 | 1 |  | 1997-09-03 |  | 1997-09-03 |  | Closed in Ground | Gas (Historical Use) | 6000 | Steel-Impressed Current | 1971-05-05 | Cathodically Protected | Pressurized
330128 | 2 |  | 1997-09-03 |  | 1997-09-03 |  | Closed in Ground | Gas (Historical Use) | 8000 | Steel-Impressed Current | 1976-01-01 | Cathodically Protected | Pressurized
330128 | 3 |  | 1997-09-03 |  | 1997-09-03 |  | Closed in Ground | Diesel | 6000 | Steel-Impressed Current | 1987-05-02 | Cathodically Protected | Pressurized
330128 | 3A | [5 empty] | Closed in Ground | Gas (Historical Use) | 500 | Bare Steel | 1971-05-05 | Bare Steel
330128 | 3B | [5 empty] | Closed in Ground | Gas (Historical Use) | 500 | Bare Steel | 1971-05-05 | Bare Steel
330128 | 4 |  | 1997-09-03 |  | 1997-09-03 |  | Closed in Ground | Gas (Historical Use) | 8000 | Steel-Impressed Current | 1982-01-01 | Galvanized Steel | Pressurized
330130 | 1 | [5 empty] | Removed from Ground | Gas (Historical Use) | 10000 | Bare Steel | 1976-05-03 | Unknown
330130 | 2 | [5 empty] | Removed from Ground | Gas (Historical Use) | 10000 | Bare Steel | 1976-05-03 | Unknown
330131 | 1 | [5 empty] | Closed in Ground | Gas (Historical Use) | 2000 | Marked Unknown | 1971-05-05 | Unknown
330132 | 1 | [5 empty] | Removed from Ground | Empty | 10000 | Bare Steel | 1976-05-02 | Unknown
330132 | 2 | [5 empty] | Removed from Ground | Empty | 10000 | Bare Steel | 1964-05-05 | Unknown
330132 | 3 | [5 empty] | Removed from Ground | Gas (Historical Use) | 10000 | Bare Steel | 1964-05-05 | Unknown
330132 | 4 |  |  | yes |  | yes | Removed from Ground | Used Oil | 2000 | Bare Steel | 1971-01-01 | Bare Steel
330132 | 5 | [5 empty] | Removed from Ground | Empty | 10000 | Bare Steel | 1971-01-01 | Bare Steel
330132 | 6 |  |  | yes |  | yes | Removed from Ground | Used Oil | 2000 | Bare Steel | 1971-01-01 | Bare Steel
330132 | 7 | [5 empty] | Removed from Ground | Other | 2000 | Bare Steel | 1971-01-01 | Bare Steel
330133 | 1 | [5 empty] | Closed in Ground | Gas (Historical Use) | 1 | Marked Unknown | 1960-01-01 | Unknown
330134 | 1 | Flapper Valve | 1998-03-01 |  | 1998-03-01 |  | Currently in Use | Diesel | 25000 | Galvanic (STIP-3) | 1985-04-30 | Double-Walled Fiberglass | Pressurized
330134 | 2 | Flapper Valve | 1998-03-01 |  | 1998-03-01 |  | Currently in Use | Diesel | 25000 | Galvanic (STIP-3) | 1985-04-30 | Double-Walled Fiberglass | Pressurized
330134 | 3 | Flapper Valve | 1998-03-01 |  | 1998-03-01 |  | Removed from Ground | Gas (Historical Use) | 5000 | Galvanic (STIP-3) | 1985-04-30 | Cathodically Protected | Pressurized
330134 | 4 | Flapper Valve | 1998-03-01 |  | 1998-03-01 |  | Currently in Use | New Oil | 8000 | Galvanic (STIP-3) | 1985-04-30 | Cathodically Protected | Suction (American)
330134 | 5 | Flapper Valve | 1998-03-01 | yes | 1998-03-01 | yes | Currently in Use | Used Oil | 2300 | Galvanic (STIP-3) | 1992-06-16 | Fiberglass Reinforced Plastic | Gravity Fed
330135 | 1 | [5 empty] | Removed from Ground | Kerosene | 2000 | Bare Steel | 1976-03-19 | Galvanized Steel
330135 | 2 | [5 empty] | Removed from Ground | Gas (Historical Use) | 10000 | Bare Steel | 1976-03-19 | Galvanized Steel
330135 | 3 | [5 empty] | Removed from Ground | Gas (Historical Use) | 10000 | Bare Steel | 1976-03-19 | Galvanized Steel
330135 | 4 | [5 empty] | Removed from Ground | Gas (Historical Use) | 8000 | Bare Steel | 1976-03-19 | Galvanized Steel
330135 | 5 | [5 empty] | Removed from Ground | Diesel | 3000 | Bare Steel | 1976-03-19 | Galvanized Steel
330136 | A | Flapper Valve | 1993-09-01 |  | 1993-09-01 |  | Currently in Use | Gas (Historical Use) | 12000 | Steel-Impressed Current | 1981-03-18 | Fiberglass Reinforced Plastic | Pressurized
330136 | B | Flapper Valve | 1993-09-01 |  | 1993-09-01 |  | Currently in Use | Gas (Historical Use) | 10000 | Steel-Impressed Current | 1981-03-18 | Fiberglass Reinforced Plastic | Pressurized
330136 | C | Flapper Valve | 1993-09-01 |  | 1993-09-01 |  | Currently in Use | Gas (Historical Use) | 12000 | Steel-Impressed Current | 1981-03-18 | Fiberglass Reinforced Plastic | Pressurized
330136 | D | Flapper Valve | 1993-09-01 |  | 1993-09-01 |  | Currently in Use | Diesel | 8000 | Steel-Impressed Current | 1981-03-18 | Fiberglass Reinforced Plastic | Pressurized
330136 | E | Flapper Valve | 1993-09-01 |  | 1993-09-01 |  | Currently in Use | E-85 | 4000 | Composite | 1984-01-01 | Fiberglass Reinforced Plastic | Pressurized
330137 | 1 | [5 empty] | Removed from Ground | Diesel | 1000 | Bare Steel | 1969-04-25 | Bare Steel
330138 | 1 | [5 empty] | Removed from Ground | Gas (Historical Use) | 500 | Bare Steel | 1978-03-12 | Galvanized Steel
330139 | 1 | [5 empty] | Removed from Ground | Gas (Historical Use) | 600 | Composite | 1998-12-07 | Galvanized Steel | Pressurized
330144 | 1 | [5 empty] | Removed from Ground | Gas (Historical Use) | 2000 | Bare Steel | 1966-05-10 | Galvanized Steel
330144 | 2 | [5 empty] | Removed from Ground | Gas (Historical Use) | 2000 | Bare Steel | 1966-05-10 | Galvanized Steel
330144 | 3 | [5 empty] | Removed from Ground | Gas (Historical Use) | 2000 | Bare Steel | 1966-05-10 | Galvanized Steel
330145 | 2 | [5 empty] | Removed from Ground | Other | 1000 | Cathodically Protected Steel | 1983-05-06 | Galvanized Steel | Suction (American)
330145 | 3 | [5 empty] | Removed from Ground | Other | 1000 | Cathodically Protected Steel | 1983-05-06 | Galvanized Steel | Suction (American)
330145 | 4 | [5 empty] | Removed from Ground | Gas (Historical Use) | 1000 | Cathodically Protected Steel | 1983-05-06 | Galvanized Steel | Suction (American)
330146 | 1 | [5 empty] | Removed from Ground | Other | 5000 | Cathodically Protected Steel | 1985-05-05 | Galvanized Steel
330146 | 2 | [5 empty] | Removed from Ground | Other | 3000 | Cathodically Protected Steel | 1985-05-05 | Galvanized Steel
330146 | 3 |  |  | yes |  | yes | Removed from Ground | Used Oil | 2000 | Cathodically Protected Steel | 1985-05-05 | Galvanized Steel
330147 | 1 | [5 empty] | Removed from Ground | Other | 5000 | Cathodically Protected Steel | 1985-05-05 | Galvanized Steel
330147 | 2 | [5 empty] | Removed from Ground | Other | 3000 | Cathodically Protected Steel | 1985-05-05 | Galvanized Steel
330147 | 3 |  |  | yes |  | yes | Removed from Ground | Used Oil | 2000 | Cathodically Protected Steel | 1985-05-05 | Galvanized Steel
330148 | 1 | [5 empty] | Closed in Ground | Diesel | 5000 | Cathodically Protected Steel | 1985-05-05 | Galvanized Steel
330148 | 2 | [5 empty] | Closed in Ground | Other | 1000 | Bare Steel | 1966-05-10 | Not Marked
330149 | 1 | [5 empty] | Removed from Ground | Gas (Historical Use) | 10000 | Bare Steel | 1981-05-06 | Galvanized Steel | Pressurized
330149 | 2 | [5 empty] | Removed from Ground | Gas (Historical Use) | 6000 | Bare Steel | 1976-05-07 | Galvanized Steel | Pressurized
330149 | 3 | [5 empty] | Removed from Ground | Gas (Historical Use) | 4000 | Bare Steel | 1976-05-07 | Galvanized Steel | Pressurized
330149 | 4 |  | 1997-04-01 |  | 1997-04-01 |  | Currently in Use | Gas (Historical Use) | 10000 | Galvanic (STIP-3) | 1997-04-01 | Fiberglass Reinforced Plastic | Pressurized
330149 | 5 |  | 1997-04-01 |  | 1997-04-01 |  | Currently in Use | Gas (Historical Use) | 8000 | Galvanic (STIP-3) | 1997-04-01 | Fiberglass Reinforced Plastic | Pressurized
330149 | 6 |  | 1997-04-01 | no | 1997-04-01 | no | Currently in Use | E-0 | 2000 | Galvanic (STIP-3) | 1997-04-01 | Fiberglass Reinforced Plastic | Pressurized
330149 | 7 |  | 1999-05-27 |  | 1999-05-27 |  | Currently in Use | Diesel | 10000 | Galvanic (STIP-3) | 1999-05-27 | Fiberglass Reinforced Plastic | Pressurized
330150 | 1 | [5 empty] | Removed from Ground | Gas (Historical Use) | 4000 | Bare Steel | 1968-05-09 | Galvanized Steel
330150 | 2 | [5 empty] | Removed from Ground | Gas (Historical Use) | 4000 | Bare Steel | 1968-05-09 | Galvanized Steel
330150 | 3 | [5 empty] | Removed from Ground | Gas (Historical Use) | 6000 | Cathodically Protected Steel | 1983-05-06 | Galvanized Steel | Suction (American)
330150 | 4 | [5 empty] | Removed from Ground | Gas (Historical Use) | 4000 | Cathodically Protected Steel | 1991-01-01 | Galvanized Steel | Suction (American)
330151 | 1 | Ball Float | 1997-06-01 | no | 1997-06-01 | yes | Currently in Use | Regular | 8000 | Steel-Impressed Current | 1984-05-05 | Steel (Impressed Current) | Pressurized
330151 | 2 | Ball Float | 1997-06-01 | no | 1997-06-01 | yes | Currently in Use | Diesel | 8000 | Steel-Impressed Current | 1984-05-05 | Steel (Impressed Current) | Pressurized
330151 | 3 | Ball Float | 1997-06-01 | no | 1997-06-01 | yes | Currently in Use | Premium | 6000 | Steel-Impressed Current | 1984-05-05 | Steel (Impressed Current) | Pressurized
330152 | 1 | [5 empty] | Removed from Ground | Diesel | 550 | Bare Steel | 1966-05-06 | Galvanized Steel
330152 | 2 | [5 empty] | Removed from Ground | Kerosene | 550 | Bare Steel | 1971-05-05 | Galvanized Steel
330152 | 3 | [5 empty] | Removed from Ground | Gas (Historical Use) | 2000 | Bare Steel | 1981-05-02 | Galvanized Steel
330153 | 1 | [5 empty] | Removed from Ground | Gas (Historical Use) | 0 | Bare Steel | 1986-05-02 | Galvanized Steel
330153 | 2 | [5 empty] | Removed from Ground | Diesel | 0 | Fiberglass | 1986-05-02 | Galvanized Steel
330154 | 1 | [5 empty] | Removed from Ground | Diesel | 6000 | Bare Steel | 1982-05-03 | Bare Steel | Pressurized
330154 | 2 | [5 empty] | Removed from Ground | Diesel | 6000 | Bare Steel | 1982-05-03 | Bare Steel | Pressurized
330154 | 3 | [5 empty] | Removed from Ground | Other | 6000 | Bare Steel | 1982-05-03 | Bare Steel | Suction (American)
330154 | 4 |  |  | yes |  | yes | Removed from Ground | Used Oil | 3000 | Bare Steel | 1982-05-03 | Bare Steel | Gravity Fed
330154 | 5 |  | 1997-07-20 |  | 1997-07-20 |  | Removed from Ground | Diesel | 12000 | Composite | 1997-07-20 | Secondary Containment | Pressurized
330155 | 1(NL) | Ball Float | 2005-01-01 |  | 2005-01-01 |  | Currently in Use | Gas (Historical Use) | 8000 | Steel-Impressed Current | 1985-05-02 | Steel (Impressed Current) | Pressurized
330155 | 2(PLUS) | Ball Float | 2005-01-01 |  | 2005-01-01 |  | Currently in Use | Gas (Historical Use) | 8000 | Steel-Impressed Current | 1985-05-02 | Steel (Impressed Current) | Pressurized
330155 | 3(SUPER) | Ball Float | 2005-01-01 |  | 2005-01-01 |  | Currently in Use | Diesel | 4000 | Steel-Impressed Current | 1985-05-02 | Steel (Impressed Current) | Pressurized
330155 | 4(D-2) | Ball Float | 2005-01-01 |  | 2005-01-01 |  | Currently in Use | Gas (Historical Use) | 8000 | Steel-Impressed Current | 1985-05-02 | Steel (Impressed Current) | Pressurized
330155 | 5 | Ball Float | 2005-01-01 |  | 2005-01-01 |  | Closed in Ground | Kerosene | 1000 | Steel-Impressed Current | 1985-05-02 | Steel (Impressed Current)
330156 | 1 | [5 empty] | Removed from Ground | Gas (Historical Use) | 8000 | Bare Steel | 1984-05-02 | Galvanized Steel | Pressurized
330156 | 2 | [5 empty] | Removed from Ground | Gas (Historical Use) | 8000 | Bare Steel | 1984-05-02 | Galvanized Steel | Pressurized
330156 | 3 | [5 empty] | Removed from Ground | Gas (Historical Use) | 8000 | Bare Steel | 1984-05-02 | Galvanized Steel | Pressurized
330156 | 4 | [5 empty] | Removed from Ground | Diesel | 4000 | Bare Steel | 1984-05-02 | Galvanized Steel | Pressurized
330156 | 897044 | Ball Float | 1995-11-25 |  | 1995-11-25 |  | Currently in Use | Gas (Historical Use) | 8000 | Steel-Impressed Current | 1995-11-25 | Fiberglass Reinforced Plastic | Pressurized
330156 | 897047 | Ball Float | 1995-11-25 |  | 1995-11-25 |  | Currently in Use | Diesel | 8000 | Steel-Impressed Current | 1995-11-25 | Fiberglass Reinforced Plastic | Pressurized
330156 | 897078 | Ball Float | 1995-11-25 |  | 1995-11-25 |  | Currently in Use | Gas (Historical Use) | 8000 | Steel-Impressed Current | 1995-11-25 | Fiberglass Reinforced Plastic | Pressurized
330157 | 1 | [5 empty] | Removed from Ground | Gas (Historical Use) | 5100 | Bare Steel | 1966-05-07 | Galvanized Steel
330157 | 2 | [5 empty] | Removed from Ground | Gas (Historical Use) | 3000 | Bare Steel | 1966-05-07 | Galvanized Steel
330157 | 3 | [5 empty] | Removed from Ground | Gas (Historical Use) | 3000 | Bare Steel | 1966-05-07 | Galvanized Steel
330158 | 1 | [5 empty] | Removed from Ground | Gas (Historical Use) | 10000 | Bare Steel | 1982-05-03 | Galvanized Steel
330158 | 2 | [5 empty] | Removed from Ground | Gas (Historical Use) | 10000 | Bare Steel | 1982-05-03 | Galvanized Steel
330159 | 2 | Ball Float | 1987-04-07 |  | 1987-04-07 |  | Currently in Use | Gas (Historical Use) | 10000 | Galvanic (STIP-3) | 1987-04-07 | Double-Walled Fiberglass | Pressurized
330159 | 4 | Ball Float | 1987-04-07 |  | 1987-04-07 |  | Currently in Use | Gas (Historical Use) | 8000 | Galvanic (STIP-3) | 1987-04-07 | Double-Walled Fiberglass | Pressurized
330159 | 5 | Ball Float | 1987-04-07 |  | 1987-04-07 |  | Currently in Use | Gas (Historical Use) | 8000 | Galvanic (STIP-3) | 1987-04-07 | Double-Walled Fiberglass | Pressurized
330159 | 6 | Ball Float | 1987-04-07 |  | 1987-04-07 |  | Currently in Use | Diesel | 2000 | Galvanic (STIP-3) | 1987-04-07 | Double-Walled Fiberglass | Pressurized
330160 | 1 | [5 empty] | Removed from Ground | Gas (Historical Use) | 10000 | Bare Steel | 1982-05-03 | Galvanized Steel | Pressurized
330160 | 2 | [5 empty] | Removed from Ground | Gas (Historical Use) | 10000 | Bare Steel | 1982-05-03 | Galvanized Steel | Pressurized
330160 | 3 | [5 empty] | Removed from Ground | Gas (Historical Use) | 4000 | Bare Steel | 1985-05-02 | Galvanized Steel | Pressurized
330160 | 4 | [5 empty] | Removed from Ground | Kerosene | 1000 | Bare Steel | 1985-05-02 | Galvanized Steel | Safe Suction (Euro)
330160 | 897092 | Ball Float | 1995-12-07 |  | 1995-12-07 |  | Currently in Use | Gas (Historical Use) | 8000 | Composite | 1995-12-07 | Fiberglass Reinforced Plastic | Pressurized
330160 | 897099 | Ball Float | 1995-12-07 |  | 1995-12-07 |  | Currently in Use | Gas (Historical Use) | 8000 | Fiberglass | 1995-12-07 | Fiberglass Reinforced Plastic | Pressurized
330161 | 1 | [5 empty] | Removed from Ground | Gas (Historical Use) | 10000 | Bare Steel | 1981-05-03 | Galvanized Steel
330161 | 2 | [5 empty] | Removed from Ground | Gas (Historical Use) | 10000 | Bare Steel | 1981-05-03 | Galvanized Steel
330163 | 1 |  |  | yes |  | yes | Removed from Ground | Used Oil | 550 | Bare Steel | 1967-05-07 | Galvanized Steel
330163 | 10 |  |  | no |  | no | Removed from Ground | Diesel | 10000 | Unknown | 1989-01-01
330163 | 2 | [5 empty] | Removed from Ground | Gas (Historical Use) | 6000 | Bare Steel | 1969-05-06 | Galvanized Steel
330163 | 3 | [5 empty] | Removed from Ground | Gas (Historical Use) | 10000 | Bare Steel | 1969-05-06 | Galvanized Steel
330163 | 4 | [5 empty] | Removed from Ground | Gas (Historical Use) | 10000 | Bare Steel | 1969-05-06 | Galvanized Steel
330163 | 5 | [5 empty] | Removed from Ground | Gas (Historical Use) | 10000 | Bare Steel | 1969-05-06 | Galvanized Steel
330163 | 6 |  |  | yes |  | yes | Removed from Ground | Used Oil | 1000 | Fiberglass | 1989-01-01 | Fiberglass Reinforced Plastic
330163 | 7 |  | 1989-01-01 |  | 1989-01-01 |  | Removed from Ground | Gas (Historical Use) | 10000 | Fiberglass | 1989-01-01 | Fiberglass Reinforced Plastic | Pressurized
330163 | 8 |  | 1989-01-01 |  | 1989-01-01 |  | Removed from Ground | Gas (Historical Use) | 10000 | Fiberglass | 1989-01-01 | Fiberglass Reinforced Plastic | Pressurized
330163 | 9 |  | 1989-01-01 |  | 1989-01-01 |  | Removed from Ground | Gas (Historical Use) | 10000 | Fiberglass | 1989-01-01 | Fiberglass Reinforced Plastic | Pressurized
330164 | 1 | [5 empty] | Closed in Ground | Gas (Historical Use) | 10000 | Bare Steel | 1981-05-03 | Galvanized Steel
330164 | 2 | [5 empty] | Closed in Ground | Gas (Historical Use) | 10000 | Bare Steel | 1981-05-03 | Galvanized Steel
330164 | 3 | [5 empty] | Closed in Ground | Gas (Historical Use) | 10000 | Bare Steel | 1981-05-03 | Galvanized Steel
330164 | 4 | [5 empty] | Closed in Ground | Diesel | 10000 | Bare Steel | 1981-05-03 | Galvanized Steel
330164 | 5 | [5 empty] | Removed from Ground | Gas (Historical Use) | 10000 | Fiberglass | 1989-03-01 | Fiberglass Reinforced Plastic
330164 | 6 | [5 empty] | Removed from Ground | Gas (Historical Use) | 10000 | Fiberglass | 1989-03-01 | Fiberglass Reinforced Plastic
330164 | 7 | [5 empty] | Removed from Ground | Gas (Historical Use) | 10000 | Fiberglass | 1989-03-01 | Fiberglass Reinforced Plastic
330164 | 8 | [5 empty] | Removed from Ground | Gas (Historical Use) | 10000 | Fiberglass | 1989-03-01 | Fiberglass Reinforced Plastic
330164 | 9 | [5 empty] | Removed from Ground | Other | 200 | Not Marked/Unknown | 1994-08-19 | Not Marked
330166 | 1 | [5 empty] | Removed from Ground | Gas (Historical Use) | 10000 | Bare Steel | 1978-05-04 | Galvanized Steel
330166 | 2 | [5 empty] | Removed from Ground | Gas (Historical Use) | 10000 | Bare Steel | 1978-05-04 | Galvanized Steel
330166 | 3 | [5 empty] | Removed from Ground | Gas (Historical Use) | 10000 | Bare Steel | 1980-05-03 | Galvanized Steel
330166 | 4 | [5 empty] | Removed from Ground | Gas (Historical Use) | 12000 | Bare Steel | 1978-05-04 | Galvanized Steel
330166 | 5 |  | 1989-04-08 |  | 1989-04-08 |  | Removed from Ground | Gas (Historical Use) | 10000 | Fiberglass | 1989-04-08 | Fiberglass Reinforced Plastic
330166 | 6 |  | 1989-04-08 |  | 1989-04-08 |  | Removed from Ground | Gas (Historical Use) | 10000 | Fiberglass | 1989-04-08 | Fiberglass Reinforced Plastic | Pressurized
330166 | 7 |  | 1989-04-08 |  | 1989-04-08 |  | Removed from Ground | Gas (Historical Use) | 10000 | Fiberglass | 1989-04-08 | Fiberglass Reinforced Plastic | Pressurized
330170 | 1 | Ball Float | 1980-05-01 |  | 1980-05-01 |  | Currently in Use | Gas (Historical Use) | 10000 | Fiberglass | 1980-05-03 | Fiberglass Reinforced Plastic | Pressurized
330170 | 2 | Ball Float | 1980-05-01 |  | 1980-05-01 |  | Currently in Use | Gas (Historical Use) | 10000 | Fiberglass | 1980-05-03 | Fiberglass Reinforced Plastic | Pressurized
330170 | 3 | Ball Float | 1980-05-01 | no | 1980-05-01 | no | Currently in Use | Gas (Historical Use) | 10000 | Fiberglass | 1980-05-03 | Fiberglass Reinforced Plastic | Pressurized
330170 | 4 | Ball Float | 1980-05-01 |  | 1980-05-01 |  | Currently in Use | Diesel | 10000 | Fiberglass | 1980-05-03 | Fiberglass Reinforced Plastic | Pressurized
330171 | 1 | [5 empty] | Removed from Ground | Gas (Historical Use) | 6000 | Bare Steel | 1964-05-07 | Galvanized Steel
330171 | 2 | [5 empty] | Removed from Ground | Gas (Historical Use) | 6000 | Bare Steel | 1964-05-07 | Galvanized Steel
330171 | 3 | [5 empty] | Removed from Ground | Gas (Historical Use) | 6000 | Bare Steel | 1964-05-07 | Galvanized Steel
330171 | 4 | [5 empty] | Removed from Ground | Gas (Historical Use) | 10000 | Bare Steel | 1969-05-06 | Galvanized Steel
330171 | 5 | Ball Float | 1988-01-01 |  | 1988-01-01 |  | Currently in Use | Gas (Historical Use) | 10000 | Fiberglass | 1988-01-01 | Fiberglass Reinforced Plastic | Pressurized
330171 | 6 | Ball Float | 1988-01-01 |  | 1988-01-01 |  | Currently in Use | Gas (Historical Use) | 10000 | Fiberglass | 1988-01-01 | Fiberglass Reinforced Plastic | Pressurized
330171 | 7 | Ball Float | 1988-01-01 |  | 1988-01-01 |  | Currently in Use | Gas (Historical Use) | 10000 | Fiberglass | 1988-01-01 | Fiberglass Reinforced Plastic | Pressurized
330172 | 1 |  |  | yes |  | yes | Removed from Ground | Used Oil | 550 | Bare Steel | 1970-05-06 | Galvanized Steel
330172 | 2 | [5 empty] | Removed from Ground | Gas (Historical Use) | 10000 | Bare Steel | 1968-05-06 | Galvanized Steel
330172 | 3 | [5 empty] | Removed from Ground | Gas (Historical Use) | 10000 | Bare Steel | 1968-05-06 | Galvanized Steel
330172 | 4 | [5 empty] | Removed from Ground | Gas (Historical Use) | 10000 | Bare Steel | 1968-05-06 | Galvanized Steel
330172 | 5 | [5 empty] | Removed from Ground | Diesel | 10000 | Bare Steel | 1982-05-03 | Galvanized Steel
330172 | 6 |  | 1989-01-01 |  | 1989-01-01 |  | Currently in Use | Gas (Historical Use) | 10000 | Fiberglass | 1989-01-01 | Fiberglass Reinforced Plastic | Pressurized
330172 | 7 |  | 1989-01-01 |  | 1989-01-01 |  | Currently in Use | Gas (Historical Use) | 10000 | Fiberglass | 1989-01-01 | Fiberglass Reinforced Plastic | Pressurized
330172 | 8 |  | 1989-01-01 |  | 1989-01-01 |  | Currently in Use | Gas (Historical Use) | 10000 | Fiberglass | 1989-01-01 | Fiberglass Reinforced Plastic | Pressurized
330172 | 9 |  | 1989-01-01 | no | 1989-01-01 | no | Currently in Use | Gas (Historical Use) | 10000 | Fiberglass | 1989-01-01 | Fiberglass Reinforced Plastic | Pressurized
330173 | 1 |  |  | yes |  | yes | Removed from Ground | Used Oil | 550 | Bare Steel | 1965-05-07 | Galvanized Steel
330173 | 10 |  | 1993-06-04 |  | 1993-06-04 |  | Removed from Ground | Diesel | 10000 | Fiberglass | 1987-01-01 | Fiberglass Reinforced Plastic
330173 | 11 |  |  | yes | 1993-06-04 | yes | Removed from Ground | Used Oil | 1000 | Fiberglass | 1987-01-01 | Fiberglass Reinforced Plastic
330173 | 2 | [5 empty] | Removed from Ground | Diesel | 6000 | Bare Steel | 1980-05-03 | Galvanized Steel
330173 | 3 | [5 empty] | Removed from Ground | Gas (Historical Use) | 6000 | Bare Steel | 1965-05-07 | Galvanized Steel
330173 | 4 | [5 empty] | Removed from Ground | Gas (Historical Use) | 6000 | Bare Steel | 1965-05-07 | Galvanized Steel
330173 | 5 | [5 empty] | Removed from Ground | Gas (Historical Use) | 6000 | Bare Steel | 1965-05-07 | Galvanized Steel
330173 | 6 | [5 empty] | Removed from Ground | Gas (Historical Use) | 10000 | Bare Steel | 1973-05-05 | Galvanized Steel
330173 | 7 |  | 1993-06-04 |  | 1993-06-04 |  | Removed from Ground | Gas (Historical Use) | 10000 | Fiberglass | 1987-01-01 | Fiberglass Reinforced Plastic
330173 | 8 |  | 1993-06-04 |  | 1993-06-04 |  | Removed from Ground | Gas (Historical Use) | 10000 | Fiberglass | 1987-01-01 | Fiberglass Reinforced Plastic
330173 | 9 |  | 1993-06-04 |  | 1993-06-04 |  | Removed from Ground | Gas (Historical Use) | 10000 | Fiberglass | 1987-01-01 | Fiberglass Reinforced Plastic
330174 | 1 |  |  | yes |  | yes | Removed from Ground | Used Oil | 550 | Bare Steel | 1973-05-05 | Galvanized Steel
330174 | 10 | Ball Float | 2011-06-20 | no | 2011-06-20 | no | Currently in Use | Diesel | 815 | Fiberglass Double Walled | 2011-06-01 | Double-Walled Fiberglass | Pressurized
330174 | 2 | [5 empty] | Removed from Ground | Gas (Historical Use) | 6000 | Bare Steel | 1973-05-05 | Galvanized Steel
330174 | 3 | [5 empty] | Removed from Ground | Gas (Historical Use) | 6000 | Bare Steel | 1973-05-05 | Galvanized Steel
330174 | 4 | [5 empty] | Removed from Ground | Gas (Historical Use) | 6000 | Bare Steel | 1973-05-05 | Galvanized Steel
330174 | 5 | [5 empty] | Removed from Ground | Gas (Historical Use) | 10000 | Bare Steel | 1973-05-05 | Galvanized Steel
330174 | 6 | [5 empty] | Removed from Ground | Diesel | 10000 | Bare Steel | 1973-05-05 | Galvanized Steel
330174 | 7 | Ball Float | 1988-04-01 |  | 1988-04-01 |  | Currently in Use | Gas (Historical Use) | 10000 | Fiberglass | 1988-04-12 | Fiberglass Reinforced Plastic | Pressurized
330174 | 8 | Ball Float | 1988-04-01 | no | 1988-04-01 | no | Currently in Use | Gas (Historical Use) | 10000 | Fiberglass | 1988-04-12 | Fiberglass Reinforced Plastic | Pressurized
330174 | 9 | Ball Float | 1988-04-01 | no | 1988-04-01 | no | Currently in Use | Gas (Historical Use) | 10000 | Fiberglass | 1988-04-12 | Fiberglass Reinforced Plastic | Pressurized
330175 | 1 | [5 empty] | Removed from Ground | Gas (Historical Use) | 6000 | Bare Steel | 1967-05-07 | Galvanized Steel
330175 | 2 | [5 empty] | Removed from Ground | Gas (Historical Use) | 6000 | Bare Steel | 1967-05-07 | Galvanized Steel
330175 | 3 | [5 empty] | Removed from Ground | Gas (Historical Use) | 6000 | Bare Steel | 1967-05-07 | Galvanized Steel
330175 | 4 | [5 empty] | Removed from Ground | Gas (Historical Use) | 10000 | Bare Steel | 1977-05-04 | Galvanized Steel
330175 | 5 | [5 empty] | Removed from Ground | Gas (Historical Use) | 10000 | Bare Steel | 1974-05-05 | Galvanized Steel
330175 | 6 | [5 empty] | Removed from Ground | Diesel | 10000 | Bare Steel | 1980-05-03 | Galvanized Steel
330175 | 7 |  | 1988-01-01 |  | 1988-01-01 |  | Removed from Ground | Gas (Historical Use) | 10000 | Fiberglass | 1988-04-10 | Fiberglass Reinforced Plastic | Pressurized
330175 | 8 |  | 1988-01-01 |  | 1988-01-01 |  | Removed from Ground | Gas (Historical Use) | 10000 | Fiberglass | 1988-04-10 | Fiberglass Reinforced Plastic | Pressurized
330175 | 9 |  | 1988-01-01 |  | 1988-01-01 |  | Removed from Ground | Gas (Historical Use) | 10000 | Fiberglass | 1988-04-10 | Fiberglass Reinforced Plastic | Pressurized
330176 | 110 | [5 empty] | Removed from Ground | Gas (Historical Use) | 1500 | Bare Steel | 1976-05-09 | Unknown
330176 | 111 | [5 empty] | Removed from Ground | Kerosene | 1500 | Bare Steel | 1976-05-09 | Unknown
330176 | 112 | [5 empty] | Removed from Ground | Other | 1000 | Bare Steel | 1976-05-09 | Unknown
330176 | 113 | [5 empty] | Removed from Ground | Other | 1000 | Bare Steel | 1976-05-09 | Unknown
330177 | A |  |  | no |  | no | Closed in Ground | Gas (Historical Use) | 10000 | Bare Steel | 1976-05-09 | Bare Steel | Safe Suction (Euro)
330177 | B |  |  | no |  | no | Closed in Ground | Diesel | 6000 | Bare Steel | 1981-05-08 | Bare Steel | Safe Suction (Euro)
330177 | C | Ball Float | 1993-06-24 | no | 1993-06-24 | no | Currently in Use | Diesel | 6000 | Fiberglass | 1993-06-24 | Fiberglass Reinforced Plastic | Pressurized
330177 | D |  |  | yes |  | yes | Removed from Ground | Used Oil | 500 | Bare Steel | 1992-09-15 | Galvanized Steel | Gravity Fed
330180 | 1 | [5 empty] | Removed from Ground | Gas (Historical Use) | 2000 | Bare Steel | 1981-02-25 | Galvanized Steel
330180 | 2 | [5 empty] | Removed from Ground | Gas (Historical Use) | 4000 | Bare Steel | 1981-02-25 | Galvanized Steel
330180 | 3 |  |  | yes |  | yes | Removed from Ground | Used Oil | 500 | Bare Steel | 1981-02-25 | Galvanized Steel
330181 | 1 | [5 empty] | Removed from Ground | Gas (Historical Use) | 1000 | Bare Steel | 1976-03-01 | Unknown
330182 | 1 |  | 1998-02-09 |  | 1998-02-09 |  | Removed from Ground | Gas (Historical Use) | 8000 | Fiberglass | 1985-02-24 | Cathodically Protected | Pressurized
330183 | 1 |  | 1977-02-02 |  |  |  | Removed from Ground | Gas (Historical Use) | 10000 | Bare Steel | 1977-02-02 | Bare Steel | Suction (American)
330183 | 2 |  | 1977-02-02 |  |  |  | Removed from Ground | Gas (Historical Use) | 10000 | Bare Steel | 1977-02-02 | Bare Steel | Suction (American)
330183 | 3 |  | 1977-02-02 |  |  |  | Removed from Ground | Gas (Historical Use) | 6000 | Bare Steel | 1977-02-02 | Bare Steel | Suction (American)
330184 | 1 | Ball Float | 1998-05-01 |  | 1998-05-01 |  | Temporarily out of use | Gas (Historical Use) | 10000 | Galvanic (STIP-3) | 1984-02-01 | Double-Walled Fiberglass | Pressurized
330184 | 2 | Ball Float | 1998-05-01 |  | 1998-05-01 |  | Temporarily out of use | Gas (Historical Use) | 10000 | Galvanic (STIP-3) | 1984-02-01 | Double-Walled Fiberglass | Pressurized
330184 | 3 | Ball Float | 1998-05-01 |  | 1998-05-01 |  | Temporarily out of use | Gas (Historical Use) | 10000 | Galvanic (STIP-3) | 1984-02-01 | Double-Walled Fiberglass | Pressurized
330185 | 1 | [5 empty] | Removed from Ground | Gas (Historical Use) | 10000 | Bare Steel | 1979-02-02 | Bare Steel | Pressurized
330185 | 2 | [5 empty] | Removed from Ground | Gas (Historical Use) | 10000 | Bare Steel | 1979-02-02 | Bare Steel | Pressurized
330186 | 1 |  | 1994-08-31 |  | 1994-08-31 |  | Removed from Ground | Gas (Historical Use) | 10000 | Steel-Impressed Current | 1977-02-02 | Fiberglass Reinforced Plastic | Pressurized
330186 | 2 |  | 1994-08-31 |  | 1994-08-31 |  | Removed from Ground | Gas (Historical Use) | 10000 | Steel-Impressed Current | 1977-02-02 | Fiberglass Reinforced Plastic | Pressurized
330186 | 3 |  | 1994-08-31 |  | 1994-08-31 |  | Removed from Ground | Gas (Historical Use) | 6000 | Steel-Impressed Current | 1977-02-02 | Fiberglass Reinforced Plastic | Pressurized
330188 | 1 | [5 empty] | Removed from Ground | Gas (Historical Use) | 6000 | Bare Steel | 1967-09-01 | Fiberglass Reinforced Plastic | Pressurized
330188 | 2 | [5 empty] | Removed from Ground | Gas (Historical Use) | 6000 | Bare Steel | 1967-09-01 | Fiberglass Reinforced Plastic | Pressurized
330188 | 3 | [5 empty] | Removed from Ground | Gas (Historical Use) | 6000 | Bare Steel | 1967-09-01 | Fiberglass Reinforced Plastic | Pressurized
330188 | 4 | [5 empty] | Removed from Ground | Gas (Historical Use) | 6000 | Bare Steel | 1967-09-01 | Fiberglass Reinforced Plastic | Pressurized
330188 | 5 | Ball Float | 1995-05-01 |  | 1995-05-01 |  | Currently in Use | Gas (Historical Use) | 10000 | Epoxy | 1995-05-01 | Double Walled | Pressurized
330188 | 6 | Ball Float | 1995-05-01 |  | 1995-05-01 |  | Currently in Use | Gas (Historical Use) | 10000 | Epoxy | 1995-05-01 | Double Walled | Pressurized
330188 | 7 | Ball Float | 1995-05-01 |  | 1995-05-01 |  | Currently in Use | Gas (Historical Use) | 10000 | Epoxy | 1995-05-01 | Double Walled | Pressurized
330188 | 8 | Ball Float | 1995-05-01 |  | 1995-05-01 |  | Currently in Use | Diesel | 10000 | Epoxy | 1995-05-01 | Double Walled | Pressurized
330190 | 16 | Ball Float | 1997-02-01 |  | 1997-02-01 |  | Currently in Use | Diesel | 6000 | Galvanic (STIP-3) | 1997-02-01 | Double-Walled Fiberglass | Pressurized
330190 | 8 | [5 empty] | Removed from Ground | Kerosene | 6000 | Bare Steel | 1967-02-20 | Galvanized Steel
330190 | FW#REG | [5 empty] | Removed from Ground | Empty | 1 | Bare Steel | 1976-02-20 | Unknown
330190 | FW#UN | [5 empty] | Removed from Ground | Empty | 1 | Bare Steel | 1976-02-20 | Unknown
330191 | 10 | [5 empty] | Removed from Ground | Gas (Historical Use) | 6000 | Not Marked/Unknown | 1967-02-20 | Not Marked
330191 | 9 | [5 empty] | Removed from Ground | Diesel | 3000 | Bare Steel | 1967-02-20 | Galvanized Steel | Pressurized
330192 | 1 | [5 empty] | Removed from Ground | Gas (Historical Use) | 10000 | Bare Steel | 1974-02-27 | Galvanized Steel
330192 | 2 | [5 empty] | Removed from Ground | Gas (Historical Use) | 12000 | Bare Steel | 1980-02-26 | Galvanized Steel
330192 | A-16867 | Ball Float | 1993-08-24 |  | 1993-08-24 |  | Temporarily out of use | Gas (Historical Use) | 12000 | Composite | 1993-08-04 | Fiberglass Reinforced Plastic | Pressurized
330193 | 1 | Overfill Alarm | 1997-11-01 |  | 1997-11-01 |  | Removed from Ground | Diesel | 5000 | Steel-Impressed Current | 1976-02-29 | Steel (Impressed Current) | Suction (American)
330193 | 2 | Overfill Alarm | 1997-11-01 |  | 1997-11-01 |  | Removed from Ground | Gas (Historical Use) | 2000 | Steel-Impressed Current | 1976-02-29 | Steel (Impressed Current) | Suction (American)
330193 | 3 | Overfill Alarm | 1997-11-01 |  | 1997-11-01 |  | Removed from Ground | Diesel | 8000 | Steel-Impressed Current | 1976-02-29 | Steel (Impressed Current) | Suction (American)
330193 | 4 |  | 1997-11-01 |  | 1997-11-01 |  | Removed from Ground | Diesel | 8000 | Steel-Impressed Current | 1976-02-29 | Steel (Impressed Current) | Suction (American)
330196 | 140-1 |  | 1998-05-22 |  | 1998-05-22 |  | Removed from Ground | Gas (Historical Use) | 10000 | Fiberglass | 1988-06-20 | Fiberglass Reinforced Plastic | Pressurized
330196 | 140-2 |  | 1998-05-22 |  | 1998-05-22 |  | Removed from Ground | Gas (Historical Use) | 10000 | Fiberglass | 1988-06-20 | Fiberglass Reinforced Plastic | Pressurized
330196 | 140-3 |  | 1998-05-22 |  | 1998-05-22 |  | Removed from Ground | Gas (Historical Use) | 10000 | Fiberglass | 1988-06-20 | Fiberglass Reinforced Plastic | Pressurized
330196 | P3 | [5 empty] | Removed from Ground | Gas (Historical Use) | 8000 | Bare Steel | 1971-02-07 | Bare Steel
330196 | R1 | [5 empty] | Removed from Ground | Gas (Historical Use) | 8000 | Bare Steel | 1971-02-07 | Bare Steel
330196 | U2 | [5 empty] | Removed from Ground | Gas (Historical Use) | 8000 | Bare Steel | 1971-02-07 | Bare Steel
330199 | 1 | Flapper Valve | 1991-01-01 | no | 1991-01-01 | no | Currently in Use | Regular | 10000 | Steel-Impressed Current | 1971-02-07 |  | Pressurized
330199 | 2 | Flapper Valve | 1991-01-01 | no | 1991-01-01 | no | Currently in Use | Premium | 10000 | Steel-Impressed Current | 1971-02-07 |  | Pressurized
330199 | 3 | Flapper Valve | 1991-01-01 | no | 1991-01-01 | no | Currently in Use | Diesel | 10000 | Steel-Impressed Current | 1971-02-07 |  | Pressurized
330200 | 162-1 | Ball Float | 1997-01-01 | no | 1998-05-20 | no | Currently in Use | Regular | 10000 | Steel-Impressed Current | 1974-02-06 | Double-Walled Fiberglass | Pressurized
330200 | 162-2 | Ball Float | 1997-01-01 | no | 1998-05-20 | no | Currently in Use | Premium | 10000 | Steel-Impressed Current | 1974-02-06 | Double-Walled Fiberglass | Pressurized
330200 | 162-3 | Flapper Valve | 1997-01-01 | no | 1998-05-20 | no | Currently in Use | Diesel | 10000 | Steel-Impressed Current | 1974-02-06 | Double-Walled Fiberglass | Pressurized
330205 | 1 | [5 empty] | Removed from Ground | Empty | 10000 | Bare Steel | 1980-12-17 | Galvanized Steel
330205 | 2 | [5 empty] | Removed from Ground | Empty | 8000 | Bare Steel | 1980-12-17 | Galvanized Steel
330205 | 3 | [5 empty] | Removed from Ground | Empty | 8000 | Bare Steel | 1980-12-17 | Galvanized Steel
330206 | 1 | [5 empty] | Removed from Ground | Gas (Historical Use) | 8000 | Bare Steel | 1979-03-26 | Galvanized Steel
330206 | 2 | [5 empty] | Removed from Ground | Gas (Historical Use) | 8000 | Bare Steel | 1979-03-26 | Galvanized Steel
330207 | 1 | [5 empty] | Removed from Ground | Gas (Historical Use) | 8000 | Bare Steel | 1975-03-27 | Galvanized Steel
330207 | 2 | [5 empty] | Removed from Ground | Gas (Historical Use) | 8000 | Bare Steel | 1975-03-27 | Galvanized Steel
330208 | 1 | [5 empty] | Removed from Ground | Gas (Historical Use) | 8000 | Bare Steel | 1975-03-27 | Galvanized Steel
330208 | 2 | [5 empty] | Removed from Ground | Gas (Historical Use) | 8000 | Bare Steel | 1975-03-27 | Galvanized Steel
330209 | 1 | Ball Float | 1993-02-01 | no | 1993-02-01 | no | Currently in Use | Regular | 10000 | Steel-Impressed Current | 1976-01-01 | Fiberglass Reinforced Plastic | Pressurized
330209 | 2 | Ball Float | 1993-02-01 | no | 1993-02-01 | no | Currently in Use | Premium | 10000 | Steel-Impressed Current | 1976-01-01 | Fiberglass Reinforced Plastic | Pressurized
330209 | 3 | Ball Float | 1993-02-01 | no | 1993-02-01 | no | Currently in Use | Diesel | 8000 | Steel-Impressed Current | 1985-01-01 | Fiberglass Reinforced Plastic | Pressurized
330209 | 4 |  |  | no |  | no | Removed from Ground |  | 2000 |  | 1993-12-29 | Galvanized Steel
330210 | 1 | [5 empty] | Removed from Ground | Diesel | 8000 | Bare Steel | 1986-03-13 | Galvanized Steel | Suction (American)
330210 | 2 | [5 empty] | Removed from Ground | Diesel | 4000 | Bare Steel | 1986-03-13 | Galvanized Steel
330210 | 3 | [5 empty] | Removed from Ground | Diesel | 4000 | Bare Steel | 1986-03-13 | Galvanized Steel
330210 | 4 | [5 empty] | Removed from Ground | Gas (Historical Use) | 2000 | Not Marked/Unknown | 1996-08-02 | Not Marked
330214 | 2 | [5 empty] | Removed from Ground | Gas (Historical Use) | 5000 | Bare Steel | 1968-01-01 | Galvanized Steel
330214 | 3 | [5 empty] | Removed from Ground | Diesel | 10000 | Unknown | 1988-01-01 | Fiberglass Reinforced Plastic
330215 | 1 | [5 empty] | Removed from Ground | Empty | 10000 | Marked Unknown | 1971-03-15 | Galvanized Steel
330215 | 2 | [5 empty] | Removed from Ground | Empty | 10000 | Marked Unknown | 1986-03-11 | Galvanized Steel
330215 | 3 | [5 empty] | Removed from Ground | Empty | 10000 | Marked Unknown | 1986-03-11 | Galvanized Steel
330215 | 4 |  |  | yes |  | yes | Removed from Ground | Empty | 550 | Marked Unknown | 1986-03-11 | Galvanized Steel
330215 | 5 | [5 empty] | Removed from Ground | Other | 4000 | Marked Unknown | 1986-03-11 | Galvanized Steel
330215 | 6 |  | 1998-10-01 |  | 1998-10-01 |  | Currently in Use | Gas (Historical Use) | 20000 | Fiberglass Double Walled | 1998-10-01 | Double-Walled Fiberglass | Pressurized
330215 | 7 |  | 1998-10-01 |  | 1998-10-01 |  | Currently in Use | Diesel | 20000 | Fiberglass Double Walled | 1998-10-01 | Double-Walled Fiberglass | Pressurized
330216 | 1 | [5 empty] | Removed from Ground | Gas (Historical Use) | 1000 | Cathodically Protected Steel | 1966-03-16 | Galvanized Steel
330216 | 2 | [5 empty] | Removed from Ground | Diesel | 1000 | Cathodically Protected Steel | 1979-03-13 | Galvanized Steel
330216 | 3 | [5 empty] | Removed from Ground | Diesel | 140 | Cathodically Protected Steel | 1979-03-13 | Bare Steel
330216 | 4 | [5 empty] | Permanently Out of Use - historical purposes | Gas (Historical Use) | 1000 | Cathodically Protected Steel | 1966-05-19 | Galvanized Steel
330216 | 5 | [5 empty] | Permanently Out of Use - historical purposes | Diesel | 500 | Cathodically Protected Steel | 1979-05-16 | Galvanized Steel
330216 | 6 | [5 empty] | Permanently Out of Use - historical purposes | Diesel | 500 | Cathodically Protected Steel | 1979-05-16 | Bare Steel
330216 | 7 |  | 1998-01-01 |  | 1998-01-01 |  | Currently in Use | Gas (Historical Use) | 15000 | Fiberglass Double Walled | 1998-01-14 | Fiberglass Reinforced Plastic | Pressurized
330216 | 8 |  | 1998-01-01 |  | 1998-01-01 |  | Currently in Use | Diesel | 1000 | Fiberglass Double Walled | 1998-01-14 | Fiberglass Reinforced Plastic | Pressurized
330217 | 1 | [5 empty] | Removed from Ground | Diesel | 1000 | Cathodically Protected Steel | 1979-03-13 | Galvanized Steel
330217 | 2 |  | 1998-10-01 |  | 1998-10-01 |  | Currently in Use | Diesel | 1000 | Double Walled | 1998-10-01 | Fiberglass Reinforced Plastic | Safe Suction (Euro)
330218 | 1 | [5 empty] | Removed from Ground | Gas (Historical Use) | 10000 | Bare Steel | 1966-03-16 | Galvanized Steel
330218 | 2 | [5 empty] | Removed from Ground | Diesel | 1065 | Bare Steel | 1965-03-16 | Galvanized Steel
330219 | 2 | [5 empty] | Removed from Ground | Gas (Historical Use) | 10000 | Marked Unknown | 1961-03-17 | Unknown
330220 | 1 | [5 empty] | Removed from Ground | Diesel | 500 | Cathodically Protected Steel | 1979-03-13 | Galvanized Steel | Safe Suction (Euro)
330220 | 2 | Flapper Valve | 1998-09-01 |  | 1998-09-01 |  | Currently in Use | Diesel | 1000 | Double Walled | 1998-09-01 | Double-Walled Fiberglass | Safe Suction (Euro)
330221 | 1 | [5 empty] | Removed from Ground | Diesel | 500 | Cathodically Protected Steel | 1979-03-13 | Galvanized Steel
330221 | 2 | Flapper Valve | 1998-10-01 | no | 1998-10-01 | no | Currently in Use | Diesel | 0 | Fiberglass Double Walled | 1998-10-01 | Fiberglass Reinforced Plastic | Safe Suction (Euro)
330222 | 1 | [5 empty] | Removed from Ground | Gas (Historical Use) | 3000 | Cathodically Protected Steel | 1968-03-14 | Galvanized Steel
330222 | 2 | [5 empty] | Removed from Ground | Gas (Historical Use) | 3000 | Cathodically Protected Steel | 1968-03-14 | Galvanized Steel
330222 | 3 | [5 empty] | Removed from Ground | Gas (Historical Use) | 0 | Cathodically Protected Steel | 1968-03-14 | Galvanized Steel
330222 | 4 | [5 empty] | Removed from Ground | Gas (Historical Use) | 0 | Cathodically Protected Steel | 1968-03-14 | Galvanized Steel
330222 | 5 | Ball Float | 2002-04-01 | no | 2002-04-01 | no | Currently in Use | Gas (Historical Use) | 15000 | Fiberglass | 2002-04-01 | Double Walled/Sec. Containment | Pressurized
330222 | 6 | Ball Float | 2002-04-01 | no | 2002-04-01 | no | Currently in Use | Gas (Historical Use) | 10000 | Fiberglass | 2002-04-01 | Double Walled/Sec. Containment | Pressurized
330222 | 8 | Ball Float | 2002-04-01 | no | 2002-04-01 | no | Currently in Use | Diesel | 5000 | Fiberglass | 2002-04-01 | Double Walled/Sec. Containment | Pressurized
330223 | 1 | [5 empty] | Removed from Ground | Gas (Historical Use) | 1011 | Bare Steel | 1968-03-14 | Galvanized Steel
330223 | 2 |  | 1989-01-11 |  | 1989-01-11 |  | Removed from Ground | Gas (Historical Use) | 1000 | Fiberglass | 1989-01-11 | Fiberglass Reinforced Plastic | Suction (American)
330224 | 1 |  | 1997-02-01 |  | 1997-02-01 |  | Temporarily out of use | Diesel | 12000 | Galvanic (STIP-3) | 1985-03-07 | Double Walled | Pressurized
330224 | 2AST | [5 empty] | Permanently Out of Use - historical purposes | Other | 10000 | Bare Steel | 1966-03-12 | Unknown
330225 | 1 | Ball Float | 1997-12-01 |  | 1997-12-01 |  | Currently in Use | Diesel | 10000 | Galvanic (STIP-3) | 1984-03-07 | Double-Walled Fiberglass | Pressurized
330226 | 1 | [5 empty] | Permanently Out of Use - historical purposes | Diesel | 3000 | Bare Steel | 1968-03-11 | Galvanized Steel
330226 | 2 | [5 empty] | Permanently Out of Use - historical purposes | Diesel | 3000 | Bare Steel | 1968-03-11 | Galvanized Steel
330229 | 1 | Flapper Valve | 1998-06-01 |  | 1998-06-01 |  | Removed from Ground | Gas (Historical Use) | 2000 | Steel-Impressed Current | 1976-03-09 | Fiberglass Reinforced Plastic | Suction (American)
330229 | 2 | [5 empty] | Removed from Ground | Diesel | 500 | Bare Steel | 1980-03-08 | Galvanized Steel
330229 | 3A | Flapper Valve | 2011-03-01 | no | 2011-03-01 | no | Currently in Use | Regular | 3000 | Composite Double Walled | 2011-03-01 | Fiberglass Reinforced Plastic | Safe Suction (Euro)
330229 | 3B |  | 2011-03-01 | no | 2011-03-01 | no | Currently in Use | Diesel | 3000 | Composite Double Walled | 2011-03-01 | Fiberglass Reinforced Plastic | Safe Suction (Euro)
330232 | 1 | [5 empty] | Removed from Ground | Gas (Historical Use) | 10000 | Bare Steel | 1982-03-08 | Galvanized Steel
330232 | 2 | [5 empty] | Removed from Ground | Gas (Historical Use) | 10000 | Bare Steel | 1982-03-08 | Galvanized Steel
330232 | 3 | [5 empty] | Removed from Ground | Gas (Historical Use) | 6000 | Bare Steel | 1982-03-08 | Galvanized Steel
330232 | 4 | [5 empty] | Removed from Ground | Diesel | 6000 | Bare Steel | 1982-03-08 | Galvanized Steel
330232 | 5 | Ball Float | 1994-12-20 | no | 1994-12-20 | no | Currently in Use |  | 10000 | Fiberglass | 1994-12-20 | Double-Walled Fiberglass | Pressurized
330232 | 6 | Ball Float | 1994-12-20 | no | 1994-12-20 | no | Currently in Use |  | 10000 | Fiberglass | 1994-12-20 | Double-Walled Fiberglass | Pressurized
330232 | 7 | Ball Float | 1994-12-20 | no | 1994-12-20 | no | Currently in Use |  | 10000 | Fiberglass | 1994-12-20 | Double-Walled Fiberglass | Pressurized
330232 | 8 | Ball Float | 1994-12-20 | no | 1994-12-20 | no | Currently in Use | Diesel | 6000 | Fiberglass | 1994-12-20 | Double-Walled Fiberglass | Pressurized
330233 | 1 | [5 empty] | Removed from Ground | Diesel | 1000 | Bare Steel | 1978-03-09 | Unknown
330235 | 1 | [5 empty] | Removed from Ground | Diesel | 10000 | Bare Steel | 1970-03-20 | Bare Steel | Pressurized
330235 | 2 | [5 empty] | Removed from Ground | Diesel | 10000 | Bare Steel | 1970-03-20 | Bare Steel | Gravity Fed
330235 | 3 | [5 empty] | Removed from Ground | Gas (Historical Use) | 10000 | Bare Steel | 1970-03-20 | Bare Steel | Safe Suction (Euro)
330235 | 4 | [5 empty] | Removed from Ground | Other | 2000 | Bare Steel | 1970-03-20 | Bare Steel | Suction (American)
330235 | 5 | [5 empty] | Removed from Ground | Diesel | 10000 | Bare Steel | 1970-03-20 | Bare Steel
330236 | 1 |  | 1996-05-01 |  | 1996-05-01 |  | Removed from Ground | Diesel | 8000 | Bare Steel | 1983-03-15 | Fiberglass Reinforced Plastic | Safe Suction (Euro)
330236 | 2 |  | 1996-05-01 |  | 1996-05-01 |  | Removed from Ground | Diesel | 8000 | Bare Steel | 1983-03-15 | Fiberglass Reinforced Plastic | Safe Suction (Euro)
330237 | 1 | [5 empty] | Removed from Ground | Other | 1000 | Not Marked/Unknown | 1992-06-23 | Not Marked
330238 | 2 | [5 empty] | Removed from Ground | Gas (Historical Use) | 280 | Bare Steel | 1961-04-21 | Galvanized Steel
330239 | 1 | [5 empty] | Closed in Ground | Gas (Historical Use) | 560 | Bare Steel | 1986-03-14 | Galvanized Steel | Safe Suction (Euro)
330240 | 1 | [5 empty] | Removed from Ground | Gas (Historical Use) | 12000 | Cathodically Protected Steel | 1975-03-10 | Galvanized Steel | Pressurized
330240 | 2 | [5 empty] | Removed from Ground | Gas (Historical Use) | 12000 | Cathodically Protected Steel | 1975-03-10 | Galvanized Steel | Pressurized
330240 | 3 | [5 empty] | Removed from Ground | Diesel | 12000 | Cathodically Protected Steel | 1975-03-10 | Galvanized Steel | Pressurized
330242 | 1 | [5 empty] | Removed from Ground | Gas (Historical Use) | 3000 | Bare Steel | 1968-03-21 | Galvanized Steel | Suction (American)
330242 | 2 | [5 empty] | Removed from Ground | Gas (Historical Use) | 3000 | Bare Steel | 1968-03-21 | Galvanized Steel | Suction (American)
330243 | 1 | [5 empty] | Removed from Ground | Gas (Historical Use) | 4000 | Bare Steel | 1966-03-22 | Galvanized Steel | Suction (American)
330243 | 2 | [5 empty] | Removed from Ground | Gas (Historical Use) | 4000 | Bare Steel | 1966-03-22 | Galvanized Steel | Suction (American)
330243 | 3 | [5 empty] | Removed from Ground | Gas (Historical Use) | 4000 | Bare Steel | 1966-03-22 | Galvanized Steel | Suction (American)
330243 | 4 | [5 empty] | Removed from Ground | Gas (Historical Use) | 4000 | Bare Steel | 1966-03-22 | Galvanized Steel | Suction (American)
330244 | 1 | [5 empty] | Removed from Ground | Diesel | 10000 | Bare Steel | 1976-03-19 | Bare Steel
330245 | 1 | [5 empty] | Removed from Ground | Gas (Historical Use) | 8000 | Bare Steel | 1986-03-17 | Galvanized Steel
330245 | 2 | [5 empty] | Removed from Ground | Gas (Historical Use) | 6000 | Bare Steel | 1986-03-17 | Galvanized Steel
330245 | 3 | [5 empty] | Removed from Ground | Gas (Historical Use) | 2000 | Bare Steel | 1986-03-17 | Galvanized Steel
330245 | 4 | [5 empty] | Removed from Ground | Gas (Historical Use) | 550 | Not Marked/Unknown | 1996-09-19 | Not Marked
330245 | 5 | [5 empty] | Removed from Ground | Gas (Historical Use) | 550 | Not Marked/Unknown | 1996-09-19 | Not Marked
330245 | 6 | [5 empty] | Removed from Ground | Gas (Historical Use) | 550 | Bare Steel | 1996-09-19 | Not Marked
330245 | 7 | [5 empty] | Removed from Ground | Gas (Historical Use) | 550 | Bare Steel | 1996-09-19 | Not Marked
330246 | 1 | [5 empty] | Removed from Ground | Gas (Historical Use) | 8000 | Bare Steel | 1970-03-21 | Galvanized Steel
330246 | 2 | [5 empty] | Removed from Ground | Gas (Historical Use) | 12000 | Bare Steel | 1976-03-19 | Galvanized Steel
330246 | 3 | [5 empty] | Removed from Ground | Diesel | 8000 | Bare Steel | 1970-03-21 | Galvanized Steel
330246 | 4 | [5 empty] | Removed from Ground | Diesel | 8000 | Bare Steel | 1970-03-21 | Galvanized Steel
330246 | 5 |  |  | yes |  | yes | Removed from Ground | Used Oil | 500 | Bare Steel | 1990-07-31 | Galvanized Steel
330247 | 1 | [5 empty] | Permanently Out of Use - historical purposes | Gas (Historical Use) | 8000 | Bare Steel | 1971-03-21 | Galvanized Steel
330248 | 1 | [5 empty] | Removed from Ground | Diesel | 10000 | Bare Steel | 1978-03-21 | Galvanized Steel
330248 | 2 | [5 empty] | Removed from Ground | Gas (Historical Use) | 10000 | Bare Steel | 1983-03-20 | Galvanized Steel
330248 | 3 |  | 1901-01-01 | no | 1901-01-01 | no | Removed from Ground | Diesel | 9816 | Fiberglass | 1992-04-15 | Fiberglass Reinforced Plastic | Pressurized
330249 | 1 | [5 empty] | Removed from Ground | Empty | 1600 | Bare Steel | 1976-03-21 | Galvanized Steel
330249 | 2 | [5 empty] | Removed from Ground | Empty | 0 | Bare Steel | 1971-03-23 | Unknown
330250 | 1 | Overfill Alarm | 1997-10-01 |  | 1993-02-11 |  | Currently in Use | Gas (Historical Use) | 8000 | Steel-Impressed Current | 1982-03-21 | Cathodically Protected | Safe Suction (Euro)
330250 | 2 | [5 empty] | Removed from Ground | Other | 500 | Bare Steel | 1982-03-21 | Galvanized Steel | Gravity Fed
330250 | 3 |  |  | yes |  | yes | Removed from Ground | Used Oil | 1000 | Bare Steel | 1982-03-21 | Galvanized Steel | Gravity Fed
330250 | 4 | [5 empty] | Removed from Ground | Other | 550 | Bare Steel | 1982-03-21 | Galvanized Steel | Gravity Fed
330251 | 1 |  |  | yes |  | yes | Removed from Ground | Used Oil | 550 | Bare Steel | 1986-03-20 | Bare Steel | Gravity Fed
330252 | 1 | [5 empty] | Removed from Ground | Gas (Historical Use) | 5000 | Bare Steel | 1966-03-26 | Bare Steel
330252 | 2 | [5 empty] | Removed from Ground | Gas (Historical Use) | 5000 | Bare Steel | 1966-03-26 | Bare Steel
330252 | 3 | [5 empty] | Removed from Ground | Gas (Historical Use) | 5000 | Bare Steel | 1966-03-26 | Bare Steel
330252 | 4 | [5 empty] | Removed from Ground | Gas (Historical Use) | 5000 | Bare Steel | 1966-03-26 | Bare Steel
330252 | 5 |  |  | yes |  | yes | Removed from Ground | Used Oil | 500 | Bare Steel | 1966-03-26 | Bare Steel
330255 | 1 | [5 empty] | Permanently Out of Use - historical purposes | Gas (Historical Use) | 1000 | Bare Steel | 1985-01-01 | Galvanized Steel
330258 | 1 |  | 1988-02-01 |  | 1994-12-01 |  | Removed from Ground | Gas (Historical Use) | 10000 | Composite | 1988-02-01 | Fiberglass Reinforced Plastic | Pressurized
330258 | 2 |  | 1988-02-01 |  | 1994-12-01 |  | Removed from Ground | Gas (Historical Use) | 10000 | Composite | 1988-02-01 | Fiberglass Reinforced Plastic | Pressurized
330258 | 3 |  | 1988-02-01 |  | 1994-12-01 |  | Removed from Ground | Gas (Historical Use) | 10000 | Composite | 1988-02-01 | Fiberglass Reinforced Plastic | Pressurized
330258 | 4 | [5 empty] | Removed from Ground | Diesel | 10000 | Composite | 1988-02-01 | Fiberglass Reinforced Plastic | Pressurized
330262 | 1 | [5 empty] | Removed from Ground | Empty | 5000 | Bare Steel | 1968-04-19 | Galvanized Steel
330262 | 2 | [5 empty] | Removed from Ground | Empty | 5000 | Bare Steel | 1968-04-19 | Galvanized Steel
330262 | 3 | [5 empty] | Removed from Ground | Empty | 5000 | Bare Steel | 1968-04-19 | Galvanized Steel
330262 | 4 | [5 empty] | Removed from Ground | Empty | 5000 | Bare Steel | 1968-04-19 | Galvanized Steel
330262 | 5 | [5 empty] | Removed from Ground | Empty | 550 | Bare Steel | 1968-04-19 | Galvanized Steel
330262 | 6 | [5 empty] | Removed from Ground | Other | 550 | Bare Steel | 1968-04-19 | Galvanized Steel
330262 | 7 | [5 empty] | Removed from Ground | Other | 275 | Bare Steel | 1968-04-19 | Galvanized Steel
330262 | 8 | [5 empty] | Removed from Ground | Other | 550 | Bare Steel | 1968-04-19 | Galvanized Steel
330263 | 1 | [5 empty] | Removed from Ground | Gas (Historical Use) | 2000 | Bare Steel | 1982-01-02 | Galvanized Steel
330263 | 2 | [5 empty] | Removed from Ground | Gas (Historical Use) | 2000 | Bare Steel | 1982-01-02 | Galvanized Steel
330266 | 1 | [5 empty] | Removed from Ground | Gas (Historical Use) | 1000 | Bare Steel | 1978-04-16 | Unknown
330266 | 2 | [5 empty] | Removed from Ground | Gas (Historical Use) | 6000 | Bare Steel | 1966-04-19 | Bare Steel | Pressurized
330266 | 3 | [5 empty] | Removed from Ground | Gas (Historical Use) | 6000 | Bare Steel | 1966-04-19 | Bare Steel | Pressurized
330266 | 4 | [5 empty] | Removed from Ground | Gas (Historical Use) | 6000 | Bare Steel | 1966-04-19 | Bare Steel | Pressurized
330266 | 5 |  |  | yes |  | yes | Removed from Ground | Used Oil | 500 | Bare Steel | 1966-04-19 | Bare Steel | Pressurized
330267 | 1 | [5 empty] | Closed in Ground | Diesel | 10000 | Bare Steel | 1976-04-23 | Unknown
330267 | 10 | [5 empty] | Closed in Ground | Diesel | 8000 | Fiberglass | 1976-04-22 | Unknown
330267 | 11 |  | 1997-11-21 | no | 1997-11-21 | no | Currently in Use | New Oil | 10000 | Fiberglass | 1987-01-01 | Bare Steel | Safe Suction (Euro)
330267 | 12 |  | 1997-11-21 | no | 1997-11-21 | no | Currently in Use | New Oil | 6000 | Fiberglass | 1987-01-01 | Bare Steel | Safe Suction (Euro)
330267 | 13 |  | 1997-11-21 | no | 1997-11-21 | no | Currently in Use |  | 6000 |  | 1987-01-01 | Bare Steel | Safe Suction (Euro)
330267 | 14 |  | 1998-01-01 | yes | 1997-11-21 | yes | Currently in Use | Used Oil | 6000 | Fiberglass | 1987-01-01 | Bare Steel | Gravity Fed
330267 | 15 | [5 empty] | Removed from Ground | Diesel | 6000 | Fiberglass | 1981-01-01 | Bare Steel | Pressurized
330267 | 2 | [5 empty] | Closed in Ground | Diesel | 20000 | Bare Steel | 1976-04-23 | Unknown
330267 | 3 | [5 empty] | Closed in Ground | Diesel | 20000 | Bare Steel | 1976-04-23 | Unknown
330267 | 4 | [5 empty] | Closed in Ground | Diesel | 20000 | Bare Steel | 1976-04-23 | Unknown
330267 | 5 | [5 empty] | Closed in Ground | Gas (Historical Use) | 10000 | Bare Steel | 1976-04-23 | Unknown
330267 | 6 | [5 empty] | Closed in Ground | Gas (Historical Use) | 20000 | Bare Steel | 1976-04-23 | Unknown
330267 | 7 | [5 empty] | Closed in Ground | Diesel | 6000 | Bare Steel | 1976-04-23 | Unknown
330267 | 8 |  |  | yes |  | yes | Closed in Ground | Used Oil | 4000 | Bare Steel | 1976-04-23 | Unknown
330267 | 9 | [5 empty] | Closed in Ground | Other | 1000 | Bare Steel | 1976-04-23 | Unknown
330268 | 1 | [5 empty] | Removed from Ground | Gas (Historical Use) | 4000 | Bare Steel | 1971-04-25 | Galvanized Steel
330268 | 2 | [5 empty] | Removed from Ground | Gas (Historical Use) | 4000 | Bare Steel | 1971-04-25 | Galvanized Steel
330268 | 3 | [5 empty] | Removed from Ground | Gas (Historical Use) | 6000 | Bare Steel | 1971-04-25 | Galvanized Steel
330268 | 4 | [5 empty] | Removed from Ground | Gas (Historical Use) | 10000 | Bare Steel | 1971-04-25 | Galvanized Steel
330268 | 5 | [5 empty] | Removed from Ground | Diesel | 3000 | Bare Steel | 1971-04-25 | Galvanized Steel
330269 | 1 | [5 empty] | Removed from Ground | Diesel | 5000 | Cathodically Protected Steel | 1981-04-22 | Galvanized Steel | Safe Suction (Euro)
330269 | 2 | [5 empty] | Removed from Ground | Diesel | 5000 | Cathodically Protected Steel | 1985-04-21 | Galvanized Steel | Safe Suction (Euro)
330270 | 1 | [5 empty] | Removed from Ground | Gas (Historical Use) | 3000 | Bare Steel | 1983-04-22 | Galvanized Steel
330271 | 1 | [5 empty] | Removed from Ground | Gas (Historical Use) | 6000 | Bare Steel | 1986-04-21 | Galvanized Steel
330271 | 2 | [5 empty] | Removed from Ground | Gas (Historical Use) | 10000 | Bare Steel | 1986-04-21 | Galvanized Steel
330271 | 3 | [5 empty] | Removed from Ground | Gas (Historical Use) | 8000 | Bare Steel | 1986-04-21 | Galvanized Steel
330271 | 4 | [5 empty] | Removed from Ground | Diesel | 10000 | Bare Steel | 1986-04-21 | Galvanized Steel
330271 | 5 | [5 empty] | Removed from Ground | Diesel | 10000 | Bare Steel | 1986-04-21 | Galvanized Steel
330271 | 6 | [5 empty] | Removed from Ground | Kerosene | 10000 | Bare Steel | 1986-04-21 | Galvanized Steel
330272 | 1 | [5 empty] | Removed from Ground | Gas (Historical Use) | 10000 | Bare Steel | 1973-04-24 | Galvanized Steel
330272 | 2 | [5 empty] | Removed from Ground | Gas (Historical Use) | 10000 | Bare Steel | 1973-04-24 | Galvanized Steel
330273 | 1 | [5 empty] | Removed from Ground | Diesel | 5000 | Bare Steel | 1981-04-22 | Galvanized Steel | Safe Suction (Euro)
330273 | 2 | [5 empty] | Removed from Ground | Diesel | 5000 | Bare Steel | 1981-04-22 | Galvanized Steel | Safe Suction (Euro)
330274 | 1 | [5 empty] | Removed from Ground | Diesel | 5000 | Bare Steel | 1985-04-21 | Galvanized Steel | Suction (American)
330277 | 1 | [5 empty] | Removed from Ground | Gas (Historical Use) | 10000 | Bare Steel | 1977-04-23 | Galvanized Steel
330277 | 2 | [5 empty] | Removed from Ground | Gas (Historical Use) | 10000 | Bare Steel | 1977-04-23 | Galvanized Steel
330277 | 3 | [5 empty] | Removed from Ground | Diesel | 3000 | Bare Steel | 1977-04-23 | Galvanized Steel
330277 | 4 | [5 empty] | Removed from Ground | Other | 550 | Bare Steel | 1977-04-23 | Galvanized Steel
330277 | 5 |  |  | yes |  | yes | Removed from Ground | Used Oil | 550 | Bare Steel | 1973-04-23 | Galvanized Steel
330277 | 6 | [5 empty] | Removed from Ground | Gas (Historical Use) | 12000 | Double Walled | 1989-01-01 | Unknown | Pressurized
330277 | 7 | [5 empty] | Removed from Ground | Diesel | 12000 | Double Walled | 1989-09-01 | Fiberglass Reinforced Plastic
330277 | 8 | [5 empty] | Removed from Ground | Gas (Historical Use) | 12000 | Double Walled | 1989-09-01 | Fiberglass Reinforced Plastic
330278 | 1 | [5 empty] | Removed from Ground | Gas (Historical Use) | 5000 | Bare Steel | 1976-04-23 | Galvanized Steel
330278 | 2 | [5 empty] | Removed from Ground | Diesel | 10000 | Bare Steel | 1976-04-23 | Galvanized Steel
330278 | 3 | [5 empty] | Removed from Ground | Diesel | 10000 | Bare Steel | 1976-04-23 | Galvanized Steel
330278 | 4 |  |  | yes |  | yes | Removed from Ground | Used Oil | 300 | Bare Steel | 1976-04-23 | Galvanized Steel
330278 | 5 | [5 empty] | Removed from Ground | Diesel | 10000 | Bare Steel | 1971-03-11 | Galvanized Steel
330278 | 6 | [5 empty] | Removed from Ground | Diesel | 10000 | Bare Steel | 1976-03-09 | Galvanized Steel
330278 | 7 | [5 empty] | Removed from Ground | Gas (Historical Use) | 3000 | Bare Steel | 1986-03-07 | Galvanized Steel
330278 | 8 | [5 empty] | Removed from Ground | Diesel | 8000 | Marked Unknown | 1976-04-23 | Bare Steel
330278 | 9 |  |  | yes |  | yes | Removed from Ground | Used Oil | 550 | Not Marked/Unknown | 1993-05-01 | Not Marked
330279 | 1 | [5 empty] | Removed from Ground | Gas (Historical Use) | 12000 | Cathodically Protected Steel | 1982-04-22 | Galvanized Steel | Pressurized
330279 | 2 | [5 empty] | Removed from Ground | Gas (Historical Use) | 12000 | Bare Steel | 1982-04-22 | Galvanized Steel | Suction (American)
330279 | 3 | [5 empty] | Removed from Ground | Diesel | 12000 | Bare Steel | 1982-04-22 | Galvanized Steel
330279 | 4 |  |  | yes |  | yes | Removed from Ground | Used Oil | 300 | Bare Steel | 1982-04-22 | Galvanized Steel
330279 | 5 |  |  | yes |  | yes | Removed from Ground | Used Oil | 550 | Not Marked/Unknown | 1993-03-01 | Not Marked
330280 | 1 | [5 empty] | Removed from Ground | Gas (Historical Use) | 2000 | Bare Steel | 1977-04-17 | Galvanized Steel
330280 | 2 | [5 empty] | Removed from Ground | Gas (Historical Use) | 2000 | Bare Steel | 1977-04-17 | Galvanized Steel
330280 | 3 | [5 empty] | Removed from Ground | Gas (Historical Use) | 2000 | Bare Steel | 1977-04-17 | Galvanized Steel
330280 | 4 | [5 empty] | Removed from Ground | Gas (Historical Use) | 2000 | Bare Steel | 1977-04-17 | Galvanized Steel
330280 | 5 | [5 empty] | Removed from Ground | Gas (Historical Use) | 2000 | Bare Steel | 1977-04-17 | Galvanized Steel
330280 | 6 | [5 empty] | Removed from Ground | Gas (Historical Use) | 1000 | Bare Steel | 1970-04-19 | Galvanized Steel
330280 | 7 | [5 empty] | Removed from Ground | Empty | 275 | Bare Steel | 1970-04-19 | Galvanized Steel
330282 | 1 |  | 1996-06-01 |  | 1996-06-01 |  | Removed from Ground | Gas (Historical Use) | 6000 | Galvanic (STIP-3) | 1985-04-15 | Cathodically Protected | Pressurized
330282 | 2 |  | 1996-06-01 |  | 1996-06-01 |  | Removed from Ground | Gas (Historical Use) | 6000 | Galvanic (STIP-3) | 1985-04-15 | Cathodically Protected | Pressurized
330282 | 3 |  | 1996-06-01 |  | 1996-06-01 |  | Removed from Ground | Gas (Historical Use) | 6000 | Galvanic (STIP-3) | 1985-04-15 | Cathodically Protected | Pressurized
330283 | 1 | [5 empty] | Removed from Ground | Gas (Historical Use) | 6000 | Cathodically Protected Steel | 1972-04-18 | Bare Steel
330283 | 2 | [5 empty] | Removed from Ground | Gas (Historical Use) | 6000 | Cathodically Protected Steel | 1972-04-18 | Bare Steel
330284 | 1 |  | 1997-10-01 |  | 1997-10-01 |  | Removed from Ground | Gas (Historical Use) | 6000 | Steel-Impressed Current | 1985-04-15 | Cathodically Protected | Pressurized
330284 | 2 |  | 1997-10-01 |  | 1997-10-01 |  | Removed from Ground | Gas (Historical Use) | 6000 | Steel-Impressed Current | 1985-04-15 | Cathodically Protected | Pressurized
330284 | 3 |  | 1997-10-01 |  | 1997-10-01 |  | Removed from Ground | Gas (Historical Use) | 6000 | Steel-Impressed Current | 1985-04-15 | Cathodically Protected | Pressurized
330285 | 1 | [5 empty] | Removed from Ground | Gas (Historical Use) | 6000 | Cathodically Protected Steel | 1973-04-18 | Galvanized Steel | Pressurized
330285 | 2 | [5 empty] | Removed from Ground | Gas (Historical Use) | 6000 | Cathodically Protected Steel | 1973-04-18 | Galvanized Steel | Pressurized
330285 | 3 | [5 empty] | Removed from Ground | Diesel | 6000 | Cathodically Protected Steel | 1973-04-18 | Galvanized Steel | Pressurized
330285 | 4 |  |  | yes |  | yes | Removed from Ground | Used Oil | 6000 | Bare Steel | 1975-01-01 | Galvanized Steel
330286 | 1 | [5 empty] | Removed from Ground | Gas (Historical Use) | 4000 | Bare Steel | 1973-04-18 | Galvanized Steel
330286 | 2 | [5 empty] | Removed from Ground | Gas (Historical Use) | 4000 | Bare Steel | 1973-04-18 | Galvanized Steel
330286 | 3 | [5 empty] | Removed from Ground | Gas (Historical Use) | 2000 | Bare Steel | 1973-04-18 | Galvanized Steel
330286 | 4 | [5 empty] | Removed from Ground | Diesel | 1000 | Bare Steel | 1994-11-16 | Not Marked
330286 | 5 |  |  | yes |  | yes | Removed from Ground | Used Oil | 560 | Bare Steel | 1994-11-16 | Not Marked
330287 | 1 | [5 empty] | Removed from Ground | Gas (Historical Use) | 6000 | Cathodically Protected Steel | 1980-04-16 | Galvanized Steel
330287 | 2 | [5 empty] | Removed from Ground | Gas (Historical Use) | 4000 | Cathodically Protected Steel | 1980-04-16 | Galvanized Steel
330287 | 3 | [5 empty] | Removed from Ground | Gas (Historical Use) | 4000 | Cathodically Protected Steel | 1980-04-16 | Galvanized Steel
330287 | 4 | [5 empty] | Removed from Ground | Gas (Historical Use) | 4000 | Cathodically Protected Steel | 1980-04-16 | Galvanized Steel
330287 | 5 | [5 empty] | Removed from Ground | Gas (Historical Use) | 4000 | Cathodically Protected Steel | 1980-04-16 | Galvanized Steel
330288 | 1 | [5 empty] | Removed from Ground | Gas (Historical Use) | 6000 | Cathodically Protected Steel | 1968-04-19 | Galvanized Steel
330288 | 2 | [5 empty] | Removed from Ground | Gas (Historical Use) | 6000 | Cathodically Protected Steel | 1968-04-19 | Galvanized Steel
330289 | 1 | [5 empty] | Removed from Ground | Gas (Historical Use) | 2000 | Bare Steel | 1973-04-18 | Galvanized Steel
330289 | 2 | [5 empty] | Removed from Ground | Gas (Historical Use) | 1080 | Bare Steel | 1973-04-18 | Galvanized Steel
330289 | 3 | [5 empty] | Removed from Ground | Gas (Historical Use) | 1080 | Bare Steel | 1973-04-18 | Galvanized Steel
330289 | 4 | [5 empty] | Removed from Ground | Gas (Historical Use) | 550 | Bare Steel | 1973-04-18 | Galvanized Steel
330289 | 5 | [5 empty] | Removed from Ground | Gas (Historical Use) | 550 | Bare Steel | 1973-04-18 | Galvanized Steel
330292 | 1 | [5 empty] | Removed from Ground | Gas (Historical Use) | 1000 | Bare Steel | 1974-04-18 | Galvanized Steel
330292 | 2 | [5 empty] | Removed from Ground | Gas (Historical Use) | 2000 | Bare Steel | 1974-04-18 | Galvanized Steel
330292 | 3 | [5 empty] | Removed from Ground | Diesel | 5180 | Bare Steel | 1978-04-17 | Galvanized Steel
330293 | 1 | [5 empty] | Removed from Ground | Gas (Historical Use) | 3000 | Bare Steel | 1966-04-20 | Galvanized Steel
330293 | 2 | [5 empty] | Removed from Ground | Gas (Historical Use) | 3000 | Bare Steel | 1966-04-20 | Galvanized Steel
330293 | 3 | [5 empty] | Removed from Ground | Diesel | 1060 | Bare Steel | 1971-04-19 | Galvanized Steel
330293 | 4 | [5 empty] | Removed from Ground | Gas (Historical Use) | 1000 | Bare Steel | 1995-02-07 | Bare Steel
330293 | 5 | [5 empty] | Removed from Ground | Gas (Historical Use) | 4000 | Bare Steel | 1995-02-07 | Bare Steel
330294 | 1 | [5 empty] | Removed from Ground | Gas (Historical Use) | 1000 | Bare Steel | 1971-04-19 | Galvanized Steel
330294 | 2 | [5 empty] | Removed from Ground | Gas (Historical Use) | 500 | Bare Steel | 1976-03-26 | Galvanized Steel
330295 | 1 | [5 empty] | Removed from Ground | Gas (Historical Use) | 550 | Bare Steel | 1956-04-22 | Galvanized Steel
330295 | 2 | [5 empty] | Removed from Ground | Gas (Historical Use) | 550 | Bare Steel | 1956-04-22 | Galvanized Steel
330296 | 1 | [5 empty] | Removed from Ground | Gas (Historical Use) | 1000 | Bare Steel | 1966-04-20 | Galvanized Steel
330296 | 2 | Flapper Valve | 1997-07-29 |  | 2007-10-11 |  | Currently in Use | Diesel | 1000 | Composite | 1990-10-01 | Fiberglass Reinforced Plastic | Safe Suction (Euro)
330296 | 3 | Flapper Valve | 1997-07-29 |  | 2007-10-11 |  | Currently in Use | Gas (Historical Use) | 1000 | Composite | 1991-10-01 | Fiberglass Reinforced Plastic | Safe Suction (Euro)
330296 | 4 | [5 empty] | Removed from Ground | Diesel | 1000 | Bare Steel | 1966-04-20 | Galvanized Steel
330297 | 1 | [5 empty] | Removed from Ground | Gas (Historical Use) | 4000 | Cathodically Protected Steel | 1971-04-19 | Galvanized Steel
330297 | 2 | [5 empty] | Removed from Ground | Gas (Historical Use) | 2000 | Cathodically Protected Steel | 1978-04-17 | Galvanized Steel
330298 | 1 | [5 empty] | Removed from Ground | Empty | 2000 | Bare Steel | 1966-04-20 | Galvanized Steel
330298 | 2 | [5 empty] | Removed from Ground | Empty | 2000 | Bare Steel | 1966-04-20 | Galvanized Steel
330300 | 1 | Flapper Valve | 1998-05-01 |  | 1998-05-01 |  | Currently in Use | Gas (Historical Use) | 8000 | Galvanic (STIP-3) | 1986-01-01 | Cathodically Protected | Pressurized
330300 | 2 | Flapper Valve | 1998-05-01 |  | 1998-05-01 |  | Currently in Use | Gas (Historical Use) | 8000 | Galvanic (STIP-3) | 1986-01-01 | Cathodically Protected | Pressurized
330300 | 3 | Flapper Valve | 1998-05-01 |  | 1998-05-01 |  | Currently in Use | Gas (Historical Use) | 6000 | Galvanic (STIP-3) | 1986-01-01 | Cathodically Protected | Pressurized
330300 | 4 | Flapper Valve | 1997-05-01 |  | 1997-05-01 |  | Currently in Use | Diesel | 10000 | Galvanic (STIP-3) | 1997-05-01 | Fiberglass Reinforced Plastic | Pressurized
330301 | 1 | [5 empty] | Removed from Ground | Gas (Historical Use) | 1 | Bare Steel | 1984-04-15 | Galvanized Steel
330301 | 2 | [5 empty] | Removed from Ground | Gas (Historical Use) | 1 | Bare Steel | 1974-04-18 | Galvanized Steel
330301 | 3 | [5 empty] | Removed from Ground | Gas (Historical Use) | 1 | Bare Steel | 1974-04-18 | Galvanized Steel
330301 | 4 | [5 empty] | Removed from Ground | Gas (Historical Use) | 1 | Bare Steel | 1974-04-18 | Galvanized Steel
330301 | 5 | [5 empty] | Removed from Ground | Kerosene | 1 | Bare Steel | 1985-04-15 | Galvanized Steel
330301 | 6 | Ball Float | 1989-02-24 |  | 1989-02-24 |  | Currently in Use | Gas (Historical Use) | 8000 | Galvanic (STIP-3) | 1989-02-24 | Fiberglass Reinforced Plastic | Pressurized
330301 | 7 | Ball Float | 1989-02-24 |  | 1989-02-24 |  | Currently in Use | Gas (Historical Use) | 8000 | Galvanic (STIP-3) | 1989-02-24 | Fiberglass Reinforced Plastic | Pressurized
330301 | 8 | Ball Float | 1989-02-24 |  | 1989-02-24 |  | Currently in Use | Gas (Historical Use) | 8000 | Galvanic (STIP-3) | 1989-02-24 | Fiberglass Reinforced Plastic | Pressurized
330301 | 9 |  | 1989-02-24 |  | 1989-02-24 |  | Closed in Ground | Kerosene | 1000 | Galvanic (STIP-3) | 1989-02-24 | Fiberglass Reinforced Plastic | Pressurized
330302 | 1 | Ball Float | 1992-12-30 |  | 1992-12-30 |  | Currently in Use | Gas (Historical Use) | 6000 | Steel-Impressed Current | 1975-04-18 | Double-Walled Fiberglass | Pressurized
330302 | 2 | Ball Float | 1992-12-30 |  | 1992-12-30 |  | Currently in Use | Gas (Historical Use) | 6000 | Steel-Impressed Current | 1975-04-18 | Double-Walled Fiberglass | Pressurized
330302 | 3 | Ball Float | 1992-12-30 |  | 1992-12-30 |  | Currently in Use | Gas (Historical Use) | 6000 | Steel-Impressed Current | 1975-04-18 | Double-Walled Fiberglass | Pressurized
330302 | 4 | Flapper Valve | 1992-12-30 |  | 1992-12-30 |  | Currently in Use | Diesel | 2000 | Steel-Impressed Current | 1985-04-15 | Double-Walled Fiberglass | Safe Suction (Euro)
330303 | 1 |  | 1997-10-01 |  | 1997-10-01 |  | Removed from Ground | Gas (Historical Use) | 4000 | Steel-Impressed Current | 1980-04-16 | Cathodically Protected | Suction (American)
330303 | 2 |  | 1997-10-01 |  | 1997-10-01 |  | Removed from Ground | Gas (Historical Use) | 4000 | Steel-Impressed Current | 1980-04-16 | Cathodically Protected | Suction (American)
330303 | 3 |  | 1997-10-01 |  | 1997-10-01 |  | Removed from Ground | Gas (Historical Use) | 4000 | Steel-Impressed Current | 1980-04-16 | Cathodically Protected | Suction (American)
330303 | 4 |  | 1997-10-01 |  | 1997-10-01 |  | Removed from Ground | Gas (Historical Use) | 4000 | Steel-Impressed Current | 1980-04-16 | Cathodically Protected | Suction (American)
330304 | 2 |  |  | yes |  | yes | Permanently Out of Use - historical purposes | Used Oil | 1000 | Bare Steel | 1971-05-12 | Unknown
330304 | 3 |  |  | yes |  | yes | Permanently Out of Use - historical purposes | Used Oil | 1000 | Bare Steel | 1974-04-18 | Unknown
330304 | N01 | [5 empty] | Permanently Out of Use - historical purposes | Gas (Historical Use) | 12000 | Bare Steel | 1974-04-18 | Unknown
330305 | 1 | [5 empty] | Removed from Ground | Other | 2000 | Bare Steel | 1970-01-01 | Galvanized Steel
330305 | 2 | [5 empty] | Removed from Ground | Other | 2000 | Bare Steel | 1970-01-01 | Galvanized Steel
330305 | 3 | [5 empty] | Removed from Ground | Other | 2000 | Bare Steel | 1970-01-01 | Galvanized Steel
330305 | 4 |  |  | yes |  | yes | Removed from Ground | Used Oil | 6000 | Bare Steel | 1970-01-01 | Galvanized Steel
330317 | 90A |  | 1991-10-02 |  | 1991-10-02 |  | Removed from Ground | Gas (Historical Use) | 2500 | Double Walled | 1991-09-27 | Double Walled | Pressurized
330317 | L-A | [5 empty] | Removed from Ground | Gas (Historical Use) | 2000 | Bare Steel | 1957-04-25 | Unknown
330319 | 1 | Ball Float | 1993-08-01 |  | 1993-08-01 |  | Currently in Use | Gas (Historical Use) | 12000 | Fiberglass | 1984-04-17 | Double-Walled Fiberglass | Pressurized
330319 | 2 | Ball Float | 1993-08-01 |  | 1993-08-01 |  | Currently in Use | Gas (Historical Use) | 12000 | Fiberglass | 1985-04-17 | Double-Walled Fiberglass | Pressurized
330319 | 3 | Ball Float | 1993-08-01 |  | 1993-08-01 |  | Currently in Use | Diesel | 12000 | Fiberglass | 1985-04-17 | Double-Walled Fiberglass | Pressurized
330319 | 4 | Ball Float | 1993-08-01 |  | 1993-08-01 |  | Temporarily out of use | Diesel | 6000 | Fiberglass | 1988-01-01 | Double-Walled Fiberglass | Pressurized
330322 | 1 | [5 empty] | Removed from Ground | Gas (Historical Use) | 12000 | Fiberglass | 1985-04-17 | Fiberglass Reinforced Plastic
330322 | 2 |  | 2003-04-01 |  | 2003-04-01 |  | Currently in Use | Gas (Historical Use) | 12000 | Fiberglass | 1985-04-17 | Fiberglass Reinforced Plastic
330322 | 3 |  | 2003-04-01 |  | 2003-04-01 |  | Currently in Use | Gas (Historical Use) | 12000 | Fiberglass | 1985-04-17 | Fiberglass Reinforced Plastic
330322 | 4 |  | 2003-04-01 |  | 2003-04-01 |  | Currently in Use | Gas (Historical Use) | 6000 | Fiberglass | 1989-02-23 | Fiberglass Reinforced Plastic
330323 | 1 | [5 empty] | Removed from Ground | Empty | 4000 | Bare Steel | 1970-04-21 | Galvanized Steel
330323 | 2 | [5 empty] | Removed from Ground | Empty | 4000 | Bare Steel | 1970-04-21 | Galvanized Steel
330323 | 3 | [5 empty] | Removed from Ground | Empty | 4000 | Bare Steel | 1970-04-21 | Galvanized Steel
330323 | 4 | [5 empty] | Removed from Ground | Empty | 550 | Bare Steel | 1970-04-21 | Galvanized Steel
330323 | 5 | [5 empty] | Removed from Ground | Empty | 550 | Bare Steel | 1970-04-21 | Galvanized Steel
330325 | 1 | [5 empty] | Currently in Use | Gas (Historical Use) | 1000 | Bare Steel | 1971-04-21 | Galvanized Steel
330325 | 2 | [5 empty] | Currently in Use | Gas (Historical Use) | 550 | Bare Steel | 1971-04-21 | Galvanized Steel
330325 | 3 | [5 empty] | Removed from Ground | Empty | 550 | Bare Steel | 1971-04-21 | Galvanized Steel
330326 | 1 |  | 1988-06-01 |  | 1988-06-01 |  | Removed from Ground | Gas (Historical Use) | 10000 | Composite | 1981-04-18 | Fiberglass Reinforced Plastic | Pressurized
330326 | 2 |  | 1988-06-01 |  | 1988-06-01 |  | Removed from Ground | Gas (Historical Use) | 10000 | Composite | 1981-04-18 | Fiberglass Reinforced Plastic | Pressurized
330326 | 3 |  | 1988-06-01 |  | 1988-06-01 |  | Removed from Ground | Gas (Historical Use) | 10000 | Composite | 1981-04-18 | Fiberglass Reinforced Plastic | Pressurized
330327 | 1 |  | 1988-05-01 |  | 1988-05-01 |  | Removed from Ground | Gas (Historical Use) | 10000 | Cathodically Protected Steel | 1982-04-18 | Cathodically Protected | Pressurized
330327 | 2 |  | 1988-05-01 |  | 1988-05-01 |  | Removed from Ground | Gas (Historical Use) | 10000 | Cathodically Protected Steel | 1982-04-18 | Cathodically Protected | Pressurized
330327 | 3 |  | 1988-05-01 |  | 1988-05-01 |  | Removed from Ground | Gas (Historical Use) | 10000 | Cathodically Protected Steel | 1982-04-18 | Cathodically Protected | Pressurized
330327 | 4 | Flapper Valve | 2010-09-01 | no | 2010-09-01 | no | Currently in Use | Gas (Historical Use) | 20000 | Fiberglass Double Walled | 2010-06-01 | Double-Walled Fiberglass | Pressurized
330327 | 5 | Flapper Valve | 2010-09-01 | no | 2010-09-01 | no | Currently in Use | Gas (Historical Use) | 20000 | Fiberglass Double Walled | 2010-06-01 | Double-Walled Fiberglass | Pressurized
330327 | 6 | Flapper Valve | 2010-09-01 | no | 2010-09-01 | no | Currently in Use | Diesel | 12000 | Fiberglass Double Walled | 2010-06-01 | Double-Walled Fiberglass | Pressurized
330327 | 7 | Flapper Valve | 2010-09-01 | no | 2010-09-01 | no | Currently in Use | Gas (Historical Use) | 8000 | Fiberglass Double Walled | 2010-06-01 | Double-Walled Fiberglass | Pressurized
330328 | 1 |  | 1988-05-01 |  | 1988-05-01 |  | Removed from Ground | Gas (Historical Use) | 10000 | Cathodically Protected Steel | 1982-04-18 | Cathodically Protected
330328 | 2 |  | 1988-05-01 |  | 1988-05-01 |  | Removed from Ground | Gas (Historical Use) | 10000 | Cathodically Protected Steel | 1982-04-18 | Cathodically Protected
330328 | 3 |  | 1988-05-01 |  | 1988-05-01 |  | Removed from Ground | Gas (Historical Use) | 10000 | Cathodically Protected Steel | 1982-04-18 | Cathodically Protected
330329 | 1 | [5 empty] | Removed from Ground | Gas (Historical Use) | 10000 | Fiberglass | 1982-04-18 | Fiberglass Reinforced Plastic
330329 | 2 | [5 empty] | Removed from Ground | Gas (Historical Use) | 10000 | Fiberglass | 1982-04-18 | Fiberglass Reinforced Plastic
330329 | 3 | [5 empty] | Removed from Ground | Gas (Historical Use) | 10000 | Fiberglass | 1982-04-18 | Fiberglass Reinforced Plastic
330331 | 1 | [5 empty] | Removed from Ground | Kerosene | 1000 | Bare Steel | 1962-04-27 | Bare Steel
330331 | 2 | [5 empty] | Removed from Ground | Diesel | 4000 | Bare Steel | 1975-04-24 | Bare Steel
330331 | 3 | [5 empty] | Removed from Ground | Gas (Historical Use) | 6000 | Bare Steel | 1962-04-27 | Bare Steel
330331 | 4 | [5 empty] | Removed from Ground | Gas (Historical Use) | 6000 | Bare Steel | 1962-04-27 | Bare Steel
330332 | 1 | [5 empty] | Currently in Use | Gas (Historical Use) | 1000 | Bare Steel | 1986-04-17 | Galvanized Steel
330332 | 2 | [5 empty] | Currently in Use | Gas (Historical Use) | 2000 | Bare Steel | 1986-04-17 | Galvanized Steel
330332 | 3 | [5 empty] | Currently in Use | Gas (Historical Use) | 2000 | Bare Steel | 1986-04-17 | Galvanized Steel
330333 | 1 | [5 empty] | Removed from Ground | Gas (Historical Use) | 1224 | Bare Steel | 1966-04-22 | Galvanized Steel | Suction (American)
330333 | 2 | [5 empty] | Removed from Ground | Gas (Historical Use) | 1224 | Bare Steel | 1966-04-22 | Galvanized Steel | Suction (American)
330333 | 3 | [5 empty] | Removed from Ground | Other | 8000 | Bare Steel | 1971-04-21 | Galvanized Steel | Suction (American)
330334 | 1 | [5 empty] | Removed from Ground | Gas (Historical Use) | 5000 | Bare Steel | 1993-02-09 | Bare Steel | Safe Suction (Euro)
330334 | 2 |  |  | yes |  | yes | Removed from Ground | Used Oil | 550 | Bare Steel | 1993-02-09 | Bare Steel | Gravity Fed
330334 | 3 |  |  | yes |  | yes | Removed from Ground | Used Oil | 550 | Bare Steel | 1993-02-09 | Bare Steel | Gravity Fed
330334 | 4 | [5 empty] | Removed from Ground | Other | 550 | Bare Steel | 1993-02-09 | Bare Steel | Gravity Fed
330335 | 1 | Flapper Valve | 1993-06-01 | no | 1993-06-01 | no | Currently in Use | Regular | 3000 | Galvanic (STIP-3) | 1993-06-01 | Fiberglass Reinforced Plastic | Suction (American)
330335 | 2 | Flapper Valve | 1993-06-01 | no | 1993-06-01 | no | Currently in Use | Diesel | 3000 | Galvanic (STIP-3) | 1993-06-01 | Fiberglass Reinforced Plastic | Suction (American)
330335 | 3 |  |  | no |  | no | Removed from Ground | Diesel | 500 |  | 2001-04-12
330335 | 4 |  |  | no |  | no | Removed from Ground | Gas (Historical Use) | 500 |  | 2001-04-12
330336 | 1 | [5 empty] | Removed from Ground | Gas (Historical Use) | 3000 | Bare Steel | 1980-04-18 | Galvanized Steel
330336 | 2 |  | 1997-06-26 |  | 1997-06-26 |  | Closed in Ground | Gas (Historical Use) | 4000 | Fiberglass | 1988-01-01 | Galvanized Steel | Pressurized
330337 | 1 | [5 empty] | Removed from Ground | Gas (Historical Use) | 3000 | Bare Steel | 1961-04-29 | Galvanized Steel
330337 | 2 | [5 empty] | Removed from Ground | Gas (Historical Use) | 3000 | Bare Steel | 1961-04-29 | Galvanized Steel
330337 | 3 | [5 empty] | Removed from Ground | Gas (Historical Use) | 3000 | Bare Steel | 1961-04-29 | Galvanized Steel
330337 | 4 | [5 empty] | Removed from Ground | Gas (Historical Use) | 3000 | Bare Steel | 1961-04-29 | Galvanized Steel
330337 | 5 | [5 empty] | Removed from Ground | Gas (Historical Use) | 10000 | Bare Steel | 1976-04-25 | Galvanized Steel
330337 | 6 |  | 1987-09-01 |  | 1987-09-01 |  | Currently in Use | Gas (Historical Use) | 10000 | Fiberglass | 1987-09-01 | Double-Walled Fiberglass | Pressurized
330337 | 7 |  | 1987-09-01 |  | 1987-09-01 |  | Currently in Use | Gas (Historical Use) | 10000 | Fiberglass | 1987-09-01 | Double-Walled Fiberglass | Pressurized
330337 | 8 |  | 1987-09-01 |  | 1987-09-01 |  | Currently in Use | Gas (Historical Use) | 10000 | Fiberglass | 1987-09-01 | Double-Walled Fiberglass | Pressurized
330337 | 9 |  | 1987-09-01 |  | 1987-09-01 |  | Currently in Use | Diesel | 10000 | Fiberglass | 1987-09-01 | Double-Walled Fiberglass | Pressurized
330338 | 1 | [5 empty] | Removed from Ground | Gas (Historical Use) | 4000 | Bare Steel | 1968-04-27 | Galvanized Steel | Pressurized
330338 | 2 | [5 empty] | Removed from Ground | Gas (Historical Use) | 4000 | Bare Steel | 1968-04-27 | Galvanized Steel | Pressurized
330338 | 3 | [5 empty] | Removed from Ground | Gas (Historical Use) | 4000 | Bare Steel | 1968-04-27 | Galvanized Steel | Pressurized
330338 | 4 | [5 empty] | Removed from Ground | Gas (Historical Use) | 4000 | Bare Steel | 1968-04-27 | Galvanized Steel | Pressurized
330338 | 5 |  |  | yes |  | yes | Removed from Ground | Used Oil | 500 | Bare Steel | 1968-04-27 | Galvanized Steel | Suction (American)
330338 | 6 | [5 empty] | Removed from Ground | Diesel | 500 | Bare Steel | 1968-04-27 | Galvanized Steel | Suction (American)
330338 | 7 | Ball Float | 1993-11-01 |  | 1993-11-05 |  | Removed from Ground | Gas (Historical Use) | 12000 | Galvanic (STIP-3) | 1993-11-05 | Double-Walled Fiberglass | Pressurized
330338 | 8 | Ball Float | 1993-11-05 |  | 1993-11-05 |  | Removed from Ground | Gas (Historical Use) | 12000 | Galvanic (STIP-3) | 1993-11-05 | Double-Walled Fiberglass | Pressurized
330338 | 9 | Ball Float | 1993-11-05 |  | 1993-11-05 |  | Removed from Ground | Diesel | 12000 | Galvanic (STIP-3) | 1993-11-05 | Double-Walled Fiberglass | Pressurized
330339 | 1 | [5 empty] | Removed from Ground | Gas (Historical Use) | 3000 | Bare Steel | 1970-04-27 | Galvanized Steel
330339 | 10 |  | 1988-12-19 |  | 1988-12-19 |  | Currently in Use | Gas (Historical Use) | 10000 | Fiberglass Double Walled | 1988-12-19 | Fiberglass Reinforced Plastic | Pressurized
330339 | 11 |  | 1988-12-19 |  | 1988-12-19 |  | Currently in Use | Gas (Historical Use) | 10000 | Fiberglass Double Walled | 1988-12-19 | Double-Walled Fiberglass | Pressurized
330339 | 2 | [5 empty] | Removed from Ground | Gas (Historical Use) | 3000 | Bare Steel | 1970-04-27 | Galvanized Steel
330339 | 3 | [5 empty] | Removed from Ground | Gas (Historical Use) | 3000 | Bare Steel | 1970-04-27 | Galvanized Steel
330339 | 4 | [5 empty] | Removed from Ground | Gas (Historical Use) | 3000 | Bare Steel | 1970-04-27 | Galvanized Steel
330339 | 5 | [5 empty] | Removed from Ground | Gas (Historical Use) | 4000 | Bare Steel | 1975-04-26 | Galvanized Steel
330339 | 6 | [5 empty] | Removed from Ground | Gas (Historical Use) | 8000 | Cathodically Protected Steel | 1983-04-24 | Galvanized Steel
330339 | 7 |  |  | yes |  | yes | Removed from Ground | Used Oil | 500 | Bare Steel | 1970-04-27 | Galvanized Steel
330339 | 8 |  | 1988-12-19 |  | 1988-12-19 |  | Temporarily out of use | Gas (Historical Use) | 10000 | Fiberglass Double Walled | 1988-12-19 | Fiberglass Reinforced Plastic | Pressurized
330339 | 9 |  | 1988-12-19 |  | 1988-12-19 |  | Currently in Use | Gas (Historical Use) | 10000 | Fiberglass Double Walled | 1988-12-19 | Fiberglass Reinforced Plastic | Pressurized
330340 | 1 | [5 empty] | Removed from Ground | Gas (Historical Use) | 4000 | Bare Steel | 1969-04-27 | Galvanized Steel
330340 | 10 | [5 empty] | Removed from Ground | Diesel | 500 | Bare Steel | 1969-04-01 | Galvanized Steel | Suction (American)
330340 | 11 | [5 empty] | Removed from Ground | Other | 1 | Marked Unknown | 1993-08-16 | Not Marked
330340 | 2 | [5 empty] | Removed from Ground | Gas (Historical Use) | 4000 | Bare Steel | 1969-04-27 | Galvanized Steel
330340 | 3 | [5 empty] | Removed from Ground | Gas (Historical Use) | 4000 | Bare Steel | 1969-04-27 | Galvanized Steel
330340 | 4 | [5 empty] | Removed from Ground | Gas (Historical Use) | 4000 | Bare Steel | 1969-04-27 | Galvanized Steel
330340 | 5 | [5 empty] | Removed from Ground | Gas (Historical Use) | 4000 | Bare Steel | 1970-04-27 | Galvanized Steel
330340 | 6 |  |  | yes |  | yes | Removed from Ground | Used Oil | 500 | Bare Steel | 1969-04-27 | Galvanized Steel | Gravity Fed
330340 | 7 | Overfill Alarm | 1987-09-01 |  | 1987-09-01 |  | Currently in Use | Gas (Historical Use) | 10000 | Galvanic (STIP-3) | 1987-09-01 | Fiberglass Reinforced Plastic | Pressurized
330340 | 8 | Overfill Alarm | 1987-09-01 |  | 1987-09-01 |  | Currently in Use | Gas (Historical Use) | 10000 | Galvanic (STIP-3) | 1987-09-01 | Fiberglass Reinforced Plastic | Pressurized
330340 | 9 | Overfill Alarm | 1987-09-01 |  | 1987-09-01 |  | Currently in Use | Gas (Historical Use) | 10000 | Galvanic (STIP-3) | 1987-09-01 | Fiberglass Reinforced Plastic | Pressurized
330341 | 1 | Overfill Alarm | 1973-04-26 | yes | 1973-04-26 |  | Temporarily out of use | Gas (Historical Use) | 5000 | Steel-Impressed Current | 1973-04-26 | Steel (Impressed Current) | Pressurized
330341 | 2 | Overfill Alarm | 1973-04-26 | yes | 1973-04-26 |  | Currently in Use | Gas (Historical Use) | 5000 | Steel-Impressed Current | 1973-04-26 | Steel (Impressed Current) | Pressurized
330341 | 3 | Overfill Alarm | 1973-04-26 | yes | 1973-04-26 |  | Currently in Use | Diesel | 5000 | Steel-Impressed Current | 1973-04-26 | Steel (Impressed Current) | Pressurized
330341 | 4 | Overfill Alarm | 1973-04-26 | yes | 1973-04-26 |  | Temporarily out of use | Diesel | 8000 | Steel-Impressed Current | 1973-04-26 | Steel (Impressed Current) | Safe Suction (Euro)
330341 | 5 | Overfill Alarm | 1973-04-26 | yes | 1973-04-26 | yes | Temporarily out of use | Used Oil | 1000 | Steel-Impressed Current | 1973-04-26 | Steel (Impressed Current) | Gravity Fed
330341 | 6 | Overfill Alarm | 1987-01-01 | yes | 1987-01-01 |  | Currently in Use | Gas (Historical Use) | 10000 | Steel-Impressed Current | 1987-01-01 | Steel (Impressed Current) | Pressurized
330342 | 1 | [5 empty] | Removed from Ground | Gas (Historical Use) | 6000 | Bare Steel | 1972-04-26 | Galvanized Steel
330342 | 2 | [5 empty] | Removed from Ground | Gas (Historical Use) | 5000 | Bare Steel | 1972-04-26 | Galvanized Steel
330342 | 3 | [5 empty] | Removed from Ground | Gas (Historical Use) | 5000 | Bare Steel | 1972-04-26 | Galvanized Steel
330342 | 4 |  |  | yes |  | yes | Removed from Ground | Used Oil | 1000 | Bare Steel | 1972-04-26 | Galvanized Steel
330343 | 1 | [5 empty] | Removed from Ground | Gas (Historical Use) | 6000 | Bare Steel | 1971-04-27 | Galvanized Steel
330343 | 10 |  | 1988-07-15 |  | 1988-07-15 |  | Removed from Ground | Gas (Historical Use) | 10000 | Galvanic (STIP-3) | 1988-07-15 | Galvanized Steel | Pressurized
330343 | 2 | [5 empty] | Removed from Ground | Gas (Historical Use) | 6000 | Bare Steel | 1967-04-28 | Galvanized Steel
330343 | 3 | [5 empty] | Removed from Ground | Gas (Historical Use) | 6000 | Bare Steel | 1967-04-28 | Galvanized Steel
330343 | 4 | [5 empty] | Removed from Ground | Gas (Historical Use) | 6000 | Bare Steel | 1967-04-28 | Galvanized Steel
330343 | 5 | [5 empty] | Removed from Ground | Gas (Historical Use) | 6000 | Bare Steel | 1967-04-28 | Galvanized Steel
330343 | 6 |  |  | yes |  | yes | Removed from Ground | Used Oil | 500 | Bare Steel | 1967-04-28 | Galvanized Steel
330343 | 7 |  | 1988-07-15 |  | 1988-07-15 |  | Removed from Ground | Gas (Historical Use) | 10000 | Galvanic (STIP-3) | 1988-07-15 | Bare Steel | Pressurized
330343 | 8 |  | 1988-07-15 |  | 1988-07-15 |  | Removed from Ground | Gas (Historical Use) | 10000 | Galvanic (STIP-3) | 1988-07-15 | Galvanized Steel | Pressurized
330343 | 9 |  | 1988-07-15 |  | 1988-07-15 |  | Removed from Ground | Gas (Historical Use) | 10000 | Galvanic (STIP-3) | 1988-07-15 | Galvanized Steel | Pressurized
330344 | 1 |  | 1984-04-23 | no | 1984-04-23 | no | Currently in Use | Regular | 10000 | Galvanic (STIP-3) | 1984-04-23 | Fiberglass Reinforced Plastic | Pressurized
330344 | 2 |  | 1984-04-23 | no | 1984-04-23 | no | Currently in Use | Premium | 10000 | Galvanic (STIP-3) | 1984-04-23 | Fiberglass Reinforced Plastic | Pressurized
330344 | 3 |  | 1984-04-23 | no | 1984-04-23 | no | Currently in Use | Diesel | 10000 | Galvanic (STIP-3) | 1984-04-23 | Fiberglass Reinforced Plastic | Pressurized
330345 | 1 |  | 1976-04-25 |  | 1976-04-25 |  | Removed from Ground | Gas (Historical Use) | 6000 | Steel-Impressed Current | 1976-04-25 | Galvanized Steel | Pressurized
330345 | 2 |  | 1976-04-25 |  | 1976-04-25 |  | Removed from Ground | Gas (Historical Use) | 6000 | Steel-Impressed Current | 1976-04-25 | Galvanized Steel | Pressurized
330345 | 3 |  | 1976-04-25 |  | 1976-04-25 |  | Removed from Ground | Gas (Historical Use) | 8000 | Steel-Impressed Current | 1976-04-25 | Galvanized Steel | Pressurized
330345 | 4 |  | 1976-04-25 |  | 1976-04-25 |  | Removed from Ground | Gas (Historical Use) | 8000 | Steel-Impressed Current | 1976-04-25 | Galvanized Steel | Pressurized
330345 | 5 | Ball Float | 2002-01-22 | no | 2002-01-04 | no | Currently in Use | Gas (Historical Use) | 10000 | Fiberglass Double Walled | 2002-01-04 | Double-Walled Flex | Pressurized
330345 | 6 | Ball Float | 2002-01-22 | no | 2002-01-04 | no | Currently in Use | Gas (Historical Use) | 10000 | Fiberglass Double Walled | 2002-01-04 | Double-Walled Flex | Pressurized
330345 | 7 | Ball Float | 2002-01-22 | no | 2002-01-04 | no | Currently in Use | Gas (Historical Use) | 10000 | Fiberglass Double Walled | 2002-01-04 | Double-Walled Flex | Pressurized
330345 | 8 | Ball Float | 2002-01-22 | no | 2002-01-04 | no | Currently in Use | Gas (Historical Use) | 10000 | Fiberglass Double Walled | 2002-01-04 | Double-Walled Flex | Pressurized
330346 | 1 | Flapper Valve | 1984-04-23 |  | 1984-04-23 |  | Temporarily out of use | Gas (Historical Use) | 10000 | Steel-Impressed Current | 1984-04-23 | Steel (Impressed Current) | Pressurized
330346 | 2 | Flapper Valve | 1984-04-23 |  | 1984-04-23 |  | Currently in Use | Gas (Historical Use) | 10000 | Steel-Impressed Current | 1984-04-23 | Steel (Impressed Current) | Pressurized
330346 | 3 | Flapper Valve | 1984-04-23 |  | 1984-04-23 |  | Currently in Use | Gas (Historical Use) | 10000 | Steel-Impressed Current | 1984-04-23 | Steel (Impressed Current) | Pressurized
330347 | 1 |  | 1983-04-24 |  | 1983-04-24 |  | Removed from Ground | Gas (Historical Use) | 10000 | Galvanic (STIP-3) | 1983-04-24 | Galvanized Steel | Pressurized
330347 | 2 |  | 1983-04-24 |  | 1983-04-24 |  | Removed from Ground | Gas (Historical Use) | 10000 | Galvanic (STIP-3) | 1983-04-24 | Galvanized Steel | Pressurized
330347 | 3 |  | 1983-04-24 |  | 1983-04-24 |  | Removed from Ground | Gas (Historical Use) | 10000 | Galvanic (STIP-3) | 1983-04-24 | Galvanized Steel | Pressurized
330347 | 4 |  | 1983-04-24 |  | 1983-04-24 |  | Removed from Ground | Gas (Historical Use) | 10000 | Galvanic (STIP-3) | 1983-04-24 | Galvanized Steel | Pressurized
330347 | 5 | Ball Float | 2001-10-15 |  | 2001-09-11 |  | Currently in Use | Gas (Historical Use) | 10000 | Double Walled | 2001-08-15 | Double Walled | Pressurized
330347 | 6 | Ball Float | 2001-10-15 |  | 2001-09-11 |  | Currently in Use | Gas (Historical Use) | 10000 | Double Walled | 2001-08-15 | Double Walled | Pressurized
330347 | 7 | Ball Float | 2001-10-15 | no | 2001-09-11 | no | Currently in Use | Gas (Historical Use) | 10000 |  | 2001-08-15 | Double Walled | Pressurized
330347 | 8 | Ball Float | 2001-10-15 | no | 2001-09-11 | no | Currently in Use | Diesel | 10000 |  | 2001-08-15 | Double Walled | Pressurized
330348 | 1 | Flapper Valve | 1983-04-24 | no | 1983-04-24 | no | Currently in Use | Gas (Historical Use) | 10000 |  | 1983-04-24 | Galvanized Steel | Pressurized
330348 | 2 | Flapper Valve | 1983-04-24 | no | 1983-04-24 | no | Currently in Use | Diesel | 10000 |  | 1983-04-24 | Galvanized Steel | Pressurized
330348 | 3 | Flapper Valve | 1983-04-24 | no | 1983-04-24 | no | Currently in Use | Gas (Historical Use) | 10000 |  | 1983-04-24 | Galvanized Steel | Pressurized
330348 | 4 | Flapper Valve | 1983-04-24 | no | 1983-04-24 | no | Currently in Use | Gas (Historical Use) | 10000 | Galvanic (STIP-3) | 1983-04-24 | Galvanized Steel | Pressurized
330349 | 1 | Flapper Valve | 1984-04-23 |  | 1984-04-23 |  | Removed from Ground | Gas (Historical Use) | 10000 | Galvanic (STIP-3) | 1984-04-23 | Fiberglass Reinforced Plastic | Pressurized
330349 | 2 | Flapper Valve | 1984-04-23 |  | 1984-04-23 |  | Removed from Ground | Gas (Historical Use) | 10000 | Galvanic (STIP-3) | 1984-04-23 | Fiberglass Reinforced Plastic | Pressurized
330349 | 3 | Flapper Valve | 1984-04-23 |  | 1984-04-23 |  | Removed from Ground | Gas (Historical Use) | 10000 | Galvanic (STIP-3) | 1984-04-23 | Fiberglass Reinforced Plastic | Pressurized
330349 | 4 | Flapper Valve | 1984-04-23 |  | 1984-04-23 |  | Removed from Ground | Gas (Historical Use) | 10000 | Galvanic (STIP-3) | 1984-04-23 | Fiberglass Reinforced Plastic | Pressurized
330350 | 1 | Overfill Alarm | 1981-04-24 |  | 1981-04-24 |  | Removed from Ground | Gas (Historical Use) | 10000 | Galvanic (STIP-3) | 1981-04-24 | Galvanized Steel | Pressurized
330350 | 2 | Overfill Alarm | 1981-04-24 |  | 1981-04-24 |  | Removed from Ground | Gas (Historical Use) | 10000 | Galvanic (STIP-3) | 1981-04-24 | Galvanized Steel | Pressurized
330350 | 3 | Overfill Alarm | 1981-04-24 |  | 1981-04-24 |  | Removed from Ground | Gas (Historical Use) | 10000 | Galvanic (STIP-3) | 1981-04-24 | Galvanized Steel | Pressurized
330351 | 1 |  | 1978-04-25 |  | 1978-04-25 |  | Removed from Ground | Gas (Historical Use) | 8000 | Steel-Impressed Current | 1978-04-25 | Galvanized Steel | Pressurized
330351 | 2 |  | 1978-04-25 |  | 1978-04-25 |  | Removed from Ground | Gas (Historical Use) | 8000 | Steel-Impressed Current | 1978-04-25 | Galvanized Steel | Pressurized
330351 | 3 |  | 1978-04-25 |  | 1978-04-25 |  | Removed from Ground | Gas (Historical Use) | 8000 | Steel-Impressed Current | 1978-04-25 | Galvanized Steel | Pressurized
330351 | 4 |  | 1978-04-25 |  | 1978-04-25 |  | Removed from Ground | Gas (Historical Use) | 8000 | Steel-Impressed Current | 1978-04-25 | Galvanized Steel | Pressurized
330352 | 1 |  | 1981-04-24 | yes | 1981-04-24 |  | Currently in Use | Gas (Historical Use) | 10000 | Steel-Impressed Current | 1981-04-24 | Fiberglass Reinforced Plastic | Pressurized
330352 | 2 |  | 1981-04-24 | yes | 1981-04-24 |  | Currently in Use | Gas (Historical Use) | 10000 | Steel-Impressed Current | 1981-04-24 | Fiberglass Reinforced Plastic | Pressurized
330352 | 3 |  | 1981-04-24 | yes | 1981-04-24 |  | Currently in Use | Gas (Historical Use) | 10000 | Steel-Impressed Current | 1981-04-24 | Fiberglass Reinforced Plastic | Pressurized
330352 | 4 |  | 2006-09-13 | yes | 1981-04-24 | yes | Removed from Ground | Used Oil | 1000 | Fiberglass Double Walled | 1981-04-24 | Fiberglass Reinforced Plastic | Gravity Fed
330353 | 1 |  |  | yes |  | yes | Removed from Ground | Used Oil | 500 | Bare Steel | 1970-04-27 | Galvanized Steel
330353 | 2 | [5 empty] | Removed from Ground | Gas (Historical Use) | 5000 | Bare Steel | 1970-04-27 | Galvanized Steel
330353 | 3 | [5 empty] | Removed from Ground | Gas (Historical Use) | 5000 | Bare Steel | 1970-04-27 | Galvanized Steel
330353 | 4 | [5 empty] | Removed from Ground | Gas (Historical Use) | 8000 | Bare Steel | 1970-04-27 | Galvanized Steel
330353 | 5 | Ball Float | 1986-08-01 |  | 1999-01-12 |  | Currently in Use | Gas (Historical Use) | 10000 | Steel-Impressed Current | 1986-08-01 | Fiberglass Reinforced Plastic | Pressurized
330353 | 6 | Ball Float | 1986-08-01 |  | 1999-01-12 |  | Currently in Use | Gas (Historical Use) | 10000 | Steel-Impressed Current | 1986-08-01 | Fiberglass Reinforced Plastic | Pressurized
330353 | 7 | Ball Float | 1986-08-01 |  | 1999-01-12 |  | Currently in Use | Gas (Historical Use) | 10000 | Steel-Impressed Current | 1986-08-01 | Fiberglass Reinforced Plastic | Pressurized
330355 | 1 | [5 empty] | Removed from Ground | Gas (Historical Use) | 8000 | Bare Steel | 1970-04-27 | Galvanized Steel
330355 | 2 | [5 empty] | Removed from Ground | Gas (Historical Use) | 5000 | Bare Steel | 1970-04-27 | Galvanized Steel
330355 | 3 | [5 empty] | Removed from Ground | Gas (Historical Use) | 5000 | Bare Steel | 1970-04-27 | Galvanized Steel
330355 | 4 |  |  | yes |  | yes | Removed from Ground | Used Oil | 500 | Bare Steel | 1970-04-27 | Galvanized Steel
330356 | 1 | [5 empty] | Removed from Ground | Gas (Historical Use) | 8000 | Bare Steel | 1986-06-01 | Galvanized Steel
330356 | 10 | [5 empty] | Removed from Ground | Used Oil | 1000 | Bare Steel | 2000-09-01 | Bare Steel
330356 | 11 | [5 empty] | Removed from Ground | Diesel | 1000 | Bare Steel | 2000-09-01 | Bare Steel
330356 | 2 | [5 empty] | Removed from Ground | Gas (Historical Use) | 1 | Bare Steel | 1986-06-01 | Galvanized Steel
330356 | 3 | [5 empty] | Removed from Ground | Gas (Historical Use) | 1 | Bare Steel | 1986-06-01 | Galvanized Steel
330356 | 4 |  |  | yes |  | yes | Removed from Ground | Used Oil | 500 | Bare Steel | 1986-06-01 | Galvanized Steel
330356 | 5 |  | 1994-06-01 |  | 1994-06-01 |  | Installed | Gas (Historical Use) | 8000 | Cathodically Protected Steel | 1986-07-01 | Cathodically Protected | Pressurized
330356 | 6 |  | 1994-06-01 |  | 1994-06-01 |  | Currently in Use | Gas (Historical Use) | 8000 | Cathodically Protected Steel | 1986-07-01 | Fiberglass Reinforced Plastic | Pressurized
330356 | 7 |  | 1994-06-01 |  | 1994-06-01 |  | Currently in Use | Gas (Historical Use) | 8000 | Cathodically Protected Steel | 1986-07-01 | Fiberglass Reinforced Plastic | Pressurized
330356 | 8 | [5 empty] | Removed from Ground | Kerosene | 550 | Bare Steel | 1961-12-01 | Bare Steel | Gravity Fed
330356 | 9 |  | 1995-07-01 | yes | 1995-07-01 | yes | Currently in Use | Used Oil | 550 | Cathodically Protected Steel | 1986-07-01 | Not Marked | Gravity Fed
330357 | 1 |  |  | yes |  | yes | Removed from Ground | Used Oil | 500 | Bare Steel | 1970-04-27 | Galvanized Steel
330357 | 2 | [5 empty] | Removed from Ground | Gas (Historical Use) | 4000 | Bare Steel | 1970-04-27 | Galvanized Steel
330357 | 3 | [5 empty] | Removed from Ground | Gas (Historical Use) | 4000 | Bare Steel | 1970-04-27 | Galvanized Steel
330357 | 4 | [5 empty] | Removed from Ground | Gas (Historical Use) | 4000 | Bare Steel | 1970-04-27 | Galvanized Steel
330358 | 1 |  |  | yes |  | yes | Removed from Ground | Used Oil | 550 | Bare Steel | 1970-04-27 | Galvanized Steel
330358 | 2 | [5 empty] | Removed from Ground | Gas (Historical Use) | 8000 | Bare Steel | 1970-04-27 | Galvanized Steel
330358 | 3 | [5 empty] | Removed from Ground | Gas (Historical Use) | 6000 | Bare Steel | 1970-04-27 | Galvanized Steel
330359 | 1 |  |  | yes |  | yes | Removed from Ground | Used Oil | 500 | Bare Steel | 1970-04-27 | Galvanized Steel
330359 | 2 | [5 empty] | Removed from Ground | Gas (Historical Use) | 6000 | Bare Steel | 1970-04-27 | Galvanized Steel
330359 | 3 | [5 empty] | Removed from Ground | Gas (Historical Use) | 8000 | Bare Steel | 1970-04-27 | Galvanized Steel
330359 | 4 | [5 empty] | Removed from Ground | Gas (Historical Use) | 10000 | Bare Steel | 1970-04-27 | Galvanized Steel
330360 | 1 | Flapper Valve | 1994-06-06 |  | 1994-06-06 |  | Currently in Use | Gas (Historical Use) | 6000 | Cathodically Protected Steel | 1970-04-27 | Steel (Impressed Current) | Pressurized
330360 | 2 | Flapper Valve | 1994-06-06 |  | 1994-06-06 |  | Currently in Use | Gas (Historical Use) | 4000 | Cathodically Protected Steel | 1970-04-27 | Steel (Impressed Current) | Pressurized
330360 | 3 | Flapper Valve | 1994-06-06 |  | 1994-06-06 |  | Currently in Use | Diesel | 3000 | Cathodically Protected Steel | 1985-04-23 | Steel (Impressed Current) | Pressurized
330360 | 4 | Flapper Valve | 1995-09-01 |  | 1995-09-01 |  | Currently in Use | Gas (Historical Use) | 3000 | Cathodically Protected Steel | 1970-04-27 | Steel (Impressed Current) | Pressurized
330360 | 5 | [5 empty] | Permanently Out of Use - historical purposes | Gas (Historical Use) | 0 | Not Marked/Unknown |  | Not Marked
330361 | 1 | [5 empty] | Removed from Ground | Gas (Historical Use) | 4000 | Bare Steel | 1970-04-27 | Galvanized Steel
330361 | 2 | [5 empty] | Removed from Ground | Gas (Historical Use) | 4000 | Bare Steel | 1970-04-27 | Galvanized Steel
330361 | 3 | [5 empty] | Removed from Ground | Gas (Historical Use) | 4000 | Bare Steel | 1970-04-27 | Galvanized Steel
330361 | 4 | [5 empty] | Removed from Ground | Gas (Historical Use) | 4000 | Bare Steel | 1971-04-27 | Galvanized Steel
330361 | 5 |  |  | yes |  | yes | Removed from Ground | Used Oil | 500 | Bare Steel | 1970-04-27 | Galvanized Steel
330362 | 1 |  | 1970-04-27 |  | 1970-04-27 |  | Removed from Ground | Gas (Historical Use) | 4000 | Cathodically Protected Steel | 1970-04-27 | Galvanized Steel | Pressurized
330362 | 10 |  | 1996-03-01 |  | 1996-03-01 |  | Currently in Use | Gas (Historical Use) | 10000 | Fiberglass Double Walled | 1996-03-01 | Double-Walled Fiberglass | Pressurized
330362 | 11 |  | 1996-03-01 |  | 1996-03-01 |  | Temporarily out of use | Diesel | 8000 | Fiberglass Double Walled | 1996-03-01 | Double-Walled Fiberglass | Pressurized
330362 | 12 |  | 1996-03-01 | yes | 1996-03-01 | yes | Currently in Use | Used Oil | 550 | Fiberglass Double Walled | 1996-03-01 | Double-Walled Fiberglass | Gravity Fed
330362 | 13 |  | 1996-03-01 | yes | 1996-03-01 | yes | Currently in Use | Used Oil | 550 | Fiberglass Double Walled | 1996-03-01 | Double-Walled Fiberglass | Gravity Fed
330362 | 2 |  | 1970-04-27 |  | 1970-04-27 |  | Removed from Ground | Gas (Historical Use) | 4000 | Cathodically Protected Steel | 1970-04-27 | Galvanized Steel | Pressurized
330362 | 3 |  | 1970-04-27 |  | 1970-04-27 |  | Removed from Ground | Gas (Historical Use) | 4000 | Cathodically Protected Steel | 1970-04-27 | Galvanized Steel | Pressurized
330362 | 4 |  | 1970-04-27 |  | 1970-04-27 |  | Removed from Ground | Gas (Historical Use) | 4000 | Cathodically Protected Steel | 1970-04-27 | Galvanized Steel | Pressurized
330362 | 5 |  | 1970-04-27 |  | 1970-04-27 |  | Removed from Ground | Gas (Historical Use) | 8000 | Cathodically Protected Steel | 1986-09-01 | Galvanized Steel | Pressurized
330362 | 6 | [5 empty] | Removed from Ground | Other | 550 | Not Marked/Unknown | 1996-05-22 | Not Marked
330362 | 7 | [5 empty] | Removed from Ground | Other | 550 | Not Marked/Unknown | 1996-05-22 | Not Marked
330362 | 8 |  | 1996-03-01 |  | 1996-03-01 |  | Currently in Use | Gas (Historical Use) | 10000 | Fiberglass Double Walled | 1996-03-01 | Double-Walled Fiberglass | Pressurized
330362 | 9 |  | 1996-03-01 |  | 1996-03-01 |  | Currently in Use | Gas (Historical Use) | 10000 | Fiberglass Double Walled | 1996-03-01 | Double-Walled Fiberglass | Pressurized
330363 | 1 | [5 empty] | Removed from Ground | Gas (Historical Use) | 5000 | Bare Steel | 1969-01-01 | Galvanized Steel
330363 | 2 | [5 empty] | Removed from Ground | Gas (Historical Use) | 5000 | Bare Steel | 1969-01-01 | Galvanized Steel
330363 | 3 | [5 empty] | Removed from Ground | Gas (Historical Use) | 5000 | Bare Steel | 1969-01-01 | Galvanized Steel
330363 | 4 | [5 empty] | Removed from Ground | Gas (Historical Use) | 5000 | Bare Steel | 1969-01-01 | Galvanized Steel
330363 | 5 |  |  | yes |  | yes | Removed from Ground | Used Oil | 600 | Bare Steel | 1969-01-01 | Galvanized Steel
330363 | 6 |  | 1993-06-01 |  | 1993-06-01 |  | Temporarily out of use | Gas (Historical Use) | 8000 | Cathodically Protected Steel | 1993-06-01 | Fiberglass Reinforced Plastic | Pressurized
330363 | 7 |  | 1993-06-01 |  | 1993-06-01 |  | Temporarily out of use | Gas (Historical Use) | 8000 | Cathodically Protected Steel | 1993-06-01 | Fiberglass Reinforced Plastic | Pressurized
330363 | 8 |  | 1993-06-01 |  | 1993-06-01 |  | Temporarily out of use | Diesel | 4000 | Cathodically Protected Steel | 1993-06-01 | Fiberglass Reinforced Plastic | Pressurized
330364 | 1 | [5 empty] | Removed from Ground | Gas (Historical Use) | 3000 | Bare Steel | 1957-04-30 | Galvanized Steel
330364 | 2 | [5 empty] | Removed from Ground | Gas (Historical Use) | 3000 | Bare Steel | 1957-04-30 | Galvanized Steel
330364 | 3 | [5 empty] | Removed from Ground | Gas (Historical Use) | 3000 | Bare Steel | 1957-04-30 | Galvanized Steel
330364 | 4 | [5 empty] | Removed from Ground | Gas (Historical Use) | 3000 | Bare Steel | 1957-04-30 | Galvanized Steel
330364 | 5 |  |  | yes |  | yes | Removed from Ground | Empty | 1000 | Bare Steel | 1956-04-30 | Unknown
330364 | 6 |  |  | yes |  | yes | Removed from Ground | Used Oil | 1000 | Cathodically Protected Steel | 1956-04-30 | Not Marked | Gravity Fed
330364 | 7 |  | 1990-02-22 |  | 1990-02-22 |  | Removed from Ground | Gas (Historical Use) | 8000 | Cathodically Protected Steel | 1990-02-22 | Fiberglass Reinforced Plastic | Pressurized
330364 | 8 |  | 1990-02-22 |  | 1990-02-22 |  | Removed from Ground | Gas (Historical Use) | 8000 | Cathodically Protected Steel | 1990-02-22 | Fiberglass Reinforced Plastic | Pressurized
330364 | 9 |  | 1990-02-22 |  | 1990-02-22 |  | Removed from Ground | Diesel | 8000 | Cathodically Protected Steel | 1990-02-22 | Fiberglass Reinforced Plastic | Pressurized
330365 | 1 | [5 empty] | Removed from Ground | Gas (Historical Use) | 5000 | Cathodically Protected Steel | 1969-04-27 | Galvanized Steel
330365 | 10 | Ball Float | 1990-11-01 |  | 1990-11-01 |  | Currently in Use | Diesel | 6000 | Fiberglass Double Walled | 1987-01-01 | Fiberglass Reinforced Plastic | Pressurized
330365 | 2 | [5 empty] | Removed from Ground | Gas (Historical Use) | 5000 | Cathodically Protected Steel | 1969-04-27 | Galvanized Steel
330365 | 3 | [5 empty] | Removed from Ground | Gas (Historical Use) | 5000 | Cathodically Protected Steel | 1969-04-27 | Galvanized Steel
330365 | 4 | [5 empty] | Removed from Ground | Gas (Historical Use) | 5000 | Cathodically Protected Steel | 1969-04-27 | Galvanized Steel
330365 | 5 |  |  | yes |  | yes | Removed from Ground | Used Oil | 600 | Bare Steel | 1969-04-27 | Galvanized Steel
330365 | 6 |  |  | yes |  | yes | Removed from Ground | Used Oil | 600 | Bare Steel | 1969-04-27 | Galvanized Steel
330365 | 7 | Ball Float | 1990-11-01 |  | 1990-11-01 |  | Currently in Use | Gas (Historical Use) | 10000 | Fiberglass Double Walled | 1987-01-01 | Fiberglass Reinforced Plastic | Pressurized
330365 | 8 | Ball Float | 1990-11-01 |  | 1990-11-01 |  | Currently in Use | Gas (Historical Use) | 10000 | Fiberglass Double Walled | 1987-01-01 | Fiberglass Reinforced Plastic | Pressurized
330365 | 9 | Ball Float | 1990-11-01 |  | 1990-11-01 |  | Currently in Use | Gas (Historical Use) | 10000 | Fiberglass Double Walled | 1987-01-01 | Fiberglass Reinforced Plastic | Pressurized
330366 | 1 | [5 empty] | Removed from Ground | Gas (Historical Use) | 5000 | Cathodically Protected Steel | 1969-04-27 | Galvanized Steel
330366 | 2 | [5 empty] | Removed from Ground | Gas (Historical Use) | 5000 | Cathodically Protected Steel | 1969-04-27 | Galvanized Steel
330366 | 3 | [5 empty] | Removed from Ground | Gas (Historical Use) | 5000 | Cathodically Protected Steel | 1969-04-27 | Galvanized Steel
330366 | 4 | [5 empty] | Removed from Ground | Gas (Historical Use) | 5000 | Cathodically Protected Steel | 1969-04-27 | Galvanized Steel
330366 | 5 |  |  | yes |  | yes | Removed from Ground | Used Oil | 600 | Bare Steel | 1969-04-27 | Unknown
330367 | 1 | [5 empty] | Removed from Ground | Gas (Historical Use) | 5000 | Bare Steel | 1969-06-27 | Bare Steel | Pressurized
330367 | 10 |  | 1991-10-01 |  | 1991-10-01 |  | Removed from Ground | Gas (Historical Use) | 1000 | Fiberglass | 1991-10-01 | Fiberglass Reinforced Plastic | Pressurized
330367 | 2 | [5 empty] | Removed from Ground | Gas (Historical Use) | 5000 | Bare Steel | 1969-06-27 | Bare Steel | Pressurized
330367 | 3 | [5 empty] | Removed from Ground | Gas (Historical Use) | 5000 | Bare Steel | 1969-06-27 | Not Marked | Pressurized
330367 | 4 | [5 empty] | Removed from Ground | Diesel | 5000 | Bare Steel | 1969-06-27 | Bare Steel | Pressurized
330367 | 5 | [5 empty] | Removed from Ground | Gas (Historical Use) | 10000 | Cathodically Protected Steel | 1983-02-24 | Bare Steel | Pressurized
330367 | 6 |  |  | yes |  | yes | Removed from Ground | Used Oil | 600 | Bare Steel | 1969-04-27 | Galvanized Steel | Gravity Fed
330367 | 7 | Ball Float | 1998-02-01 |  | 1998-02-01 |  | Currently in Use | Gas (Historical Use) | 10000 | Fiberglass | 1991-10-01 | Fiberglass Reinforced Plastic | Pressurized
330367 | 8 | Ball Float | 1998-02-01 |  | 1998-02-01 |  | Currently in Use | Gas (Historical Use) | 10000 | Fiberglass | 1991-10-01 | Fiberglass Reinforced Plastic | Pressurized
330367 | 9 | Ball Float | 1998-02-01 |  | 1998-02-01 |  | Currently in Use | Diesel | 10000 | Fiberglass | 1991-10-01 | Fiberglass Reinforced Plastic | Pressurized
330369 | 1 | [5 empty] | Removed from Ground | Gas (Historical Use) | 5000 | Cathodically Protected Steel | 1968-01-01 | Galvanized Steel
330369 | 2 | [5 empty] | Removed from Ground | Gas (Historical Use) | 5000 | Cathodically Protected Steel | 1968-01-01 | Galvanized Steel
330369 | 3 | [5 empty] | Removed from Ground | Gas (Historical Use) | 5000 | Cathodically Protected Steel | 1968-01-01 | Galvanized Steel
330369 | 4 | [5 empty] | Removed from Ground | Gas (Historical Use) | 5000 | Cathodically Protected Steel | 1968-01-01 | Galvanized Steel
330369 | 5 |  |  | yes |  | yes | Removed from Ground | Used Oil | 550 | Bare Steel | 1969-01-01 | Not Marked
330369 | 6 |  |  | yes |  | yes | Removed from Ground | Used Oil | 1000 | Bare Steel | 1969-01-01 | Not Marked
330369 | 604758 |  | 1991-10-24 |  | 1991-10-24 |  | Currently in Use | Gas (Historical Use) | 8000 | Fiberglass | 1991-10-24 | Fiberglass Reinforced Plastic | Pressurized
330369 | 604779 |  | 1991-10-24 |  | 1991-10-24 |  | Currently in Use | Gas (Historical Use) | 8000 | Fiberglass | 1991-10-24 | Fiberglass Reinforced Plastic | Pressurized
330370 | 1 | [5 empty] | Removed from Ground | Gas (Historical Use) | 5000 | Cathodically Protected Steel | 1968-04-27 | Galvanized Steel
330370 | 2 | [5 empty] | Removed from Ground | Gas (Historical Use) | 5000 | Cathodically Protected Steel | 1968-04-27 | Galvanized Steel
330370 | 3 | [5 empty] | Removed from Ground | Gas (Historical Use) | 5000 | Cathodically Protected Steel | 1968-04-27 | Galvanized Steel
330370 | 4 | [5 empty] | Removed from Ground | Gas (Historical Use) | 5000 | Cathodically Protected Steel | 1968-04-27 | Galvanized Steel
330370 | 5 |  |  | yes |  | yes | Removed from Ground | Used Oil | 600 | Bare Steel | 1968-04-27 | Galvanized Steel
330371 | 1 | [5 empty] | Removed from Ground | Gas (Historical Use) | 4000 | Bare Steel | 1969-04-27 | Galvanized Steel
330371 | 2 | [5 empty] | Removed from Ground | Gas (Historical Use) | 4000 | Bare Steel | 1969-04-27 | Galvanized Steel
330371 | 3 | [5 empty] | Removed from Ground | Gas (Historical Use) | 4000 | Bare Steel | 1969-04-27 | Galvanized Steel
330371 | 4 | [5 empty] | Removed from Ground | Gas (Historical Use) | 4000 | Bare Steel | 1969-04-27 | Galvanized Steel
330371 | 5 |  |  | yes |  | yes | Removed from Ground | Used Oil | 550 | Bare Steel | 1969-04-27 | Galvanized Steel
330372 | 1 | [5 empty] | Removed from Ground | Gas (Historical Use) | 10000 | Bare Steel | 1971-04-27 | Galvanized Steel
330372 | 2 | [5 empty] | Removed from Ground | Gas (Historical Use) | 10000 | Bare Steel | 1971-04-27 | Galvanized Steel
330372 | 3 | [5 empty] | Removed from Ground | Gas (Historical Use) | 5000 | Bare Steel | 1971-04-27 | Galvanized Steel
330372 | 4 |  |  | yes |  | yes | Removed from Ground | Used Oil | 550 | Bare Steel | 1971-04-27 | Galvanized Steel
330372 | 5 | [5 empty] | Removed from Ground | Diesel | 10000 | Fiberglass | 1980-04-24 | Fiberglass Reinforced Plastic
330372 | 6 |  | 1991-05-30 | yes | 1991-05-30 |  | Currently in Use | Gas (Historical Use) | 10000 | Fiberglass | 1991-05-17 | Fiberglass Reinforced Plastic | Pressurized
330372 | 7 |  | 1991-05-30 | yes | 1991-05-30 |  | Currently in Use | Gas (Historical Use) | 10000 | Fiberglass | 1991-05-17 | Fiberglass Reinforced Plastic | Pressurized
330372 | 8 |  | 1991-05-30 | yes | 1991-05-30 |  | Currently in Use | Gas (Historical Use) | 10000 | Fiberglass | 1991-05-17 | Fiberglass Reinforced Plastic | Pressurized
330372 | 9 |  | 2007-07-24 | yes | 2007-07-24 | yes | Temporarily out of use | Used Oil | 1000 | Fiberglass | 1991-05-17 | Not Marked | Gravity Fed
330374 | 1 | Ball Float |  |  |  |  | Removed from Ground | Gas (Historical Use) | 10000 | Bare Steel | 1971-04-27 | Galvanized Steel
330374 | 2 | [5 empty] | Removed from Ground | Gas (Historical Use) | 10000 | Bare Steel | 1971-04-27 | Galvanized Steel
330374 | 3 | [5 empty] | Removed from Ground | Gas (Historical Use) | 5000 | Bare Steel | 1971-04-27 | Galvanized Steel
330374 | 4 |  |  | yes |  | yes | Removed from Ground | Used Oil | 550 | Bare Steel | 1971-04-27 | Galvanized Steel
330374 | 5 | Ball Float | 1993-11-03 |  | 1993-11-03 |  | Currently in Use | Gas (Historical Use) | 10000 | Fiberglass | 1986-09-06 | Fiberglass Reinforced Plastic | Pressurized
330374 | 6 | Ball Float | 1993-11-03 |  | 1993-11-03 |  | Currently in Use | Gas (Historical Use) | 10000 | Fiberglass | 1986-09-06 | Fiberglass Reinforced Plastic | Pressurized
330374 | 7 | Ball Float | 1993-11-03 |  | 1993-11-03 |  | Currently in Use | Gas (Historical Use) | 10000 | Fiberglass | 1986-09-06 | Fiberglass Reinforced Plastic | Pressurized
330374 | 8 |  | 2007-07-03 | yes | 1993-11-03 | yes | Currently in Use | Used Oil | 1000 | Fiberglass Double Walled | 1986-09-06 | Not Marked
330375 | 1 |  | 1994-06-20 |  | 1994-06-20 |  | Removed from Ground | Gas (Historical Use) | 10000 | Cathodically Protected Steel | 1972-04-26 | Fiberglass Reinforced Plastic | Pressurized
330375 | 2 |  | 1994-06-20 |  | 1994-06-20 |  | Removed from Ground | Gas (Historical Use) | 10000 | Cathodically Protected Steel | 1972-04-26 | Fiberglass Reinforced Plastic | Pressurized
330375 | 3 |  | 1994-06-20 |  | 1994-06-20 |  | Removed from Ground | Gas (Historical Use) | 5000 | Cathodically Protected Steel | 1972-04-26 | Fiberglass Reinforced Plastic | Pressurized
330375 | 4 |  |  | yes |  | yes | Removed from Ground | Used Oil | 550 | Cathodically Protected Steel | 1972-04-26 | Galvanized Steel
330376 | 1 | [5 empty] | Removed from Ground | Gas (Historical Use) | 10000 | Cathodically Protected Steel | 1969-04-27 | Galvanized Steel
330376 | 2 | [5 empty] | Removed from Ground | Gas (Historical Use) | 10000 | Cathodically Protected Steel | 1969-04-27 | Galvanized Steel
330376 | 3 | [5 empty] | Removed from Ground | Gas (Historical Use) | 5000 | Cathodically Protected Steel | 1969-04-27 | Galvanized Steel
330376 | 4 |  |  | yes |  | yes | Removed from Ground | Used Oil | 550 | Cathodically Protected Steel | 1969-04-27 | Galvanized Steel
330378 | 1 | [5 empty] | Removed from Ground | Gas (Historical Use) | 10000 | Cathodically Protected Steel | 1969-04-27 | Galvanized Steel
330378 | 2 | [5 empty] | Removed from Ground | Gas (Historical Use) | 10000 | Cathodically Protected Steel | 1969-04-27 | Galvanized Steel
330378 | 3 | [5 empty] | Removed from Ground | Gas (Historical Use) | 5000 | Cathodically Protected Steel | 1969-04-27 | Galvanized Steel
330378 | 4 |  |  | yes |  | yes | Removed from Ground | Used Oil | 550 | Cathodically Protected Steel | 1969-04-27 | Galvanized Steel
330379 | 1 | [5 empty] | Removed from Ground | Gas (Historical Use) | 5000 | Cathodically Protected Steel | 1970-04-27 | Galvanized Steel
330379 | 2 | [5 empty] | Removed from Ground | Gas (Historical Use) | 10000 | Cathodically Protected Steel | 1970-04-27 | Galvanized Steel
330379 | 3 | [5 empty] | Removed from Ground | Gas (Historical Use) | 10000 | Cathodically Protected Steel | 1970-04-27 | Galvanized Steel
330379 | 4 |  |  | yes |  | yes | Removed from Ground | Used Oil | 550 | Cathodically Protected Steel | 1970-04-27 | Galvanized Steel
330379 | 5 |  | 1994-07-01 |  | 1994-07-01 |  | Currently in Use | Gas (Historical Use) | 8775 | Fiberglass Double Walled | 1989-11-10 | Fiberglass Reinforced Plastic | Pressurized
330379 | 6 |  | 1994-07-01 |  | 1994-07-01 |  | Currently in Use | Gas (Historical Use) | 8775 | Fiberglass Double Walled | 1989-11-10 | Fiberglass Reinforced Plastic | Pressurized
330379 | 7 |  | 1994-07-01 |  | 1994-07-01 |  | Currently in Use | Gas (Historical Use) | 8775 | Fiberglass Double Walled | 1989-11-10 | Fiberglass Reinforced Plastic | Pressurized
330380 | 1 | [5 empty] | Removed from Ground | Gas (Historical Use) | 8000 | Bare Steel | 1957-04-30 | Galvanized Steel
330380 | 2 | [5 empty] | Removed from Ground | Gas (Historical Use) | 6000 | Bare Steel | 1957-04-30 | Galvanized Steel
330380 | 3 | [5 empty] | Removed from Ground | Gas (Historical Use) | 3000 | Bare Steel | 1957-04-30 | Galvanized Steel
330380 | 4 |  |  | yes |  | yes | Removed from Ground | Used Oil | 550 | Bare Steel | 1957-04-30 | Galvanized Steel
330381 | 1 | Ball Float | 1993-10-14 |  | 1993-10-14 |  | Currently in Use | Gas (Historical Use) | 10000 | Fiberglass | 1982-01-01 | Fiberglass Reinforced Plastic | Pressurized
330381 | 2 |  | 1993-10-14 |  | 1993-10-14 |  | Currently in Use | Diesel | 10000 | Fiberglass | 1982-01-01 | Fiberglass Reinforced Plastic | Pressurized
330381 | 3 | Ball Float | 1993-10-14 |  | 1993-10-14 |  | Currently in Use | Gas (Historical Use) | 10000 | Fiberglass | 1982-01-01 | Fiberglass Reinforced Plastic | Pressurized
330381 | 4 | [5 empty] | Removed from Ground | Empty | 10000 | Fiberglass | 1982-01-01 | Fiberglass Reinforced Plastic | Pressurized
330381 | 5 |  |  | yes |  | yes | Closed in Ground | Used Oil | 1000 | Fiberglass | 1982-01-01 | Not Marked | Gravity Fed
330383 | 1 | [5 empty] | Removed from Ground | Gas (Historical Use) | 10000 | Bare Steel | 1969-04-27 | Bare Steel
330383 | 2 | [5 empty] | Removed from Ground | Gas (Historical Use) | 10000 | Bare Steel | 1969-04-27 | Galvanized Steel
330383 | 3 | [5 empty] | Removed from Ground | Gas (Historical Use) | 5000 | Bare Steel | 1969-04-27 | Galvanized Steel
330383 | 4 |  |  | yes |  | yes | Removed from Ground | Used Oil | 550 | Bare Steel | 1969-04-27 | Galvanized Steel
330385 | 1 |  | 1993-05-28 | no | 1993-05-28 | no | Currently in Use | Regular | 8775 | Fiberglass | 1985-01-01 | Fiberglass Reinforced Plastic | Pressurized
330385 | 2 |  | 1993-05-28 |  | 1993-05-28 |  | Currently in Use | Gas (Historical Use) | 8775 | Fiberglass | 1985-01-01 | Fiberglass Reinforced Plastic | Pressurized
330385 | 3 |  | 1993-05-28 |  | 1993-05-28 |  | Currently in Use | Diesel | 8775 | Fiberglass | 1985-01-01 | Fiberglass Reinforced Plastic | Pressurized
330387 | 1 | [5 empty] | Removed from Ground | Gas (Historical Use) | 10000 | Bare Steel | 1970-04-27 | Galvanized Steel
330387 | 2 | [5 empty] | Removed from Ground | Gas (Historical Use) | 10000 | Bare Steel | 1970-04-27 | Galvanized Steel
330387 | 3 | [5 empty] | Removed from Ground | Gas (Historical Use) | 5000 | Bare Steel | 1970-04-27 | Galvanized Steel
330387 | 4 |  |  | yes |  | yes | Removed from Ground | Used Oil | 550 | Bare Steel | 1970-04-27 | Galvanized Steel
330388 | 1 | Flapper Valve | 1993-05-02 |  | 1993-05-02 |  | Removed from Ground | Gas (Historical Use) | 8775 | Fiberglass | 1986-01-01 | Double-Walled Fiberglass | Pressurized
330388 | 2 | Flapper Valve | 1993-05-02 |  | 1993-05-02 |  | Removed from Ground | Gas (Historical Use) | 8775 | Fiberglass | 1986-01-01 | Double-Walled Fiberglass | Pressurized
330388 | 3 | Flapper Valve | 1993-05-02 |  | 1993-05-02 |  | Removed from Ground | Gas (Historical Use) | 10000 | Fiberglass | 1986-01-01 | Double-Walled Fiberglass | Pressurized
330389 | 1 |  | 1993-05-17 |  | 1993-05-17 |  | Removed from Ground | Gas (Historical Use) | 10000 | Fiberglass | 1980-10-01 | Fiberglass Reinforced Plastic | Pressurized
330389 | 2 |  | 1993-05-17 |  | 1993-05-17 |  | Removed from Ground | Gas (Historical Use) | 10000 | Fiberglass | 1980-10-01 | Fiberglass Reinforced Plastic | Pressurized
330389 | 3 |  | 1993-05-17 |  | 1993-05-17 |  | Removed from Ground | Gas (Historical Use) | 10000 | Fiberglass | 1981-01-01 | Fiberglass Reinforced Plastic | Pressurized
330389 | 4 | [5 empty] | Removed from Ground | Diesel | 10000 | Fiberglass | 1981-01-01 | Fiberglass Reinforced Plastic | Pressurized
330390 | 1 | [5 empty] | Removed from Ground | Gas (Historical Use) | 5000 | Bare Steel | 1988-06-15 | Galvanized Steel
330390 | 2 | [5 empty] | Removed from Ground | Gas (Historical Use) | 10000 | Bare Steel | 1988-06-15 | Galvanized Steel
330390 | 3 | [5 empty] | Removed from Ground | Gas (Historical Use) | 10000 | Bare Steel | 1988-06-15 | Galvanized Steel
330390 | 4 |  |  | yes |  | yes | Removed from Ground | Used Oil | 550 | Bare Steel | 1988-06-15 | Galvanized Steel
330391 | 1 | [5 empty] | Removed from Ground | Other | 3000 | Cathodically Protected Steel | 1986-01-01 | Galvanized Steel
330391 | 2 | [5 empty] | Removed from Ground | Other | 3000 | Cathodically Protected Steel | 1986-01-01 | Galvanized Steel
330391 | 3 |  |  | yes |  | yes | Removed from Ground | Used Oil | 1000 | Cathodically Protected Steel | 1986-01-01 | Galvanized Steel
330392 | 1 | [5 empty] | Removed from Ground | Other | 4000 | Bare Steel | 1986-01-01 | Galvanized Steel
330392 | 2 | [5 empty] | Removed from Ground | Other | 4000 | Bare Steel | 1986-01-01 | Galvanized Steel
330392 | 3 |  |  | yes |  | yes | Removed from Ground | Used Oil | 2000 | Bare Steel | 1986-01-01 | Galvanized Steel
330393 | 1 | [5 empty] | Removed from Ground | Other | 3000 | Bare Steel | 1985-01-01 | Galvanized Steel
330393 | 2 | [5 empty] | Removed from Ground | Other | 1000 | Bare Steel | 1985-01-01 | Galvanized Steel
330393 | 3 |  |  | yes |  | yes | Removed from Ground | Used Oil | 3000 | Bare Steel | 1985-01-01 | Galvanized Steel
330394 | 1 | Ball Float | 1993-07-01 | no | 1993-07-01 | no | Currently in Use | Regular | 10000 | Fiberglass | 1972-04-26 | Fiberglass Reinforced Plastic | Pressurized
330394 | 2 | Ball Float | 1993-07-01 | no | 1993-07-01 | no | Currently in Use | Plus | 10000 | Fiberglass | 1972-04-26 | Fiberglass Reinforced Plastic | Pressurized
330394 | 3 | Ball Float | 1993-07-01 | no | 1993-07-01 | no | Currently in Use | Premium | 10000 | Fiberglass | 1972-04-26 | Fiberglass Reinforced Plastic | Pressurized
330394 | 4 | Ball Float | 1993-07-01 | no | 1993-07-01 | no | Currently in Use | Diesel | 10000 | Fiberglass | 1972-04-26 | Fiberglass Reinforced Plastic | Pressurized
330396 | 1 | Ball Float | 1991-10-01 |  | 1991-10-01 |  | Currently in Use | Gas (Historical Use) | 10000 | Fiberglass | 1979-04-25 | Fiberglass Reinforced Plastic | Pressurized
330396 | 2 | Ball Float | 1991-10-01 |  | 1991-10-01 |  | Currently in Use | Gas (Historical Use) | 10000 | Fiberglass | 1979-04-25 | Fiberglass Reinforced Plastic | Pressurized
330396 | 3 | Ball Float | 1991-10-01 |  | 1991-10-01 |  | Currently in Use | Diesel | 10000 | Fiberglass | 1979-04-25 | Fiberglass Reinforced Plastic | Pressurized
330396 | 4 | Ball Float | 1991-10-01 |  | 1991-10-01 |  | Currently in Use | Gas (Historical Use) | 10000 | Fiberglass | 1979-04-25 | Fiberglass Reinforced Plastic | Pressurized
330398 | 1 | Ball Float | 1994-09-30 |  | 1994-09-30 |  | Currently in Use | Gas (Historical Use) | 10000 | Fiberglass Double Walled | 1986-10-01 | Fiberglass Reinforced Plastic | Pressurized
330398 | 2 | Ball Float | 1994-09-30 |  | 1994-09-30 |  | Currently in Use | Gas (Historical Use) | 10000 | Fiberglass Double Walled | 1986-10-01 | Fiberglass Reinforced Plastic | Pressurized
330398 | 3 | Ball Float | 1994-09-30 |  | 1994-09-30 |  | Currently in Use | Gas (Historical Use) | 10000 | Fiberglass Double Walled | 1986-10-01 | Fiberglass Reinforced Plastic | Pressurized
330400 | 1 | [5 empty] | Removed from Ground | Gas (Historical Use) | 6500 | Unknown | 1957-01-08 | Not Marked
330400 | 2 | [5 empty] | Permanently Out of Use - historical purposes | Gas (Historical Use) | 500 | Not Marked/Unknown |  | Unknown
330402 | 1 |  | 1993-02-24 |  | 1993-02-24 |  | Temporarily out of use | Gas (Historical Use) | 10000 | Fiberglass | 1987-01-01 | Fiberglass Reinforced Plastic | Pressurized
330402 | 2 |  | 1993-02-24 |  | 1993-02-24 |  | Temporarily out of use | Gas (Historical Use) | 10000 | Fiberglass | 1987-01-01 | Fiberglass Reinforced Plastic | Pressurized
330402 | 3 |  | 1993-02-24 |  | 1993-02-24 |  | Temporarily out of use | Gas (Historical Use) | 10000 | Fiberglass | 1987-01-01 | Fiberglass Reinforced Plastic | Pressurized
330402 | 4 |  | 1993-02-24 |  | 1993-02-24 |  | Temporarily out of use | Diesel | 10000 | Fiberglass | 1987-01-01 | Fiberglass Reinforced Plastic | Pressurized
330405 | 1 |  | 1995-08-01 |  | 1995-08-01 |  | Currently in Use | Gas (Historical Use) | 8000 | Steel-Impressed Current | 1986-01-01 | Steel (Impressed Current) | Pressurized
330405 | 2 |  | 1995-08-01 | no | 1995-08-01 | no | Currently in Use | Premium | 8000 | Steel-Impressed Current | 1986-01-01 | Steel (Impressed Current) | Pressurized
330405 | 3 |  | 1995-08-01 | no | 1995-08-01 | no | Currently in Use | Diesel | 8000 | Steel-Impressed Current | 1986-01-01 | Steel (Impressed Current) | Pressurized
330406 | 1 | Ball Float | 1998-09-01 | no | 1998-09-01 | no | Currently in Use | Regular | 8000 | Steel-Impressed Current | 1986-01-01 | Fiberglass Reinforced Plastic | Pressurized
330406 | 2 | Ball Float | 1998-09-01 | no | 1998-09-01 | no | Currently in Use | Premium | 6000 | Steel-Impressed Current | 1986-01-01 | Fiberglass Reinforced Plastic | Pressurized
330406 | 3 | Ball Float | 1998-09-01 | no | 1998-09-01 | no | Currently in Use | Diesel | 8000 | Steel-Impressed Current | 1986-01-01 | Fiberglass Reinforced Plastic | Pressurized
330407 | 1 | [5 empty] | Removed from Ground | Diesel | 5000 | Bare Steel | 1984-01-02 | Galvanized Steel
330408 | 1 |  |  | yes |  | yes | Removed from Ground | Used Oil | 300 | Bare Steel | 1977-01-03 | Galvanized Steel
330409 | 1 | Ball Float | 1995-06-28 |  | 1995-06-28 |  | Temporarily out of use | Gas (Historical Use) | 10000 | Fiberglass | 1987-01-01 | Fiberglass Reinforced Plastic | Pressurized
330409 | 2 | Ball Float | 1995-06-28 |  | 1995-06-28 |  | Currently in Use | Gas (Historical Use) | 10000 | Fiberglass | 1987-01-01 | Fiberglass Reinforced Plastic | Pressurized
330409 | 3 | Ball Float | 1995-06-28 |  | 1995-06-28 |  | Currently in Use | Gas (Historical Use) | 10000 | Fiberglass | 1987-01-01 | Fiberglass Reinforced Plastic | Pressurized
330412 | 1 | [5 empty] | Closed in Ground | Gas (Historical Use) | 10000 | Cathodically Protected Steel | 1985-05-08 | Galvanized Steel | Pressurized
330412 | 2 | [5 empty] | Closed in Ground | Gas (Historical Use) | 10000 | Cathodically Protected Steel | 1985-05-08 | Galvanized Steel | Pressurized
330412 | 3 | [5 empty] | Closed in Ground | Gas (Historical Use) | 10000 | Cathodically Protected Steel | 1985-05-08 | Galvanized Steel | Pressurized
330412 | 4 | [5 empty] | Closed in Ground | Diesel | 20000 | Cathodically Protected Steel | 1985-05-08 | Galvanized Steel | Pressurized
330412 | 5 | [5 empty] | Closed in Ground | Diesel | 20000 | Cathodically Protected Steel | 1985-05-08 | Galvanized Steel | Pressurized
330412 | 6 | [5 empty] | Removed from Ground | Gas (Historical Use) | 4000 | Bare Steel | 1999-07-31 | Unknown
330412 | 9275 | Ball Float | 1995-11-02 | no | 1995-11-02 | no | Currently in Use | Gas (Historical Use) | 10000 | Composite | 1995-10-30 | Double-Walled Flex | Pressurized
330412 | 9275A | Ball Float | 1995-11-02 | no | 1995-11-02 | no | Currently in Use | Regular | 10000 | Composite | 1995-10-30 | Double-Walled Flex | Pressurized
330412 | 9275B | Ball Float | 1995-11-02 | no | 1995-11-02 | no | Currently in Use | Diesel | 10000 | Composite | 1995-10-30 | Double-Walled Flex | Pressurized
330413 | 1 |  |  | yes |  | yes | Permanently Out of Use - historical purposes | Used Oil | 5000 | Bare Steel | 1966-05-13 | Galvanized Steel | Gravity Fed
330413 | 2 | [5 empty] | Closed in Ground | Diesel | 10000 | Cathodically Protected Steel | 1987-12-31 | Galvanized Steel | Pressurized
330413 | 3 | Flapper Valve | 1997-09-30 |  | 1997-09-30 |  | Currently in Use | Diesel | 10000 | Galvanic (STIP-3) | 1987-12-31 | Double-Walled Fiberglass | Pressurized
330413 | 4 | Flapper Valve | 1997-09-30 |  | 1997-09-30 |  | Currently in Use | Diesel | 10000 | Galvanic (STIP-3) | 1987-12-31 | Double-Walled Fiberglass | Pressurized
330415 | 1 |  |  | no |  | no | Removed from Ground |  | 3000 |  | 1971-05-12
330415 | 2 |  |  | no |  | no | Removed from Ground |  | 3000 |  | 1971-05-12
330415 | 3 |  |  | no |  | no | Removed from Ground |  | 3000 |  | 1971-05-12
330415 | 4 |  |  | no |  | no | Removed from Ground | Diesel | 3000 |  | 1971-05-12
330415 | 5 |  | 1991-12-01 | no | 1991-12-01 | no | Currently in Use |  | 6000 | Fiberglass Double Walled | 1991-10-14 | Fiberglass Reinforced Plastic | Safe Suction (Euro)
330416 | 1 | [5 empty] | Removed from Ground | Gas (Historical Use) | 8000 | Marked Unknown | 1972-05-11 | Unknown
330416 | 2 |  |  | yes |  | yes | Closed in Ground | Used Oil | 550 | Not Marked/Unknown | 1991-02-21 | Not Marked
330416 | 3 |  |  | yes |  | yes | Closed in Ground | Used Oil | 550 | Not Marked/Unknown | 1991-02-21 | Not Marked
330417 | 1 | [5 empty] | Removed from Ground | Gas (Historical Use) | 6000 | Bare Steel | 1983-05-09 | Galvanized Steel
330418 | 1 |  |  | yes |  | yes | Removed from Ground | Used Oil | 275 | Bare Steel | 1983-05-14 | Bare Steel | Gravity Fed
330420 | 1 | [5 empty] | Removed from Ground | Gas (Historical Use) | 10000 | Bare Steel | 1986-06-17 | Galvanized Steel
330420 | 2 | [5 empty] | Removed from Ground | Gas (Historical Use) | 10000 | Bare Steel | 1986-06-17 | Galvanized Steel
330420 | 3 | [5 empty] | Removed from Ground | Gas (Historical Use) | 10000 | Bare Steel | 1986-06-17 | Galvanized Steel
330420 | 4 |  | 1991-03-01 | no | 1991-03-01 | no | Currently in Use | Empty | 2000 | Composite | 1991-04-01 | Fiberglass Reinforced Plastic
330420 | 5 | Ball Float | 1991-03-01 | no | 1991-03-01 | no | Currently in Use | Regular | 12000 | Composite | 1991-04-01 | Fiberglass Reinforced Plastic
330420 | 6 | Ball Float | 1991-03-01 | no | 1991-03-01 | no | Currently in Use | Premium | 12000 | Composite | 1991-04-01 | Fiberglass Reinforced Plastic
330420 | 7 | Ball Float | 1991-03-01 | no | 1991-03-01 | no | Currently in Use | Diesel | 8000 | Composite | 1991-04-01 | Fiberglass Reinforced Plastic
330421 | 1 | [5 empty] | Removed from Ground | Diesel | 10000 | Cathodically Protected Steel | 1986-06-13 | Cathodically Protected
330422 | 1 | Ball Float | 1986-05-30 |  | 1986-05-30 |  | Currently in Use | Gas (Historical Use) | 10000 | Composite | 1986-05-30 | Double-Walled Fiberglass | Pressurized
330422 | 2 | Ball Float | 1986-05-30 |  | 1986-05-30 |  | Currently in Use | Gas (Historical Use) | 10000 | Composite | 1986-05-30 | Double-Walled Fiberglass | Pressurized
330422 | 3 | Ball Float | 1986-05-30 |  | 1986-05-30 |  | Currently in Use | Gas (Historical Use) | 8000 | Composite | 1986-05-30 | Double-Walled Fiberglass | Pressurized
330422 | 4 | Ball Float | 1986-05-30 |  | 1986-05-30 |  | Currently in Use | Diesel | 8000 | Composite | 1986-05-30 | Double-Walled Fiberglass | Pressurized
330422 | 5 | Ball Float | 1986-05-30 |  | 1986-05-30 |  | Currently in Use | Kerosene | 4000 | Composite | 1986-05-30 | Double-Walled Fiberglass | Pressurized
330423 | 1 | [5 empty] | Removed from Ground | Gas (Historical Use) | 0 | Bare Steel | 1986-05-30 | Galvanized Steel
330423 | 2 | [5 empty] | Removed from Ground | Other | 0 | Bare Steel | 1986-05-30 | Galvanized Steel
330423 | 3 |  |  | yes |  | yes | Removed from Ground | Used Oil | 0 | Bare Steel | 1986-05-30 | Galvanized Steel
330424 | 1 | [5 empty] | Closed in Ground | Gas (Historical Use) | 1000 | Bare Steel | 1981-05-29 | Galvanized Steel | Suction (American)
330425 | 1 | [5 empty] | Removed from Ground | Gas (Historical Use) | 2000 | Bare Steel | 1974-05-30 | Galvanized Steel | Suction (American)
330425 | 2 |  |  | yes |  | yes | Removed from Ground | Used Oil | 250 | Bare Steel | 1974-05-30 | Galvanized Steel | Gravity Fed
330425 | 3 |  | 1994-03-03 |  | 1994-03-03 |  | Removed from Ground | Diesel | 2000 | Galvanic (STIP-3) | 1994-03-03 | Fiberglass Reinforced Plastic | Safe Suction (Euro)
330425 | 4 |  | 1994-03-03 |  | 1994-03-03 |  | Removed from Ground | Gas (Historical Use) | 1000 | Galvanic (STIP-3) | 1994-03-03 | Fiberglass Reinforced Plastic | Safe Suction (Euro)
330426 | 1 |  |  | yes |  | yes | Removed from Ground | Used Oil | 550 | Bare Steel | 1985-05-23 | Galvanized Steel
330427 | 1 |  |  | yes |  | yes | Removed from Ground | Used Oil | 550 | Bare Steel | 1985-05-23 | Galvanized Steel
330429 | 1 | [5 empty] | Removed from Ground | Gas (Historical Use) | 8000 | Cathodically Protected Steel | 1985-06-18 | Galvanized Steel | Pressurized
330429 | 2 | [5 empty] | Removed from Ground | Gas (Historical Use) | 8000 | Cathodically Protected Steel | 1985-06-18 | Galvanized Steel | Pressurized
330429 | 3 | [5 empty] | Removed from Ground | Diesel | 8000 | Cathodically Protected Steel | 1985-06-18 | Galvanized Steel | Pressurized
330430 | 1 | [5 empty] | Removed from Ground | Diesel | 8000 | Bare Steel | 1983-01-02 | Galvanized Steel
330431 | 1 | Ball Float | 1996-08-30 |  | 1996-08-30 |  | Currently in Use | Gas (Historical Use) | 6000 | Steel-Impressed Current | 1983-05-20 | Fiberglass Reinforced Plastic | Pressurized
330431 | 2 | Ball Float | 1996-08-30 |  | 1996-08-30 |  | Currently in Use | Gas (Historical Use) | 6000 | Steel-Impressed Current | 1986-05-19 | Fiberglass Reinforced Plastic | Pressurized
330433 | 1 | [5 empty] | Closed in Ground | Hazardous Substance | 6000 | Bare Steel | 1986-05-14 | Unknown
330433 | 2 | [5 empty] | Removed from Ground | Gas (Historical Use) | 1000 | Not Marked/Unknown | 1992-07-23 | Not Marked
330433 | 3 | [5 empty] | Removed from Ground | Gas (Historical Use) | 1000 | Not Marked/Unknown | 1992-07-23 | Not Marked
330438 | 1 | Flapper Valve | 1998-10-10 |  | 1998-10-10 |  | Currently in Use | Gas (Historical Use) | 10000 | Steel-Impressed Current | 1998-10-10 | Fiberglass Reinforced Plastic | Pressurized
330438 | 2 | Flapper Valve | 1998-10-10 |  | 1998-10-10 |  | Currently in Use | Gas (Historical Use) | 4000 | Steel-Impressed Current | 1998-10-10 | Fiberglass Reinforced Plastic | Pressurized
330438 | 3 |  | 1998-10-10 |  | 1998-10-10 |  | Temporarily out of use | Empty | 4000 | Steel-Impressed Current | 1998-10-10 | Fiberglass Reinforced Plastic | Pressurized
330438 | 4 | Flapper Valve | 1998-10-10 |  | 1998-10-10 |  | Currently in Use | Gas (Historical Use) | 4000 | Steel-Impressed Current | 1998-10-10 | Fiberglass Reinforced Plastic | Pressurized
330438 | 5 | Flapper Valve | 1998-10-10 |  | 1998-10-10 |  | Currently in Use | Gas (Historical Use) | 4000 | Steel-Impressed Current | 1998-10-10 | Fiberglass Reinforced Plastic | Pressurized
330439 | 1 | [5 empty] | Removed from Ground | Gas (Historical Use) | 8000 | Bare Steel | 1984-05-13 | Galvanized Steel
330439 | 2 | [5 empty] | Removed from Ground | Gas (Historical Use) | 8000 | Bare Steel | 1984-05-13 | Galvanized Steel
330439 | 3 | [5 empty] | Removed from Ground | Gas (Historical Use) | 8000 | Bare Steel | 1984-05-13 | Galvanized Steel
330440 | 1 | Ball Float | 1998-10-09 |  | 1998-10-09 |  | Currently in Use | Gas (Historical Use) | 8000 | Steel-Impressed Current | 1998-10-09 | Double-Walled Flex | Pressurized
330440 | 2 | Ball Float | 1998-10-09 |  | 1998-10-09 |  | Currently in Use | Gas (Historical Use) | 8000 | Steel-Impressed Current | 1998-10-08 | Double-Walled Flex | Pressurized
330441 | 1 | [5 empty] | Removed from Ground | Gas (Historical Use) | 8000 | Bare Steel | 1972-05-16 | Galvanized Steel
330441 | 2 | [5 empty] | Removed from Ground | Gas (Historical Use) | 8000 | Bare Steel | 1972-05-16 | Galvanized Steel
330441 | 3 | [5 empty] | Removed from Ground | Gas (Historical Use) | 8000 | Bare Steel | 1972-05-16 | Galvanized Steel
330442 | 1 | Ball Float | 1998-04-01 |  | 1998-04-01 |  | Removed from Ground | Gas (Historical Use) | 8000 | Steel-Impressed Current | 1976-05-15 | Steel (Impressed Current) | Pressurized
330442 | 2 | Ball Float | 1998-04-01 |  | 1998-04-01 |  | Removed from Ground | Gas (Historical Use) | 8000 | Steel-Impressed Current | 1976-05-15 | Steel (Impressed Current) | Pressurized
330442 | 3 | Ball Float | 1998-04-01 |  | 1998-04-01 |  | Removed from Ground | Diesel | 8000 | Steel-Impressed Current | 1983-05-14 | Steel (Impressed Current) | Pressurized
330443 | 1 | [5 empty] | Removed from Ground | Gas (Historical Use) | 8000 | Bare Steel | 1973-05-16 | Fiberglass Reinforced Plastic
330443 | 2 | [5 empty] | Removed from Ground | Gas (Historical Use) | 8000 | Bare Steel | 1973-05-16 | Fiberglass Reinforced Plastic
330443 | 3 | [5 empty] | Removed from Ground | Gas (Historical Use) | 8000 | Bare Steel | 1988-01-13 | Fiberglass Reinforced Plastic
330444 | 1 | [5 empty] | Removed from Ground | Gas (Historical Use) | 8000 | Bare Steel | 1972-05-16 | Galvanized Steel
330444 | 2 | [5 empty] | Removed from Ground | Gas (Historical Use) | 8000 | Bare Steel | 1972-05-16 | Galvanized Steel
330444 | 3 | [5 empty] | Removed from Ground | Gas (Historical Use) | 8000 | Bare Steel | 1972-05-16 | Galvanized Steel
330444 | 4 | Ball Float |  |  |  |  | Currently in Use | Gas (Historical Use) | 10000 | Fiberglass | 1988-01-01 | Fiberglass Reinforced Plastic | Pressurized
330444 | 5 | Ball Float |  |  |  |  | Currently in Use | Gas (Historical Use) | 10000 | Fiberglass | 1988-01-01 | Fiberglass Reinforced Plastic | Pressurized
330444 | 6 | Ball Float |  |  |  |  | Currently in Use | Gas (Historical Use) | 10000 | Fiberglass | 1988-01-01 | Fiberglass Reinforced Plastic | Pressurized
330445 | 1 | Flapper Valve | 1997-08-12 |  | 1997-08-12 |  | Removed from Ground | Gas (Historical Use) | 8000 | Steel-Impressed Current | 1972-05-16 | Double-Walled Fiberglass | Pressurized
330445 | 2 | Flapper Valve | 1997-08-12 |  | 1997-08-12 |  | Removed from Ground | Gas (Historical Use) | 8000 | Steel-Impressed Current | 1972-05-16 | Double-Walled Fiberglass | Pressurized
330445 | 3 | Flapper Valve | 1997-08-12 |  | 1997-08-12 |  | Removed from Ground | Gas (Historical Use) | 8000 | Steel-Impressed Current | 1972-05-16 | Double-Walled Fiberglass | Pressurized
330446 | 1 | Ball Float | 1986-07-14 | no | 1986-07-14 | no | Currently in Use | Regular | 10000 | Composite | 1986-07-14 | Double-Walled Fiberglass | Pressurized
330446 | 2 | Ball Float | 1986-07-14 | no | 1986-07-14 | no | Currently in Use | Regular | 10000 | Composite | 1986-07-14 | Double-Walled Fiberglass | Pressurized
330446 | 3 | Ball Float | 1986-07-14 | no | 1986-07-14 | no | Currently in Use | Premium | 10000 | Composite | 1986-07-14 | Double-Walled Fiberglass | Pressurized
330446 | 4 | [5 empty] | Removed from Ground | Gas (Historical Use) | 8000 | Bare Steel | 1961-05-19 | Galvanized Steel
330446 | 5 | [5 empty] | Removed from Ground | Gas (Historical Use) | 8000 | Bare Steel | 1961-05-19 | Galvanized Steel
330446 | 6 | [5 empty] | Removed from Ground | Gas (Historical Use) | 8000 | Bare Steel | 1961-05-19 | Galvanized Steel
330446 | 7 | Ball Float | 1986-07-14 | no | 1986-07-14 | no | Currently in Use | Diesel | 10000 | Composite | 1986-07-14 | Double-Walled Fiberglass | Pressurized
330450 | 1 | [5 empty] | Removed from Ground | Diesel | 10000 | Bare Steel | 1983-01-03 | Bare Steel | Safe Suction (Euro)
330450 | 3 |  | 1998-05-15 |  | 1998-05-15 |  | Currently in Use | Diesel | 10000 | Steel-Impressed Current | 1977-01-03 | Cathodically Protected | Safe Suction (Euro)
330452 | 1 | [5 empty] | Removed from Ground | Gas (Historical Use) | 564 | Bare Steel | 1972-07-28 | Galvanized Steel | Suction (American)
330455 | 1 | Flapper Valve | 1995-05-01 |  | 1995-05-01 |  | Currently in Use | Diesel | 10000 | Galvanic (STIP-3) | 1986-07-18 | Secondary Containment | Pressurized
330456 | 1 | Ball Float | 1994-07-14 |  | 1997-07-14 |  | Currently in Use | Gas (Historical Use) | 10000 | Fiberglass | 1987-01-01 | Fiberglass Reinforced Plastic | Pressurized
330456 | 2 | Ball Float | 1994-07-14 |  | 1994-07-14 |  | Currently in Use | Gas (Historical Use) | 10000 | Fiberglass | 1987-01-01 | Fiberglass Reinforced Plastic | Pressurized
330456 | 3 | Ball Float | 1994-07-14 |  | 1994-07-14 |  | Currently in Use | Gas (Historical Use) | 10000 | Fiberglass | 1987-01-01 | Fiberglass Reinforced Plastic | Pressurized
330456 | 4 | Ball Float | 1994-07-14 |  | 1994-07-14 |  | Currently in Use | Diesel | 10000 | Fiberglass | 1987-01-01 | Fiberglass Reinforced Plastic | Pressurized
330457 | 1 | [5 empty] | Removed from Ground | Other | 5000 | Cathodically Protected Steel | 1987-01-01 | Galvanized Steel
330457 | 2 | [5 empty] | Removed from Ground | Other | 3000 | Cathodically Protected Steel | 1987-01-01 | Galvanized Steel
330457 | 3 |  |  | yes |  | yes | Removed from Ground | Used Oil | 2000 | Cathodically Protected Steel | 1987-01-01 | Galvanized Steel
330458 | 1 | [5 empty] | Removed from Ground | Gas (Historical Use) | 1000 | Bare Steel | 1987-01-01 | Galvanized Steel | Gravity Fed
330458 | 2 |  |  | yes |  | yes | Removed from Ground | Used Oil | 550 | Bare Steel | 1987-01-01 | Galvanized Steel | Gravity Fed
330458 | 3 |  |  | yes |  | yes | Removed from Ground | Used Oil | 550 | Bare Steel | 1987-01-01 | Galvanized Steel | Gravity Fed
330458 | 4 |  | 1993-03-25 |  | 1993-03-25 |  | Currently in Use | Gas (Historical Use) | 8000 | Fiberglass | 1993-01-01 | Fiberglass Reinforced Plastic | Safe Suction (Euro)
330459 | 1 | [5 empty] | Removed from Ground | Other | 8000 | Bare Steel | 1976-01-01 | Copper | Suction (American)
330459 | 2 | Flapper Valve | 2000-04-08 | no | 2000-04-08 | no | Currently in Use | Diesel | 12000 | Fiberglass Double Walled | 2000-04-08 | Fiberglass Reinforced Plastic | Suction (American)
330460 | 1 | [5 empty] | Removed from Ground | Gas (Historical Use) | 3000 | Bare Steel | 1971-01-05 | Copper
330460 | 2 | [5 empty] | Removed from Ground | Other | 12000 | Bare Steel | 1981-01-01 | Copper
330461 | 1 | [5 empty] | Removed from Ground | Diesel | 10000 | Bare Steel | 1970-01-05
330461 | 2 |  | 1995-08-02 | no | 1995-08-02 | no | Currently in Use | Diesel | 6000 |  | 1989-05-20 | Fiberglass Reinforced Plastic | Suction (American)
330462 | 1 | [5 empty] | Removed from Ground | Gas (Historical Use) | 3000 | Bare Steel | 1974-01-04 | Copper
330462 | 2 | [5 empty] | Removed from Ground | Gas (Historical Use) | 12000 | Bare Steel | 1982-01-02 | Copper
330462 | 3 |  |  | yes |  | yes | Removed from Ground | Used Oil | 0 | Marked Unknown | 1989-10-01 | Unknown
330464 | 1 | [5 empty] | Removed from Ground | Other | 550 | Bare Steel | 1985-01-01 | Copper
330464 | 2 |  | 1988-06-01 |  | 1988-06-01 |  | Removed from Ground | Other | 3000 | Double Walled | 1988-06-01 | Fiberglass Reinforced Plastic | Suction (American)
330464 | 3 |  | 1996-03-18 | no | 1996-03-18 | no | Currently in Use | Diesel | 2500 |  | 1996-03-18 | Copper | Suction (American)
330465 | 1 | [5 empty] | Removed from Ground | Diesel | 1000 | Bare Steel | 1961-01-07 | Copper | Suction (American)
330465 | 2 | [5 empty] | Removed from Ground | Kerosene | 5000 | Bare Steel | 1981-01-02 | Copper | Suction (American)
330466 | 1 | [5 empty] | Removed from Ground | Gas (Historical Use) | 10000 | Bare Steel | 1977-01-03 | Unknown
330467 | 1 | [5 empty] | Removed from Ground | Diesel | 1000 | Bare Steel | 1973-01-04 | Copper | Suction (American)
330467 | 2 | Overfill Alarm | 1994-08-01 |  | 1994-08-01 |  | Removed from Ground | Diesel | 1000 | Fiberglass Double Walled | 1994-08-01 | Double-Walled Fiberglass | Safe Suction (Euro)
330468 | 1 |  |  | yes |  | yes | Removed from Ground | Used Oil | 500 | Bare Steel | 1972-05-08 | Galvanized Steel | Gravity Fed
330469 | 1 |  |  | yes |  | yes | Removed from Ground | Used Oil | 500 | Fiberglass | 1985-05-05 | Bare Steel
330470 | 1 | [5 empty] | Removed from Ground | Gas (Historical Use) | 8000 | Bare Steel | 1972-05-10 | Galvanized Steel
330470 | 2 | [5 empty] | Removed from Ground | Gas (Historical Use) | 8000 | Bare Steel | 1972-05-10 | Galvanized Steel
330471 | 1 | Ball Float | 1992-12-10 |  | 1992-12-10 |  | Currently in Use | Gas (Historical Use) | 10000 | Bare Steel | 1977-05-09 | Double-Walled Fiberglass | Pressurized
330471 | 2 | Ball Float | 1992-12-10 |  | 1992-12-10 |  | Currently in Use | Gas (Historical Use) | 10000 | Bare Steel | 1977-05-09 | Double-Walled Fiberglass | Pressurized
330472 | 1 |  | 1994-07-12 |  | 1994-07-12 |  | Removed from Ground | Gas (Historical Use) | 10000 | Bare Steel | 1978-05-10 | Fiberglass Reinforced Plastic | Pressurized
330472 | 2 |  | 1994-07-12 |  | 1994-07-12 |  | Removed from Ground | Gas (Historical Use) | 10000 | Bare Steel | 1978-05-10 | Fiberglass Reinforced Plastic | Pressurized
330472 | 3 |  | 1994-07-12 |  | 1994-07-12 |  | Removed from Ground | Gas (Historical Use) | 10000 | Bare Steel | 1978-05-10 | Fiberglass Reinforced Plastic | Pressurized
330472 | 4 | Overfill Alarm | 1996-06-10 |  | 1996-06-10 |  | Currently in Use | Gas (Historical Use) | 9816 | Fiberglass | 1996-06-10 | Double-Walled Fiberglass | Pressurized
330472 | 5 | Overfill Alarm | 1996-06-10 |  | 1996-06-10 |  | Currently in Use | Diesel | 9816 | Fiberglass | 1996-06-10 | Double-Walled Fiberglass | Pressurized
330472 | 6 | Overfill Alarm | 1996-06-10 |  | 1996-06-10 |  | Currently in Use | Gas (Historical Use) | 9816 | Fiberglass | 1996-06-10 | Double-Walled Fiberglass | Pressurized
330473 | 1 | [5 empty] | Removed from Ground | Gas (Historical Use) | 8000 | Bare Steel | 1975-05-11 | Galvanized Steel
330473 | 2 | [5 empty] | Removed from Ground | Gas (Historical Use) | 5000 | Bare Steel | 1975-05-11 | Galvanized Steel
330473 | 3 | [5 empty] | Removed from Ground | Gas (Historical Use) | 6000 | Bare Steel | 1975-05-11 | Galvanized Steel
330473 | 4 | Ball Float | 1988-08-01 |  | 1988-08-01 |  | Currently in Use | Gas (Historical Use) | 10000 | Fiberglass | 1988-08-01 | Double-Walled Fiberglass | Pressurized
330473 | 5 | Ball Float | 1988-08-01 |  | 1988-08-01 |  | Currently in Use | Gas (Historical Use) | 10000 | Fiberglass | 1988-08-01 | Double-Walled Fiberglass | Pressurized
330473 | 6 | Ball Float | 1988-08-01 |  | 1988-08-01 |  | Currently in Use | Diesel | 10000 | Fiberglass | 1988-08-01 | Double-Walled Fiberglass | Pressurized
330474 | 1 |  |  | yes |  | yes | Removed from Ground | Used Oil | 1000 | Marked Unknown | 1983-05-09 | Unknown
330474 | 2 |  |  | yes |  | yes | Removed from Ground | Used Oil | 1000 | Marked Unknown | 1983-05-09 | Unknown
330475 | 1 | [5 empty] | Removed from Ground | Gas (Historical Use) | 4000 | Bare Steel | 1984-05-08 | Galvanized Steel
330475 | 2 | [5 empty] | Removed from Ground | Diesel | 2000 | Bare Steel | 1984-05-08 | Galvanized Steel
330476 | 1 | [5 empty] | Removed from Ground | Empty | 500 | Bare Steel | 1970-05-12 | Galvanized Steel
330476 | 2 | [5 empty] | Removed from Ground | Empty | 1000 | Bare Steel | 1970-05-12 | Galvanized Steel
330477 | 1 | [5 empty] | Removed from Ground | Gas (Historical Use) | 4000 | Bare Steel | 1985-05-08 | Unknown
330479 | 1 | [5 empty] | Temporarily out of use | Empty | 10000 | Fiberglass | 1973-05-09 | Fiberglass Reinforced Plastic
330479 | 2 | [5 empty] | Temporarily out of use | Empty | 10000 | Fiberglass | 1973-05-09 | Fiberglass Reinforced Plastic
330479 | 3 | [5 empty] | Temporarily out of use | Empty | 10000 | Fiberglass | 1973-05-09 | Fiberglass Reinforced Plastic
330479 | 4 |  |  | yes |  | yes | Removed from Ground | Used Oil | 550 | Bare Steel | 1973-05-09 | Galvanized Steel
330480 | 1 | [5 empty] | Removed from Ground | Gas (Historical Use) | 3000 | Bare Steel | 1983-05-07 | Galvanized Steel
330480 | 2 | [5 empty] | Removed from Ground | Gas (Historical Use) | 3000 | Bare Steel | 1983-05-07 | Galvanized Steel
330480 | 3 |  |  | yes |  | yes | Removed from Ground | Used Oil | 1011 | Bare Steel | 1983-05-07 | Galvanized Steel
330480 | 4 | [5 empty] | Removed from Ground | Other | 1011 | Bare Steel | 1983-05-07 | Galvanized Steel
330480 | 5 | [5 empty] | Removed from Ground | Other | 532 | Bare Steel | 1983-05-07 | Galvanized Steel
330481 | 1 | [5 empty] | Closed in Ground | Gas (Historical Use) | 8000 | Cathodically Protected Steel | 1985-05-06 | Galvanized Steel
330481 | 2 | [5 empty] | Closed in Ground | Gas (Historical Use) | 8000 | Cathodically Protected Steel | 1985-05-06 | Galvanized Steel
330481 | 3 | [5 empty] | Closed in Ground | Gas (Historical Use) | 8000 | Cathodically Protected Steel | 1985-05-06 | Galvanized Steel
330482 | 6 | [5 empty] | Removed from Ground | Diesel | 4000 | Cathodically Protected Steel | 1986-05-06 | Fiberglass Reinforced Plastic
330482 | 7 | [5 empty] | Removed from Ground | Diesel | 4000 | Cathodically Protected Steel | 1986-05-06 | Fiberglass Reinforced Plastic
330483 | 1 | [5 empty] | Removed from Ground | Gas (Historical Use) | 3000 | Bare Steel | 1984-05-06 | Galvanized Steel
330483 | 2 | [5 empty] | Removed from Ground | Gas (Historical Use) | 3000 | Bare Steel | 1984-05-06 | Galvanized Steel
330483 | 3 | [5 empty] | Removed from Ground | Gas (Historical Use) | 1002 | Bare Steel | 1986-05-06 | Galvanized Steel
330483 | 4 | [5 empty] | Removed from Ground | Diesel | 550 | Bare Steel | 1986-05-06 | Galvanized Steel
330483 | 5 | [5 empty] | Removed from Ground | Kerosene | 550 | Bare Steel | 1986-05-06 | Galvanized Steel
330483 | 6 |  |  | yes |  | yes | Removed from Ground | Used Oil | 550 | Bare Steel | 1986-05-06 | Galvanized Steel
330484 | 1 |  |  | yes |  | yes | Permanently Out of Use - historical purposes | Used Oil | 550 | Marked Unknown | 1967-05-12 | Unknown
330484 | 2 | [5 empty] | Permanently Out of Use - historical purposes | Gas (Historical Use) | 10000 | Marked Unknown | 1967-05-12 | Unknown
330484 | 3 | [5 empty] | Permanently Out of Use - historical purposes | Gas (Historical Use) | 10000 | Marked Unknown | 1967-05-12 | Unknown
330488 | 1 | [5 empty] | Removed from Ground | Gas (Historical Use) | 10000 | Fiberglass | 1985-05-07 | Fiberglass Reinforced Plastic
330488 | 2 |  |  | yes |  | yes | Removed from Ground | Used Oil | 500 | Fiberglass | 1985-05-07 | Fiberglass Reinforced Plastic
330489 | 1 | [5 empty] | Removed from Ground | Other | 4000 | Cathodically Protected Steel | 1986-05-06 | Galvanized Steel
330489 | 10 | [5 empty] | Removed from Ground | Kerosene | 2000 | Bare Steel | 1986-05-06 | Galvanized Steel
330489 | 11 | [5 empty] | Removed from Ground | Kerosene | 0 | Cathodically Protected Steel | 1986-05-06 | Galvanized Steel
330489 | 2 | [5 empty] | Removed from Ground | Other | 4000 | Cathodically Protected Steel | 1986-05-06 | Galvanized Steel
330489 | 3 | [5 empty] | Removed from Ground | Other | 4000 | Cathodically Protected Steel | 1986-05-06 | Galvanized Steel
330489 | 4 | [5 empty] | Removed from Ground | Other | 4000 | Bare Steel | 1986-05-06 | Galvanized Steel
330489 | 5 |  |  | yes |  | yes | Removed from Ground | Used Oil | 500 | Bare Steel | 1986-05-06 | Galvanized Steel
330489 | 6 |  |  | yes |  | yes | Removed from Ground | Used Oil | 500 | Bare Steel | 1986-05-06 | Galvanized Steel
330489 | 7 |  |  | yes |  | yes | Removed from Ground | Used Oil | 1000 | Bare Steel | 1986-05-06 | Galvanized Steel
330489 | 8 | [5 empty] | Removed from Ground | Hazardous Substance | 1000 | Bare Steel | 1986-05-06 | Galvanized Steel
330489 | 9 | [5 empty] | Removed from Ground | Hazardous Substance | 1000 | Bare Steel | 1986-05-06 | Galvanized Steel
330490 | 1 | [5 empty] | Removed from Ground | Gas (Historical Use) | 10000 | Bare Steel | 1966-05-12 | Galvanized Steel
330490 | 2 |  |  | yes |  | yes | Removed from Ground | Used Oil | 500 | Bare Steel | 1977-05-09 | Galvanized Steel
330492 | 1 | [5 empty] | Removed from Ground | Gas (Historical Use) | 1020 | Bare Steel | 1985-05-07 | Bare Steel
330492 | 2 |  | 1990-10-25 |  | 1990-10-25 |  | Removed from Ground | Diesel | 1000 | Double Walled | 1990-10-24 | Fiberglass Reinforced Plastic | Safe Suction (Euro)
330492 | 3 |  | 1998-08-01 |  | 1998-08-01 |  | Removed from Ground | Gas (Historical Use) | 2500 | Double Walled | 1998-08-18 | Fiberglass Reinforced Plastic | Suction (American)
330492 | 4 | Ball Float | 2005-07-05 | no | 2005-07-05 | no | Currently in Use | Diesel | 2500 | Fiberglass Double Walled | 2005-06-22 | Double-Walled Fiberglass | Pressurized
330492 | 5 | Ball Float | 2005-07-05 | no | 2005-07-05 | no | Currently in Use | Gas (Historical Use) | 2500 | Fiberglass Double Walled | 2005-06-22 | Double-Walled Fiberglass | Pressurized
330493 | 1 | [5 empty] | Removed from Ground | Empty | 4000 | Bare Steel | 1985-05-07 | Bare Steel
330493 | 10 | [5 empty] | Removed from Ground | Gas (Historical Use) | 1 | Bare Steel | 1987-01-01 | Unknown
330493 | 11 | [5 empty] | Removed from Ground | Gas (Historical Use) | 1 | Bare Steel | 1987-01-01 | Unknown
330493 | 12 | [5 empty] | Removed from Ground | Gas (Historical Use) | 1 | Bare Steel | 1987-01-01 | Unknown
330493 | 13 | [5 empty] | Removed from Ground | Gas (Historical Use) | 1 | Bare Steel | 1987-01-01 | Unknown
330493 | 14 |  |  | yes |  | yes | Removed from Ground | Used Oil | 1 | Bare Steel | 1987-01-01 | Unknown
330493 | 2 | [5 empty] | Removed from Ground | Empty | 4000 | Bare Steel | 1985-05-07 | Bare Steel
330493 | 3 | [5 empty] | Removed from Ground | Empty | 10000 | Bare Steel | 1966-05-12 | Bare Steel
330493 | 4 | [5 empty] | Removed from Ground | Empty | 10000 | Bare Steel | 1966-05-12 | Bare Steel
330493 | 5 | Ball Float | 1997-11-20 |  | 1997-11-20 |  | Currently in Use | Gas (Historical Use) | 15000 | Fiberglass | 1997-12-01 | Double-Walled Fiberglass | Pressurized
330493 | 6 | Ball Float | 1997-11-20 |  | 1997-11-20 |  | Currently in Use | Diesel | 15000 | Fiberglass | 1997-12-01 | Double-Walled Fiberglass | Pressurized
330493 | 9 | [5 empty] | Removed from Ground | Gas (Historical Use) | 1 | Bare Steel | 1987-01-01 | Unknown
330493 | DUP15 | [5 empty] | Removed from Ground | Diesel | 20000 | Bare Steel | 1983-03-01 | Galvanized Steel | Pressurized
330493 | DUP16 | [5 empty] | Removed from Ground | Gas (Historical Use) | 20000 | Bare Steel | 1983-03-01 | Galvanized Steel | Pressurized
330493 | DUP17 | [5 empty] | Removed from Ground | Gas (Historical Use) | 20000 | Bare Steel | 1983-03-01 | Galvanized Steel | Pressurized
330493 | DUP18 | [5 empty] | Removed from Ground | Diesel | 20000 | Bare Steel | 1983-03-01 | Galvanized Steel | Pressurized
330494 | 1 | [5 empty] | Closed in Ground | Diesel | 12000 | Bare Steel | 1983-05-08 | Bare Steel
330494 | 2 | [5 empty] | Closed in Ground | Gas (Historical Use) | 21214 | Bare Steel | 1983-05-08 | Bare Steel
330494 | 3 | [5 empty] | Closed in Ground | Other | 550 | Bare Steel | 1985-05-07 | Bare Steel
330494 | 4 | [5 empty] | Closed in Ground | Gas (Historical Use) | 5000 | Not Marked/Unknown | 1993-07-27 | Not Marked
330494 | 5 | [5 empty] | Closed in Ground | Gas (Historical Use) | 5000 | Not Marked/Unknown | 1993-07-27 | Not Marked
330494 | 6 | Ball Float | 1991-09-10 |  | 1991-09-10 |  | Currently in Use | Gas (Historical Use) | 20000 | Fiberglass | 1991-09-10 | Fiberglass Reinforced Plastic | Pressurized
330494 | 7 | Ball Float | 1991-09-10 |  | 1991-09-10 |  | Currently in Use | Diesel | 20000 | Fiberglass | 1991-09-10 | Fiberglass Reinforced Plastic | Pressurized
330494 | 8 | Ball Float | 1991-09-10 |  | 1991-09-10 |  | Temporarily out of use | Other | 550 | Fiberglass | 1991-09-10 | Fiberglass Reinforced Plastic | Pressurized
330495 | 1 | [5 empty] | Removed from Ground | Gas (Historical Use) | 1020 | Bare Steel | 1985-05-07 | Bare Steel
330495 | 2 |  | 1990-10-25 |  | 1990-10-25 |  | Removed from Ground | Diesel | 1000 | Tank Jacket | 1990-10-24 | Fiberglass Reinforced Plastic | Safe Suction (Euro)
330495 | 3 |  | 1998-09-01 |  | 1998-09-01 |  | Currently in Use | Gas (Historical Use) | 2500 | Double Walled | 1998-09-01 | Fiberglass Reinforced Plastic | Suction (American)
330495 | 4 |  | 1998-09-01 |  | 1998-09-01 |  | Currently in Use | Diesel | 1000 | Double Walled | 1998-09-01 | Fiberglass Reinforced Plastic | Suction (American)
330495 | 5 | [5 empty] | Removed from Ground | Used Oil | 250 | Bare Steel | 1985-01-01 | Bare Steel | Gravity Fed
330496 | 1 | [5 empty] | Closed in Ground | Gas (Historical Use) | 1020 | Bare Steel | 1985-05-07 | Bare Steel
330496 | 2 | [5 empty] | Closed in Ground | Diesel | 25000 | Bare Steel | 1979-01-01 | Bare Steel
330496 | 3 | [5 empty] | Permanently Out Of Use | Diesel | 25000 | Bare Steel | 1979-01-01 | Bare Steel
330496 | 4 | [5 empty] | Permanently Out of Use - historical purposes | Empty | 1 | Bare Steel |  | Unknown
330496 | 5 |  | 1998-08-01 |  | 2015-12-08 | yes | Currently in Use | Gas (Historical Use) | 2500 | Fiberglass | 1998-08-22 | Fiberglass Reinforced Plastic | Safe Suction (Euro)
330496 | 6 |  | 1998-08-01 |  | 1998-08-01 |  | Currently in Use | Diesel | 600 | Fiberglass | 1988-08-22 | Fiberglass Reinforced Plastic | Safe Suction (Euro)
330496 | 7 |  |  | no |  | no | Removed from Ground | Not Marked/Tank Removed | 550 | Bare Steel | 2008-08-18 | Unknown
330496 | 8 |  |  | no |  | no | Removed from Ground | Not Marked/Tank Removed | 550 | Bare Steel | 2008-08-18 | Unknown
330498 | 1 | [5 empty] | Removed from Ground | Gas (Historical Use) | 10000 | Bare Steel | 1966-05-12 | Galvanized Steel | Pressurized
330498 | 2 | [5 empty] | Removed from Ground | Gas (Historical Use) | 10000 | Bare Steel | 1966-05-12 | Galvanized Steel | Pressurized
330499 | D-2 | Ball Float | 1989-11-01 |  | 1989-11-01 |  | Currently in Use | Diesel | 10000 | Steel-Impressed Current | 1966-05-12 | Fiberglass Reinforced Plastic | Pressurized
330499 | MG-4 | Flapper Valve | 1989-11-01 |  | 1989-11-01 |  | Currently in Use | Gas (Historical Use) | 4000 | Steel-Impressed Current | 1966-05-12 | Fiberglass Reinforced Plastic | Pressurized
330499 | S-3 | Ball Float | 1989-11-01 |  | 1989-11-01 |  | Currently in Use | Gas (Historical Use) | 4000 | Steel-Impressed Current | 1966-05-12 | Fiberglass Reinforced Plastic | Pressurized
330499 | UL-1 | Ball Float | 1989-11-01 |  | 1989-11-01 |  | Currently in Use | Gas (Historical Use) | 10000 | Steel-Impressed Current | 1966-05-12 | Fiberglass Reinforced Plastic | Pressurized
330500 | 1 | [5 empty] | Removed from Ground | Gas (Historical Use) | 8000 | Bare Steel | 1971-02-09 | Bare Steel
330500 | 2 | [5 empty] | Removed from Ground | Diesel | 12000 | Bare Steel | 1971-02-09 | Bare Steel
330500 | 3 | [5 empty] | Removed from Ground | Gas (Historical Use) | 8000 | Bare Steel | 1966-05-11 | Galvanized Steel
330500 | 60-U-D | Overfill Alarm | 1989-11-01 |  | 1989-11-01 |  | Removed from Ground | Diesel | 8000 | Fiberglass | 1990-01-01 | Fiberglass Reinforced Plastic | Pressurized
330500 | 61-U-G | Overfill Alarm | 1989-11-01 |  | 1989-11-01 |  | Removed from Ground | Gas (Historical Use) | 8000 | Fiberglass | 1990-01-01 | Fiberglass Reinforced Plastic
330502 | 1AST | [5 empty] | Currently in Use | Gas (Historical Use) | 1000 | Bare Steel | 1980-05-08 | Galvanized Steel
330502 | 2AST | [5 empty] | Currently in Use | Diesel | 6000 | Bare Steel | 1980-05-08 | Galvanized Steel
330503 | 1 | [5 empty] | Removed from Ground | Gas (Historical Use) | 0 | Bare Steel | 1976-07-01 | Unknown
330503 | 2 | [5 empty] | Removed from Ground | Gas (Historical Use) | 0 | Bare Steel | 1976-07-01 | Unknown
330503 | 3 | [5 empty] | Removed from Ground | Gas (Historical Use) | 0 | Bare Steel | 1986-05-07 | Unknown
330503 | 4 | [5 empty] | Removed from Ground | Gas (Historical Use) | 0 | Bare Steel | 1986-05-07 | Unknown
330504 | 1 | [5 empty] | Removed from Ground | Other | 1000 | Bare Steel | 1980-05-08 | Galvanized Steel
330504 | 2 | [5 empty] | Removed from Ground | Other | 1000 | Bare Steel | 1980-05-08 | Galvanized Steel
330504 | 3 |  |  | yes |  | yes | Removed from Ground | Used Oil | 2000 | Bare Steel | 1980-05-08 | Galvanized Steel
330505 | 1 | [5 empty] | Permanently Out of Use - historical purposes | Gas (Historical Use) | 550 | Bare Steel | 1951-05-16 | Galvanized Steel
330505 | 2 | [5 empty] | Permanently Out of Use - historical purposes | Gas (Historical Use) | 550 | Bare Steel | 1951-05-16 | Galvanized Steel
330506 | 1 |  | 1997-10-01 |  | 1997-10-01 |  | Removed from Ground | Gas (Historical Use) | 10000 | Steel-Impressed Current | 1978-05-10 | Cathodically Protected | Suction (American)
330506 | 2 |  | 1997-10-01 |  | 1997-10-01 |  | Removed from Ground | Gas (Historical Use) | 4000 | Steel-Impressed Current | 1976-05-10 | Cathodically Protected | Suction (American)
330506 | 3 |  | 1997-10-01 |  | 1997-10-01 |  | Removed from Ground | Gas (Historical Use) | 4000 | Steel-Impressed Current | 1976-05-10 | Cathodically Protected | Suction (American)
330506 | 4 |  | 1997-10-01 |  | 1997-10-01 |  | Removed from Ground | Gas (Historical Use) | 4000 | Steel-Impressed Current | 1976-05-10 | Cathodically Protected | Suction (American)
330506 | 5 |  | 1997-10-01 |  | 1997-10-01 |  | Removed from Ground | Diesel | 4000 | Steel-Impressed Current | 1976-05-10 | Cathodically Protected | Suction (American)
330506 | 6 | Ball Float | 2002-08-20 | no | 2002-08-20 | no | Currently in Use | Gas (Historical Use) | 10000 | Fiberglass Double Walled | 2002-08-20 | Double-Walled Fiberglass | Pressurized
330506 | 7A | Ball Float | 2002-08-20 | no | 2002-08-20 | no | Currently in Use | Gas (Historical Use) | 8000 | Fiberglass Double Walled | 2002-08-20 | Double-Walled Fiberglass | Pressurized
330506 | 7B | Ball Float | 2002-08-20 | no | 2002-08-20 | no | Currently in Use | Diesel | 4000 | Fiberglass Double Walled | 2002-08-20 | Double-Walled Fiberglass | Pressurized
330506 | 8 | Flapper Valve | 2002-08-20 | no | 2002-08-20 | no | Temporarily out of use | Diesel | 4000 | Fiberglass Double Walled | 2002-08-20 | Double-Walled Fiberglass | Pressurized
330507 | 1 | [5 empty] | Removed from Ground | Gas (Historical Use) | 4000 | Bare Steel | 1970-05-11 | Galvanized Steel
330507 | 2 | [5 empty] | Removed from Ground | Gas (Historical Use) | 4000 | Bare Steel | 1970-05-11 | Galvanized Steel
330507 | 3 | [5 empty] | Removed from Ground | Gas (Historical Use) | 4000 | Bare Steel | 1970-05-11 | Galvanized Steel
330507 | 4 | [5 empty] | Removed from Ground | Gas (Historical Use) | 4000 | Bare Steel | 1970-05-11 | Galvanized Steel
330507 | 5 | [5 empty] | Removed from Ground | Gas (Historical Use) | 4000 | Bare Steel | 1970-05-11 | Galvanized Steel
330510 | 1 | [5 empty] | Closed in Ground | Gas (Historical Use) | 10000 | Marked Unknown | 1972-01-01 | Unknown
330510 | 2 | [5 empty] | Closed in Ground | Gas (Historical Use) | 10000 | Marked Unknown | 1972-01-01 | Unknown
330510 | 3 | [5 empty] | Closed in Ground | Gas (Historical Use) | 10000 | Marked Unknown | 1972-01-01 | Unknown
330510 | 4 |  |  | yes |  | yes | Removed from Ground | Used Oil | 500 | Marked Unknown | 1974-05-10 | Unknown
330513 | 1 | [5 empty] | Closed in Ground | Diesel | 150 | Bare Steel | 1985-05-07 | Bare Steel
330514 | 1 |  |  | yes |  | yes | Removed from Ground | Used Oil | 250 | Bare Steel | 1965-05-12 | Bare Steel
330515 | 1 | [5 empty] | Removed from Ground | Empty | 6000 | Bare Steel | 1963-05-14 | Galvanized Steel
330515 | 2 | [5 empty] | Removed from Ground | Empty | 6000 | Bare Steel | 1963-05-14 | Galvanized Steel
330517 | 1 |  | 1991-03-06 |  | 1991-03-06 |  | Removed from Ground | Gas (Historical Use) | 6000 | Cathodically Protected Steel | 1985-05-07 | Galvanized Steel | Pressurized
330517 | 2 |  | 1991-03-06 |  | 1991-03-06 |  | Removed from Ground | Diesel | 6000 | Cathodically Protected Steel | 1987-01-01 | Galvanized Steel | Pressurized
330518 | 1 |  | 1988-01-01 | no | 1988-01-01 | no | Removed from Ground |  | 12000 | Steel-Impressed Current | 2017-05-17 | Fiberglass Reinforced Plastic | Pressurized
330518 | 2 |  | 1988-01-01 | no | 1988-01-01 | no | Removed from Ground |  | 12000 | Steel-Impressed Current | 2003-05-17 | Fiberglass Reinforced Plastic | Pressurized
330518 | 3 |  | 1988-01-01 | no | 1988-01-01 | no | Removed from Ground |  | 12000 | Steel-Impressed Current | 2003-09-18 | Fiberglass Reinforced Plastic | Pressurized
330518 | 4 |  | 1988-01-01 | no | 1988-01-01 | no | Removed from Ground | Diesel | 12000 | Steel-Impressed Current | 1998-07-01 |  | Pressurized
330519 | 1 | Overfill Alarm | 1990-01-01 |  | 1990-01-01 |  | Removed from Ground | Gas (Historical Use) | 12000 | Composite Double Walled | 1978-05-10 | Flex | Pressurized
330519 | 2 | Overfill Alarm | 1990-01-01 |  | 1990-01-01 |  | Removed from Ground | Diesel | 12000 | Composite Double Walled | 1978-05-10 | Flex | Pressurized
330519 | 3 | Overfill Alarm | 1990-01-01 |  | 1990-01-01 |  | Removed from Ground | Gas (Historical Use) | 12000 | Composite Double Walled | 1978-05-10 | Flex | Pressurized
330519 | 4 | Ball Float | 2016-06-28 | no | 2016-06-28 | no | Currently in Use | Gas (Historical Use) | 20000 | Fiberglass Double Walled | 2016-06-28 | Double-Walled Fiberglass | Pressurized
330519 | 5A | Ball Float | 2016-06-28 | no | 2016-06-28 | no | Currently in Use | Gas (Historical Use) | 10000 | Fiberglass Double Walled | 2016-06-28 | Double-Walled Fiberglass | Pressurized
330519 | 5B | Ball Float | 2016-06-28 | no | 2016-06-28 | no | Currently in Use | Premium | 10000 | Fiberglass Double Walled | 2016-06-28 | Double-Walled Fiberglass | Pressurized
330519 | 6A | Ball Float | 2016-06-28 | no | 2016-06-28 | no | Currently in Use | Diesel | 10000 | Fiberglass Double Walled | 2016-06-28 | Double-Walled Fiberglass | Pressurized
330519 | 6B | Ball Float | 2016-06-28 | no | 2016-06-28 | no | Currently in Use | Diesel | 10000 | Fiberglass Double Walled | 2016-06-28 | Double-Walled Fiberglass | Pressurized
330520 | 1 | [5 empty] | Removed from Ground | Gas (Historical Use) | 2000 | Bare Steel | 1966-05-13 | Galvanized Steel
330520 | 2 | [5 empty] | Removed from Ground | Gas (Historical Use) | 6000 | Bare Steel | 1966-05-13 | Galvanized Steel | Pressurized
330520 | 3 | [5 empty] | Removed from Ground | Gas (Historical Use) | 10000 | Bare Steel | 1966-05-13 | Galvanized Steel | Pressurized
330520 | 4 | [5 empty] | Removed from Ground | Gas (Historical Use) | 6000 | Bare Steel | 1966-05-13 | Galvanized Steel | Pressurized
330520 | 5 | [5 empty] | Removed from Ground | Gas (Historical Use) | 6000 | Bare Steel | 1976-01-01 | Galvanized Steel | Pressurized
330520 | 6 | [5 empty] | Removed from Ground | Gas (Historical Use) | 6000 | Bare Steel | 2005-03-08 | Galvanized Steel | Pressurized
330520 | 7 | [5 empty] | Removed from Ground | Gas (Historical Use) | 6000 | Bare Steel | 2005-03-09 | Galvanized Steel | Pressurized
330520 | 8 | [5 empty] | Removed from Ground | Gas (Historical Use) | 6000 | Bare Steel | 2005-03-09 | Galvanized Steel | Pressurized
330520 | 9 | [5 empty] | Removed from Ground | Gas (Historical Use) | 6000 | Bare Steel | 2005-03-09 | Galvanized Steel | Pressurized
330521 | 1 | [5 empty] | Removed from Ground | Gas (Historical Use) | 6000 | Bare Steel | 1967-05-13 | Galvanized Steel | Suction (American)
330521 | 2 | [5 empty] | Removed from Ground | Gas (Historical Use) | 6000 | Bare Steel | 1967-05-13 | Galvanized Steel | Suction (American)
330521 | 3 | [5 empty] | Removed from Ground | Gas (Historical Use) | 4000 | Bare Steel | 1967-05-13 | Galvanized Steel | Suction (American)
330521 | 4 | [5 empty] | Removed from Ground | Gas (Historical Use) | 4000 | Bare Steel | 1967-05-13 | Galvanized Steel | Suction (American)
330522 | 1 | [5 empty] | Removed from Ground | Gas (Historical Use) | 6000 | Bare Steel | 1967-05-13 | Galvanized Steel
330522 | 2 | [5 empty] | Removed from Ground | Gas (Historical Use) | 6000 | Bare Steel | 1967-05-13 | Galvanized Steel
330522 | 3 | [5 empty] | Removed from Ground | Gas (Historical Use) | 6000 | Bare Steel | 1967-05-13 | Galvanized Steel
330522 | 4 | [5 empty] | Removed from Ground | Gas (Historical Use) | 10000 | Bare Steel | 1967-05-13 | Galvanized Steel
330523 | 1 | [5 empty] | Removed from Ground | Gas (Historical Use) | 6000 | Bare Steel | 1966-05-13 | Galvanized Steel
330523 | 2 | [5 empty] | Removed from Ground | Gas (Historical Use) | 4000 | Bare Steel | 1966-05-13 | Galvanized Steel
330523 | 3 | [5 empty] | Removed from Ground | Gas (Historical Use) | 6000 | Bare Steel | 1966-05-13 | Galvanized Steel
330523 | 4 | [5 empty] | Removed from Ground | Gas (Historical Use) | 6000 | Bare Steel | 1966-05-13 | Galvanized Steel
330524 | 1 | [5 empty] | Removed from Ground | Empty | 4000 | Bare Steel | 1961-05-13 | Galvanized Steel
330524 | 2 | [5 empty] | Removed from Ground | Empty | 4000 | Bare Steel | 1961-05-13 | Galvanized Steel
330524 | 3 | [5 empty] | Removed from Ground | Empty | 4000 | Bare Steel | 1961-05-13 | Galvanized Steel
330524 | 4 | [5 empty] | Removed from Ground | Empty | 4000 | Bare Steel | 1961-05-13 | Galvanized Steel
330524 | 5 | [5 empty] | Removed from Ground | Empty | 4000 | Bare Steel | 1961-05-13 | Galvanized Steel
330524 | 6 | [5 empty] | Removed from Ground | Empty | 4000 | Bare Steel | 1966-05-12 | Galvanized Steel
330524 | 7 | [5 empty] | Removed from Ground | Empty | 10000 | Bare Steel | 1989-07-29 | Galvanized Steel
330524 | 8 | [5 empty] | Removed from Ground | Empty | 10000 | Bare Steel | 1989-07-29 | Galvanized Steel
330525 | 1 | [5 empty] | Removed from Ground | Gas (Historical Use) | 4000 | Bare Steel | 1970-05-11 | Galvanized Steel
330525 | 2 | [5 empty] | Removed from Ground | Gas (Historical Use) | 6000 | Bare Steel | 1970-05-11 | Galvanized Steel
330525 | 3 | [5 empty] | Removed from Ground | Gas (Historical Use) | 4000 | Bare Steel | 1970-05-11 | Galvanized Steel
330526 | 1 |  |  | yes |  | yes | Removed from Ground | Used Oil | 500 | Fiberglass | 1985-05-05 | Bare Steel | Gravity Fed
330527 | 1 |  |  | yes |  | yes | Removed from Ground | Used Oil | 500 | Bare Steel | 1976-05-07 | Bare Steel
330528 | 1 |  |  | yes |  | yes | Removed from Ground | Used Oil | 1000 | Bare Steel | 1965-10-01 | Bare Steel
330529 | 1 |  |  | yes |  | yes | Removed from Ground | Used Oil | 550 | Bare Steel | 1976-05-07 | Bare Steel
330530 | 1 |  |  | yes |  | yes | Removed from Ground | Used Oil | 550 | Bare Steel | 1975-05-08 | Bare Steel
330531 | 1 |  |  | yes |  | yes | Removed from Ground | Used Oil | 200 | Bare Steel | 1982-08-06 | Bare Steel
330532 | 1 | [5 empty] | Currently in Use | Gas (Historical Use) | 10000 | Bare Steel | 1976-05-10 | Galvanized Steel
330532 | 2 | [5 empty] | Currently in Use | Gas (Historical Use) | 10000 | Bare Steel | 1976-05-10 | Galvanized Steel
330532 | 3 | [5 empty] | Currently in Use | Gas (Historical Use) | 10000 | Bare Steel | 1976-05-10 | Galvanized Steel
330533 | 1 | [5 empty] | Removed from Ground | Diesel | 10000 | Bare Steel | 1983-05-09 | Unknown
330535 | 1 |  |  | yes |  | yes | Permanently Out of Use - historical purposes | Used Oil | 500 | Marked Unknown | 1972-05-11 | Unknown
330537 | 1 | [5 empty] | Removed from Ground | Diesel | 3000 | Bare Steel | 1969-05-12 | Copper | Suction (American)
330538 | 1 | [5 empty] | Removed from Ground | Gas (Historical Use) | 12000 | Marked Unknown | 1986-05-08 | Unknown
330538 | 2 |  |  | yes |  | yes | Removed from Ground | Used Oil | 2000 | Not Marked/Unknown | 1989-09-05 | Not Marked
330538 | 3 | [5 empty] | Removed from Ground | Diesel | 3000 | Not Marked/Unknown | 1989-09-05 | Not Marked
330539 | 1 | [5 empty] | Removed from Ground | Gas (Historical Use) | 3000 | Marked Unknown | 1986-05-08 | Unknown
330540 | 1 | [5 empty] | Removed from Ground | Diesel | 5000 | Cathodically Protected Steel | 1971-01-01 | Copper | Suction (American)
330540 | 2 |  | 1992-04-07 |  | 1992-04-07 |  | Removed from Ground | Diesel | 2500 | Fiberglass | 1992-04-07 | Double Walled | Suction (American)
330541 | 1 | [5 empty] | Removed from Ground | Diesel | 30000 | Bare Steel | 1971-05-12 | Galvanized Steel
330541 | 2 | [5 empty] | Removed from Ground | Diesel | 30000 | Bare Steel | 1971-05-12 | Galvanized Steel
330541 | 3 |  |  | yes |  | yes | Removed from Ground | Used Oil | 280 | Bare Steel | 1971-05-12 | Galvanized Steel
330541 | 4 |  | 1992-03-01 |  | 1992-03-01 |  | Removed from Ground | Kerosene | 20000 | Cathodically Protected Steel | 1992-03-01 | Fiberglass Reinforced Plastic | Suction (American)
330542 | 1 |  |  |  | 1993-09-08 |  | Closed in Ground | Other | 550 | Bare Steel | 1985-05-08 | Galvanized Steel | Suction (American)
330542 | 2 |  |  |  | 1993-09-08 |  | Closed in Ground | Other | 550 | Bare Steel | 1985-05-08 | Galvanized Steel | Suction (American)
330542 | 3 |  |  |  | 1993-09-08 |  | Closed in Ground | Other | 550 | Bare Steel | 1985-05-08 | Galvanized Steel | Suction (American)
330542 | 4 |  |  | yes | 1993-09-08 | yes | Closed in Ground | Empty | 550 | Bare Steel | 1985-05-08 | Galvanized Steel | Gravity Fed
330543 | 1 |  |  |  | 1993-09-21 |  | Closed in Ground | Other | 560 | Cathodically Protected Steel | 1987-11-18 | Galvanized Steel | Suction (American)
330543 | 2 |  |  |  | 1993-09-21 |  | Closed in Ground | Other | 560 | Cathodically Protected Steel | 1987-11-18 | Galvanized Steel | Suction (American)
330543 | 3 |  |  |  | 1993-09-21 |  | Removed from Ground | Other | 560 | Cathodically Protected Steel | 1987-11-18 | Galvanized Steel | Suction (American)
330543 | 4 |  |  | yes | 1993-09-21 | yes | Removed from Ground | Used Oil | 560 | Cathodically Protected Steel | 1961-01-01 | Galvanized Steel | Gravity Fed
330544 | 1 | [5 empty] | Removed from Ground | Diesel | 10000 | Bare Steel | 1986-05-08 | Galvanized Steel
330544 | 2 | [5 empty] | Removed from Ground | Diesel | 6000 | Bare Steel | 1976-05-10 | Galvanized Steel
330544 | 3 | [5 empty] | Removed from Ground | Diesel | 20000 | Bare Steel | 1980-05-09 | Galvanized Steel
330544 | 4 | [5 empty] | Removed from Ground | Other | 2000 | Bare Steel | 1986-05-08 | Galvanized Steel
330544 | 5 |  |  | yes |  | yes | Removed from Ground | Used Oil | 1000 | Bare Steel | 1986-05-08 | Galvanized Steel
330544 | 6 | [5 empty] | Removed from Ground | Diesel | 3500 | Bare Steel | 2001-05-01 | Galvanized Steel
330545 | 1 | [5 empty] | Removed from Ground | Gas (Historical Use) | 1000 | Bare Steel | 1971-05-12 | Galvanized Steel
330545 | 2 | [5 empty] | Removed from Ground | Diesel | 1000 | Bare Steel | 1971-05-12 | Galvanized Steel
330547 | 1 | [5 empty] | Removed from Ground | Gas (Historical Use) | 1000 | Bare Steel | 1972-05-11 | Galvanized Steel
330548 | 1 | [5 empty] | Removed from Ground | Gas (Historical Use) | 560 | Bare Steel | 1966-05-13 | Galvanized Steel
330548 | 2 | [5 empty] | Removed from Ground | Gas (Historical Use) | 560 | Bare Steel | 1906-05-28 | Galvanized Steel
330548 | 3 | [5 empty] | Removed from Ground | Gas (Historical Use) | 2000 | Bare Steel | 1972-05-11 | Galvanized Steel
330548 | 4 | [5 empty] | Removed from Ground | Gas (Historical Use) | 2000 | Bare Steel | 1972-05-11 | Galvanized Steel
330549 | 1 | [5 empty] | Removed from Ground | Gas (Historical Use) | 2000 | Bare Steel | 1972-05-11 | Galvanized Steel
330549 | 2 | [5 empty] | Removed from Ground | Gas (Historical Use) | 2000 | Bare Steel | 1972-05-11 | Galvanized Steel
330549 | 3 | [5 empty] | Removed from Ground | Gas (Historical Use) | 2000 | Bare Steel | 1978-05-10 | Galvanized Steel
330551 | 1 | [5 empty] | Removed from Ground | Kerosene | 4000 | Bare Steel | 1986-05-07 | Copper | Suction (American)
330551 | 2 | [5 empty] | Removed from Ground | Kerosene | 2000 | Bare Steel | 1986-05-07 | Copper | Suction (American)
330552 | 1 | Flapper Valve | 1998-10-08 |  | 1991-12-17 |  | Removed from Ground | Gas (Historical Use) | 12000 | Steel-Impressed Current | 1984-05-08 | Double Walled | Safe Suction (Euro)
330552 | 2 | Flapper Valve | 1998-10-08 |  | 1991-12-17 |  | Removed from Ground | Diesel | 12000 | Steel-Impressed Current | 1984-05-08 | Steel (Impressed Current) | Safe Suction (Euro)
330552 | 3 |  | 2011-08-01 | no | 2011-08-01 | no | Currently in Use | Gas (Historical Use) | 12000 | Fiberglass Double Walled | 2011-08-01 | Double-Walled Flex | Safe Suction (Euro)
330552 | 4 |  | 2011-08-01 | no | 2011-08-01 | no | Currently in Use | Diesel | 12000 | Fiberglass Double Walled | 2011-08-01 | Double-Walled Flex | Safe Suction (Euro)
330553 | 1 |  | 1991-12-17 | no | 1991-12-17 | no | Removed from Ground | Diesel | 12000 | Steel-Impressed Current | 1986-05-08 | Steel (Impressed Current) | Pressurized
330553 | 2 |  | 1991-12-17 | no | 1991-12-17 | no | Removed from Ground | Diesel | 12000 | Steel-Impressed Current | 1986-05-08 | Steel (Impressed Current) | Pressurized
330553 | 3 |  |  | yes |  | yes | Removed from Ground | Used Oil | 1000 | Bare Steel | 1986-05-08 | Galvanized Steel | Gravity Fed
330553 | 3A |  | 1998-12-14 | yes | 1998-12-14 | yes | Currently in Use | Used Oil | 600 | Fiberglass Double Walled | 1998-12-14 | Fiberglass Reinforced Plastic | Gravity Fed
330553 | 4 |  | 1998-12-14 |  | 1998-12-14 |  | Currently in Use | Other | 1000 | Galvanic (STIP-3) | 1986-05-08 | Fiberglass Reinforced Plastic | Suction (American)
330553 | 5 |  | 1998-12-14 |  | 1998-12-14 |  | Currently in Use | New Oil | 1000 | Fiberglass Double Walled | 1986-05-08 | Fiberglass Reinforced Plastic | Suction (American)
330553 | 6 |  | 1998-12-14 |  | 1998-12-14 |  | Currently in Use | Other | 1000 | Galvanic (STIP-3) | 1986-05-08 | Fiberglass Reinforced Plastic | Suction (American)
330553 | 7 | Flapper Valve | 2017-12-13 | no |  | no | Currently in Use | Gas (Historical Use) | 15000 | Fiberglass Double Walled | 2017-10-18 | Double-Walled Flex | Pressurized
330553 | 8 | Flapper Valve | 2017-12-13 | no |  | no | Currently in Use | Diesel | 15000 | Fiberglass Double Walled | 2017-10-18 | Double-Walled Flex | Pressurized
330553 | 9 |  | 2017-12-13 | no |  | no | Currently in Use | Diesel | 15000 | Fiberglass Double Walled | 2017-10-18 | Double-Walled Flex | Pressurized
330554 | 1 |  |  |  | 1991-12-17 |  | Removed from Ground | Diesel | 12000 | Bare Steel | 1974-05-11 | Galvanized Steel | Pressurized
330554 | 1A |  | 1999-01-01 |  | 1999-01-01 |  | Currently in Use | Diesel | 12000 | Fiberglass Double Walled | 1999-01-01 | Double-Walled Fiberglass | Pressurized
330554 | 2 |  |  |  | 1991-12-17 |  | Removed from Ground | Diesel | 12000 | Bare Steel | 1974-05-11 | Galvanized Steel | Gravity Fed
330554 | 2A |  | 1999-01-01 |  | 1999-01-01 |  | Currently in Use | Diesel | 12000 | Fiberglass Double Walled | 1999-01-01 | Double-Walled Fiberglass | Pressurized
330554 | 3 |  |  |  | 1991-12-17 |  | Removed from Ground | Gas (Historical Use) | 10000 | Bare Steel | 1974-05-11 | Galvanized Steel | Pressurized
330554 | 3A |  | 1999-01-01 |  | 1999-01-01 |  | Currently in Use | Gas (Historical Use) | 12000 | Fiberglass Double Walled | 1999-01-01 | Double-Walled Fiberglass | Pressurized
330554 | 4 | [5 empty] | Removed from Ground | Other | 1500 | Bare Steel | 1974-05-11 | Galvanized Steel | Suction (American)
330554 | 4A |  | 1999-01-01 |  | 1999-01-01 |  | Currently in Use | New Oil | 1000 | Fiberglass Double Walled | 1999-01-01 | Double-Walled Fiberglass | Safe Suction (Euro)
330554 | 5 | [5 empty] | Removed from Ground | Other | 1000 | Bare Steel | 1974-05-11 | Galvanized Steel | Suction (American)
330554 | 5A |  | 1999-01-01 |  | 1999-01-01 |  | Currently in Use | Other | 1000 | Fiberglass Double Walled | 1999-01-01 | Double-Walled Fiberglass | Safe Suction (Euro)
330554 | 6 |  |  | yes |  | yes | Removed from Ground | Used Oil | 1000 | Bare Steel | 1974-05-11 | Galvanized Steel
330554 | 6A |  | 1999-01-01 |  | 1999-01-01 |  | Currently in Use | Other | 1000 | Fiberglass Double Walled | 1999-01-01 | Double-Walled Fiberglass | Safe Suction (Euro)
330554 | 7 | [5 empty] | Removed from Ground | Other | 1000 | Not Marked/Unknown | 1974-05-11 | Not Marked
330554 | 7A |  | 1999-01-01 | yes | 1999-01-01 | yes | Currently in Use | Used Oil | 600 | Fiberglass Double Walled | 1999-01-01 | Double-Walled Fiberglass | Gravity Fed
330555 | 1 | [5 empty] | Removed from Ground | Diesel | 200 | Bare Steel | 1981-05-09 | Galvanized Steel
330556 | 1 | [5 empty] | Removed from Ground | Gas (Historical Use) | 200 | Bare Steel | 1974-05-11 | Galvanized Steel
330557 | 1 | [5 empty] | Removed from Ground | Gas (Historical Use) | 200 | Bare Steel | 1972-05-11 | Galvanized Steel
330558 | 1 | [5 empty] | Removed from Ground | Gas (Historical Use) | 280 | Bare Steel | 1980-05-09 | Galvanized Steel
330559 | 1 | [5 empty] | Removed from Ground | Diesel | 200 | Bare Steel | 1983-05-09 | Galvanized Steel
330560 | 1 | [5 empty] | Removed from Ground | Empty | 10000 | Bare Steel | 1995-12-21 | Galvanized Steel
330560 | 2 | [5 empty] | Removed from Ground | Empty | 12000 | Bare Steel | 1972-05-11 | Galvanized Steel
330561 | 1 | [5 empty] | Permanently Out of Use - historical purposes | Gas (Historical Use) | 11000 | Bare Steel | 1972-05-11 | Galvanized Steel
330561 | 2 | [5 empty] | Removed from Ground | Gas (Historical Use) | 7000 | Bare Steel | 1972-05-11 | Galvanized Steel | Safe Suction (Euro)
330561 | 3 | [5 empty] | Removed from Ground | Gas (Historical Use) | 4000 | Bare Steel | 1972-05-11 | Galvanized Steel | Safe Suction (Euro)
330562 | 1 |  |  | no | 1991-12-17 | no | Removed from Ground | Diesel | 12000 | Bare Steel | 1982-05-09 | Galvanized Steel | Safe Suction (Euro)
330562 | 1A |  | 1998-10-15 | no | 1998-10-15 | no | Currently in Use | Diesel | 12000 | Fiberglass Double Walled | 1998-10-15 | Double-Walled Fiberglass | Suction (American)
330563 | 1 | [5 empty] | Permanently Out of Use - historical purposes | Empty | 800 | Bare Steel | 1956-05-15 | Galvanized Steel
330563 | 2 | [5 empty] | Permanently Out of Use - historical purposes | Gas (Historical Use) | 11000 | Bare Steel | 1972-05-11 | Galvanized Steel
330563 | 3 | [5 empty] | Permanently Out of Use - historical purposes | Other | 70 | Not Marked/Unknown |  | Not Marked
330563 | 4 | [5 empty] | Removed from Ground | Gas (Historical Use) | 4000 | Bare Steel | 1991-12-24 | Galvanized Steel
330563 | 5 | [5 empty] | Removed from Ground | Gas (Historical Use) | 7000 | Bare Steel | 1991-12-24 | Galvanized Steel
330564 | 1 | [5 empty] | Permanently Out of Use - historical purposes | Gas (Historical Use) | 11000 | Bare Steel | 1972-05-11 | Galvanized Steel
330564 | 2 | [5 empty] | Removed from Ground | Gas (Historical Use) | 7000 | Bare Steel | 1972-05-11 | Galvanized Steel
330564 | 3 | [5 empty] | Removed from Ground | Gas (Historical Use) | 4000 | Bare Steel | 1972-05-11 | Galvanized Steel
330565 | 1 |  |  |  | 1991-12-17 |  | Removed from Ground | Diesel | 7000 | Bare Steel | 1972-05-11 | Galvanized Steel | Safe Suction (Euro)
330565 | 1A | Flapper Valve | 1998-11-01 | no | 1998-11-01 | no | Currently in Use | Diesel | 12000 | Fiberglass | 1998-11-01 | Fiberglass Reinforced Plastic | Safe Suction (Euro)
330565 | 2 |  |  |  | 1991-02-17 |  | Removed from Ground | Diesel | 4000 | Bare Steel | 1972-05-11 | Galvanized Steel | Safe Suction (Euro)
330566 | 1 |  | 1991-12-17 |  | 1991-12-17 |  | Removed from Ground | Diesel | 12000 | Cathodically Protected Steel | 1981-05-09 | Galvanized Steel | Safe Suction (Euro)
330566 | 1A | Flapper Valve | 1998-11-05 |  | 1998-11-05 |  | Currently in Use | Diesel | 12000 | Fiberglass | 1998-11-01 | Fiberglass Reinforced Plastic | Safe Suction (Euro)
330566 | 2 | [5 empty] | Removed from Ground | Diesel | 12000 | Bare Steel | 1981-05-09 | Galvanized Steel
330567 | 1 | [5 empty] | Removed from Ground | Diesel | 10000 | Bare Steel | 1974-05-11 | Galvanized Steel
330567 | 1A | Overfill Alarm | 1998-11-23 |  | 1998-11-23 |  | Removed from Ground | Diesel | 12000 | Fiberglass | 1998-11-23 | Fiberglass Reinforced Plastic | Suction (American)
330568 | 1 | [5 empty] | Removed from Ground | Gas (Historical Use) | 8000 | Bare Steel | 1974-05-11 | Galvanized Steel
330568 | 2 | [5 empty] | Removed from Ground | Diesel | 4000 | Bare Steel | 1974-05-11 | Galvanized Steel
330568 | 3 | [5 empty] | Removed from Ground | Diesel | 4000 | Bare Steel | 1974-05-11 | Galvanized Steel
330569 | 1 | [5 empty] | Removed from Ground | Gas (Historical Use) | 4000 | Bare Steel | 1973-05-11 | Galvanized Steel
330569 | 2 | [5 empty] | Removed from Ground | Gas (Historical Use) | 2000 | Bare Steel | 1961-05-14 | Galvanized Steel
330569 | 3 | [5 empty] | Removed from Ground | Gas (Historical Use) | 2000 | Bare Steel | 1961-05-14 | Galvanized Steel
330569 | 4 | [5 empty] | Removed from Ground | Gas (Historical Use) | 500 | Bare Steel | 1977-01-01 | Unknown
330570 | 1 | [5 empty] | Removed from Ground | Empty | 2000 | Bare Steel | 1976-05-10 | Galvanized Steel
330570 | 2 | [5 empty] | Removed from Ground | Empty | 1000 | Bare Steel | 1976-05-10 | Galvanized Steel
330570 | 3 | [5 empty] | Removed from Ground | Empty | 1000 | Bare Steel | 1976-05-10 | Galvanized Steel
330571 | 1 | [5 empty] | Removed from Ground | Gas (Historical Use) | 6000 | Bare Steel | 1982-05-09 | Unknown
330571 | 2 | [5 empty] | Removed from Ground | Gas (Historical Use) | 4000 | Bare Steel | 1982-05-09 | Unknown
330571 | 3 | [5 empty] | Removed from Ground | Diesel | 4000 | Bare Steel | 1982-05-09 | Unknown
330571 | 4 |  |  | yes |  | yes | Removed from Ground | Used Oil | 550 | Bare Steel | 1982-05-09 | Unknown
330572 | 1 | [5 empty] | Removed from Ground | Gas (Historical Use) | 10000 | Bare Steel | 1980-05-09 | Bare Steel
330572 | 2 | [5 empty] | Removed from Ground | Diesel | 10000 | Bare Steel | 1980-05-09 | Bare Steel
330572 | 3 |  |  | yes |  | yes | Removed from Ground | Used Oil | 500 | Bare Steel | 1998-07-28 | Bare Steel
330573 | 1 | [5 empty] | Removed from Ground | Gas (Historical Use) | 10000 | Bare Steel | 1979-05-10 | Bare Steel | Suction (American)
330574 | 1 | Flapper Valve | 1996-01-09 |  | 1996-01-09 |  | Temporarily out of use | Gas (Historical Use) | 8000 | Steel-Impressed Current | 1970-05-11 | Steel (Impressed Current) | Pressurized
330574 | 2 | Flapper Valve | 1996-01-09 |  | 1996-01-09 |  | Temporarily out of use | Gas (Historical Use) | 8000 | Steel-Impressed Current | 1970-05-11 | Steel (Impressed Current) | Pressurized
330574 | 3 | Flapper Valve | 1996-01-09 |  | 1996-01-01 |  | Temporarily out of use | Gas (Historical Use) | 6000 | Steel-Impressed Current | 1970-05-11 | Steel (Impressed Current) | Pressurized
330574 | 4 | Flapper Valve | 1996-01-09 |  | 1996-01-09 |  | Temporarily out of use | Diesel | 6000 | Steel-Impressed Current | 1970-05-11 | Steel (Impressed Current) | Pressurized
330575 | D1 | [5 empty] | Removed from Ground | Diesel | 8000 | Bare Steel | 1976-05-09 | Galvanized Steel
330575 | NL1 | [5 empty] | Removed from Ground | Gas (Historical Use) | 10000 | Bare Steel | 1971-05-11 | Galvanized Steel
330575 | P1 | [5 empty] | Removed from Ground | Gas (Historical Use) | 8000 | Bare Steel | 1971-05-11 | Galvanized Steel
330575 | R1 | [5 empty] | Removed from Ground | Gas (Historical Use) | 10000 | Bare Steel | 1971-05-11 | Galvanized Steel
330576 | 1 | [5 empty] | Removed from Ground | Gas (Historical Use) | 8000 | Cathodically Protected Steel | 1980-05-06 | Galvanized Steel
330576 | 2 | [5 empty] | Removed from Ground | Gas (Historical Use) | 8000 | Cathodically Protected Steel | 1980-05-06 | Galvanized Steel
330576 | 3 | [5 empty] | Removed from Ground | Gas (Historical Use) | 8000 | Cathodically Protected Steel | 1980-05-06 | Galvanized Steel
330576 | 4 | [5 empty] | Removed from Ground | Diesel | 10000 | Cathodically Protected Steel | 1980-05-06 | Galvanized Steel
330576 | 5 | [5 empty] | Removed from Ground | Kerosene | 4000 | Cathodically Protected Steel | 1986-05-05 | Galvanized Steel
330577 | 1 | [5 empty] | Permanently Out of Use - historical purposes | Gas (Historical Use) | 2000 | Bare Steel | 1972-05-08 | Unknown
330578 | 1 |  | 1988-01-01 |  | 1988-01-01 |  | Removed from Ground | Gas (Historical Use) | 2000 | Bare Steel | 1973-05-08 | Unknown | Pressurized
330579 | 1 | [5 empty] | Removed from Ground | Gas (Historical Use) | 6000 | Bare Steel | 1977-05-07 | Galvanized Steel
330579 | 2 | [5 empty] | Removed from Ground | Gas (Historical Use) | 6000 | Bare Steel | 1977-05-07 | Galvanized Steel
330579 | 3 | [5 empty] | Removed from Ground | Gas (Historical Use) | 6000 | Bare Steel | 1977-05-07 | Galvanized Steel
330579 | 4 | [5 empty] | Removed from Ground | Gas (Historical Use) | 6000 | Bare Steel | 1977-05-07 | Galvanized Steel
330582 | 1 | [5 empty] | Removed from Ground | Gas (Historical Use) | 10000 | Bare Steel | 1972-05-08 | Galvanized Steel | Pressurized
330582 | 2 | [5 empty] | Removed from Ground | Gas (Historical Use) | 10000 | Bare Steel | 1972-05-08 | Galvanized Steel | Pressurized
330582 | 3 | [5 empty] | Removed from Ground | Gas (Historical Use) | 10000 | Bare Steel | 1972-05-08 | Galvanized Steel | Pressurized
330583 | 1 |  | 1990-07-01 |  | 1990-07-01 |  | Removed from Ground | Diesel | 10000 | Double Walled | 1990-07-01 | Fiberglass Reinforced Plastic | Pressurized
330584 | 1 | [5 empty] | Removed from Ground | Diesel | 8000 | Marked Unknown | 1975-05-08 | Galvanized Steel
330584 | 2 | [5 empty] | Removed from Ground | Other | 10000 | Unknown | 1989-03-22 | Not Marked
330584 | 3 | [5 empty] | Removed from Ground | Other | 1000 | Not Marked/Unknown | 1989-01-01 | Not Marked
330585 | 1 | [5 empty] | Removed from Ground | Gas (Historical Use) | 10000 | Bare Steel | 1980-05-06 | Unknown
330585 | 2 |  |  | yes |  | yes | Removed from Ground | Used Oil | 500 | Bare Steel | 1980-05-06 | Unknown
330585 | 3 |  | 1994-01-01 |  | 1994-01-01 |  | Removed from Ground | Gas (Historical Use) | 12000 | Fiberglass | 1994-01-24 | Fiberglass Reinforced Plastic | Pressurized
330586 | 1 | [5 empty] | Removed from Ground | Gas (Historical Use) | 0 | Marked Unknown | 1986-05-05 | Unknown
330587 | 1 | [5 empty] | Removed from Ground | Diesel | 2000 | Bare Steel | 1985-02-28 | Galvanized Steel
330587 | 2 | [5 empty] | Removed from Ground | Gas (Historical Use) | 2000 | Bare Steel | 1985-02-28 | Galvanized Steel
330587 | 3 | [5 empty] | Removed from Ground | Other | 2000 | Bare Steel | 1985-02-28 | Fiberglass Reinforced Plastic
330588 | 1 | [5 empty] | Removed from Ground | Gas (Historical Use) | 6000 | Bare Steel | 1980-03-25 | Galvanized Steel | Suction (American)
330591 | 1 | [5 empty] | Removed from Ground | Other | 10000 | Bare Steel | 1983-03-07 | Bare Steel | Suction (American)
330591 | 10 | [5 empty] | Removed from Ground | Other | 10000 | Bare Steel | 1983-03-07 | Bare Steel | Suction (American)
330591 | 11 | [5 empty] | Removed from Ground | Other | 10000 | Bare Steel | 1983-03-07 | Bare Steel | Suction (American)
330591 | 2 | [5 empty] | Removed from Ground | Other | 10000 | Bare Steel | 1983-03-07 | Bare Steel | Suction (American)
330591 | 3 | [5 empty] | Removed from Ground | Other | 10000 | Bare Steel | 1983-03-07 | Bare Steel | Suction (American)
330591 | 4 | [5 empty] | Removed from Ground | Other | 10000 | Bare Steel | 1983-03-07 | Bare Steel | Suction (American)
330591 | 5 | [5 empty] | Removed from Ground | Other | 10000 | Bare Steel | 1983-03-07 | Bare Steel | Suction (American)
330591 | 6 | [5 empty] | Removed from Ground | Other | 10000 | Bare Steel | 1983-03-07 | Bare Steel | Suction (American)
330591 | 7 | [5 empty] | Removed from Ground | Other | 10000 | Bare Steel | 1983-03-07 | Bare Steel | Suction (American)
330591 | 8 | [5 empty] | Removed from Ground | Other | 10000 | Bare Steel | 1983-03-07 | Bare Steel | Suction (American)
330591 | 9 | [5 empty] | Removed from Ground | Other | 10000 | Bare Steel | 1983-03-07 | Bare Steel | Suction (American)
330592 | 1 | [5 empty] | Removed from Ground | Gas (Historical Use) | 4000 | Bare Steel | 1979-03-06 | Galvanized Steel
330593 | 1 | [5 empty] | Removed from Ground | Gas (Historical Use) | 2000 | Bare Steel | 1973-03-09 | Unknown
330594 | 1 |  | 1998-09-18 |  | 1998-09-18 |  | Currently in Use | Diesel | 1000 | Bare Steel | 1980-02-26 | Cathodically Protected | Suction (American)
330596 | 1 | [5 empty] | Removed from Ground | Gas (Historical Use) | 3000 | Bare Steel | 1986-02-28 | Galvanized Steel
330597 | 1 | [5 empty] | Removed from Ground | Empty | 3000 | Bare Steel | 1960-03-09 | Galvanized Steel
330597 | 2 | [5 empty] | Removed from Ground | Gas (Historical Use) | 4000 | Bare Steel | 1960-03-09 | Galvanized Steel
330597 | 3 | [5 empty] | Removed from Ground | Gas (Historical Use) | 5000 | Bare Steel | 1960-03-09 | Galvanized Steel
330597 | 4 | [5 empty] | Removed from Ground | Gas (Historical Use) | 4000 | Bare Steel | 1972-03-06 | Galvanized Steel
330597 | 5 | [5 empty] | Removed from Ground | Gas (Historical Use) | 10000 | Bare Steel | 1972-03-06 | Galvanized Steel
330597 | 6 |  |  | yes |  | yes | Removed from Ground | Used Oil | 500 | Bare Steel | 1960-03-09 | Galvanized Steel
330598 | 1 | [5 empty] | Closed in Ground | Empty | 4000 | Bare Steel | 1969-02-23 | Galvanized Steel
330598 | 2 | [5 empty] | Closed in Ground | Empty | 4000 | Bare Steel | 1969-02-23 | Galvanized Steel
330598 | 3 | [5 empty] | Removed from Ground | Gas (Historical Use) | 10000 | Bare Steel | 1969-02-23 | Galvanized Steel
330598 | 4 | [5 empty] | Removed from Ground | Gas (Historical Use) | 10000 | Bare Steel | 1969-02-23 | Galvanized Steel
330602 | 1 | [5 empty] | Removed from Ground | Gas (Historical Use) | 2005 | Bare Steel | 1974-03-06 | Galvanized Steel
330602 | 10A | Overfill Alarm | 2009-08-21 | no | 1990-05-15 | no | Currently in Use | New Oil | 1000 | Composite Double Walled | 1990-05-15 | Fiberglass Reinforced Plastic | Safe Suction (Euro)
330602 | 10B | Overfill Alarm | 2012-07-17 | no | 2012-06-21 | no | Currently in Use | New Oil | 1000 | Composite Double Walled | 1990-05-15 | Fiberglass Reinforced Plastic | Safe Suction (Euro)
330602 | 11 |  | 2012-07-17 | yes | 2012-06-21 | yes | Currently in Use | Used Oil | 1000 | Composite Double Walled | 1990-05-15 | Fiberglass Reinforced Plastic
330602 | 2 | [5 empty] | Removed from Ground | Gas (Historical Use) | 8086 | Bare Steel | 1974-03-06 | Galvanized Steel
330602 | 3 | [5 empty] | Removed from Ground | Diesel | 8086 | Bare Steel | 1974-03-06 | Galvanized Steel
330602 | 5 | Ball Float | 1990-05-15 | no | 1990-05-15 | no | Currently in Use | Diesel | 10000 | Composite Double Walled | 1990-05-15 | Fiberglass Reinforced Plastic | Pressurized
330602 | 6 | Ball Float | 1990-05-15 | no | 1990-05-15 | no | Currently in Use | Gas (Historical Use) | 10000 | Composite Double Walled | 1990-05-15 | Fiberglass Reinforced Plastic | Pressurized
330602 | 7 | Ball Float | 1990-10-30 | no | 1990-10-30 | no | Currently in Use | Diesel | 20000 | Composite Double Walled | 1990-10-30 | Fiberglass Reinforced Plastic | Pressurized
330602 | 8 | Overfill Alarm | 1990-10-30 | no | 1990-10-30 | no | Currently in Use | New Oil | 10000 | Composite Double Walled | 1990-10-30 | Fiberglass Reinforced Plastic | Safe Suction (Euro)
330602 | 9 | Overfill Alarm | 2009-08-21 | yes | 2009-08-21 | yes | Currently in Use | Used Oil | 1000 | Composite Double Walled | 1990-05-15 | Fiberglass Reinforced Plastic
330602 | OIL##1 |  |  | yes |  | yes | Removed from Ground | Used Oil | 1000 | Bare Steel | 1965-03-08 | Bare Steel
330602 | OIL##2 |  |  | yes |  | yes | Removed from Ground | Used Oil | 1000 | Bare Steel | 1976-03-05 | Bare Steel
330604 | 1 | [5 empty] | Removed from Ground | Gas (Historical Use) | 12000 | Cathodically Protected Steel | 1981-03-07 | Galvanized Steel
330604 | 10 | [5 empty] | Removed from Ground | Other | 2000 | Bare Steel | 1981-03-07 | Galvanized Steel
330604 | 2 | [5 empty] | Removed from Ground | Gas (Historical Use) | 4000 | Cathodically Protected Steel | 1981-03-07 | Galvanized Steel
330604 | 3 | [5 empty] | Removed from Ground | Gas (Historical Use) | 1000 | Cathodically Protected Steel | 1981-03-07 | Galvanized Steel
330604 | 4 | [5 empty] | Removed from Ground | Other | 1000 | Bare Steel | 1981-03-07 | Galvanized Steel
330604 | 5 | [5 empty] | Removed from Ground | Other | 2000 | Bare Steel | 1981-03-07 | Galvanized Steel
330604 | 6 | [5 empty] | Removed from Ground | Other | 2000 | Bare Steel | 1981-03-07 | Galvanized Steel
330604 | 7 |  |  | yes |  | yes | Removed from Ground | Used Oil | 2000 | Bare Steel | 1983-01-01 | Galvanized Steel
330604 | 8 | [5 empty] | Removed from Ground | Other | 2000 | Bare Steel | 1981-03-07 | Galvanized Steel
330604 | 9 | [5 empty] | Removed from Ground | Other | 2000 | Bare Steel | 1981-03-07 | Galvanized Steel
330604 | MILLO51 |  | 1997-11-20 |  | 1997-11-20 |  | Currently in Use | Gas (Historical Use) | 10000 | Fiberglass Double Walled | 1997-11-20 | Double-Walled Fiberglass | Pressurized
330605 | 1 | [5 empty] | Removed from Ground | Gas (Historical Use) | 2000 | Bare Steel | 1986-02-28 | Galvanized Steel | Suction (American)
330607 | 1 | [5 empty] | Removed from Ground | Gas (Historical Use) | 10000 | Bare Steel | 1982-02-28 | Bare Steel
330607 | 2 | [5 empty] | Removed from Ground | Diesel | 10000 | Bare Steel | 1982-02-28 | Bare Steel
330607 | 3 | [5 empty] | Removed from Ground | Other | 550 | Bare Steel | 1982-02-28 | Bare Steel
330607 | 4 |  |  | yes |  | yes | Removed from Ground | Used Oil | 550 | Bare Steel | 1996-08-26 | Bare Steel
330607 | MISS1 | [5 empty] | Currently in Use | Empty | 0 | Not Marked/Unknown | 1986-02-27 | Not Marked
330608 | 1 | Ball Float | 1997-07-08 |  | 1997-07-08 |  | Removed from Ground | Gas (Historical Use) | 10000 | Steel-Impressed Current | 1983-03-06 | Steel (Impressed Current) | Safe Suction (Euro)
330609 | 1 | [5 empty] | Removed from Ground | Empty | 6110 | Bare Steel | 1981-03-07 | Galvanized Steel
330609 | 2 | [5 empty] | Removed from Ground | Empty | 6110 | Bare Steel | 1981-03-07 | Galvanized Steel
330610 | 1 | [5 empty] | Removed from Ground | Gas (Historical Use) | 8000 | Bare Steel | 1966-03-01 | Unknown
330610 | 2 | [5 empty] | Removed from Ground | Gas (Historical Use) | 8000 | Bare Steel | 1966-03-01 | Unknown
330610 | 3 | [5 empty] | Removed from Ground | Diesel | 8000 | Bare Steel | 1966-03-01 | Unknown
330610 | 4 |  |  | yes |  | yes | Removed from Ground | Used Oil | 550 | Not Marked/Unknown | 1998-02-01 | Not Marked
330610 | 5 |  |  | yes |  | yes | Removed from Ground | Used Oil | 550 | Not Marked/Unknown | 1998-02-01 | Not Marked
330611 | 1 | [5 empty] | Permanently Out of Use - historical purposes | Other | 360 | Bare Steel | 1970-03-04 | Copper
330611 | 2 | [5 empty] | Permanently Out of Use - historical purposes | Other | 550 | Bare Steel | 1980-03-01 | Copper
330612 | 1 | [5 empty] | Removed from Ground | Gas (Historical Use) | 4000 | Bare Steel | 1985-02-10 | Unknown
330613 | 1 | [5 empty] | Removed from Ground | Gas (Historical Use) | 10000 | Bare Steel | 1976-03-08 | Galvanized Steel
330613 | 2 | [5 empty] | Removed from Ground | Gas (Historical Use) | 10000 | Bare Steel | 1976-03-08 | Galvanized Steel
330613 | 3 | [5 empty] | Removed from Ground | Gas (Historical Use) | 10000 | Bare Steel | 1976-03-08 | Galvanized Steel
330614 | 1 | [5 empty] | Removed from Ground | Diesel | 10000 | Bare Steel | 1985-01-24 | Galvanized Steel
330615 | 1 | [5 empty] | Removed from Ground | Gas (Historical Use) | 990 | Cathodically Protected Steel | 1976-03-07 | Galvanized Steel | Suction (American)
330616 | 1 |  | 1998-02-01 |  | 1998-02-01 |  | Removed from Ground | Diesel | 1060 | Cathodically Protected Steel | 1977-03-07 | Cathodically Protected | Safe Suction (Euro)
330616 | 2 |  | 1998-02-01 |  | 1998-02-01 |  | Removed from Ground | Gas (Historical Use) | 1060 | Steel-Impressed Current | 1977-03-07 | Cathodically Protected | Safe Suction (Euro)
330618 | 1 |  |  | yes |  | yes | Removed from Ground | Used Oil | 1000 | Cathodically Protected Steel | 1981-12-21 | Cathodically Protected | Gravity Fed
330618 | 2 |  | 1998-12-22 | yes | 1998-12-22 | yes | Removed from Ground | New Oil | 1000 | Cathodically Protected Steel | 1985-12-20 | Cathodically Protected | Suction (American)
330618 | 3 |  | 1998-12-22 | yes | 1998-12-22 | yes | Removed from Ground | Used Oil | 1000 | Cathodically Protected Steel | 1985-12-20 | Cathodically Protected | Suction (American)
330623 | 1 | [5 empty] | Currently in Use | Gas (Historical Use) | 10000 | Bare Steel | 1975-03-06 | Galvanized Steel
330623 | 2 | [5 empty] | Currently in Use | Gas (Historical Use) | 10000 | Bare Steel | 1975-03-06 | Galvanized Steel
330623 | 3 | [5 empty] | Currently in Use | Gas (Historical Use) | 10000 | Bare Steel | 1975-03-06 | Galvanized Steel
330624 | 1 | [5 empty] | Removed from Ground | Gas (Historical Use) | 10000 | Bare Steel | 1977-12-21 | Galvanized Steel | Suction (American)
330624 | 2 |  |  | yes |  | yes | Removed from Ground | Used Oil | 1011 | Bare Steel | 1977-12-21 | Bare Steel | Gravity Fed
330624 | 3 | [5 empty] | Removed from Ground | Other | 1011 | Bare Steel | 1977-12-21 | Bare Steel | Suction (American)
330624 | 4 | [5 empty] | Removed from Ground | Other | 1011 | Bare Steel | 1977-12-21 | Galvanized Steel | Suction (American)
330624 | 5 |  | 1989-07-01 |  | 1989-07-01 |  | Removed from Ground | Gas (Historical Use) | 8000 | Composite | 1989-07-01 | Fiberglass Reinforced Plastic | Suction (American)
330626 | 1 | [5 empty] | Removed from Ground | Gas (Historical Use) | 1000 | Bare Steel | 1979-07-01 | Bare Steel | Suction (American)
330626 | 2 | [5 empty] | Removed from Ground | Gas (Historical Use) | 1000 | Bare Steel | 1979-07-01 | Bare Steel | Suction (American)
330626 | 3 |  | 1995-11-27 |  | 1995-11-27 |  | Removed from Ground | Gas (Historical Use) | 4000 | Double Walled | 1995-11-27 | Fiberglass Reinforced Plastic | Suction (American)
330626 | 4 | [5 empty] | Closed in Ground | Diesel | 550 | Not Marked/Unknown | 1999-07-19 | Not Marked
330627 | 1 | [5 empty] | Removed from Ground | Empty | 1 | Not Marked/Unknown |  | Unknown
330627 | 1D16 | Flapper Valve | 1995-08-01 |  | 1995-08-01 |  | Removed from Ground | Diesel | 10000 | Steel-Impressed Current | 1978-10-01 | Steel (Impressed Current) | Pressurized
330627 | 2 | Flapper Valve | 1995-08-01 |  | 1995-08-01 |  | Removed from Ground | Gas (Historical Use) | 10000 | Steel-Impressed Current | 1978-10-01 | Steel (Impressed Current) | Pressurized
330627 | 3 | Flapper Valve | 1995-08-01 |  | 1995-08-01 |  | Removed from Ground | Diesel | 10000 | Steel-Impressed Current | 1978-10-01 | Steel (Impressed Current) | Pressurized
330627 | 4 | Flapper Valve | 1995-08-01 |  | 1995-08-01 |  | Removed from Ground | Gas (Historical Use) | 10000 | Steel-Impressed Current | 1978-10-01 | Steel (Impressed Current) | Pressurized
330627 | 5K1 | Flapper Valve | 1995-08-01 |  | 1995-08-01 |  | Removed from Ground | Kerosene | 10000 | Steel-Impressed Current | 1982-11-01 | Steel (Impressed Current) | Pressurized
330628 | 1 | [5 empty] | Removed from Ground | Gas (Historical Use) | 2000 | Bare Steel | 1969-01-01 | Not Marked
330628 | 2 | [5 empty] | Removed from Ground | Gas (Historical Use) | 2000 | Bare Steel | 1969-01-01 | Not Marked
330628 | 3 | [5 empty] | Removed from Ground | Gas (Historical Use) | 2000 | Bare Steel | 1969-01-01 | Not Marked
330628 | 4 | [5 empty] | Removed from Ground | Gas (Historical Use) | 2000 | Bare Steel | 1969-01-01 | Not Marked
330628 | 5 | [5 empty] | Removed from Ground | Gas (Historical Use) | 4000 | Bare Steel | 1981-01-01 | Not Marked
330628 | 6 |  |  | yes |  | yes | Removed from Ground | Used Oil | 500 | Bare Steel | 1969-01-01 | Not Marked
330628 | 7 |  |  | yes |  | yes | Removed from Ground | Used Oil | 500 | Bare Steel | 1969-01-01 | Not Marked
330629 | 1 | [5 empty] | Removed from Ground | Gas (Historical Use) | 10000 | Bare Steel | 1978-01-01 | Galvanized Steel | Suction (American)
330629 | 2 | [5 empty] | Removed from Ground | Gas (Historical Use) | 10000 | Bare Steel | 1978-01-01 | Galvanized Steel | Suction (American)
330629 | 3 | [5 empty] | Removed from Ground | Gas (Historical Use) | 15000 | Bare Steel | 1978-01-01 | Galvanized Steel | Suction (American)
330629 | 4 |  | 1992-10-05 |  | 1992-10-05 |  | Currently in Use | Diesel | 10000 | Galvanic (STIP-3) | 1992-11-01 | Fiberglass Reinforced Plastic | Pressurized
330629 | 5 |  | 1992-10-05 |  | 1992-10-05 |  | Currently in Use | Gas (Historical Use) | 10000 | Galvanic (STIP-3) | 1992-11-01 | Fiberglass Reinforced Plastic | Pressurized
330629 | 6 |  | 2000-05-01 | no | 2000-05-01 | no | Currently in Use | Gas (Historical Use) | 12000 | Galvanic (STIP-3) | 2000-05-01 | Fiberglass Reinforced Plastic | Pressurized
330630 | T-1 | [5 empty] | Removed from Ground | Gas (Historical Use) | 10000 | Bare Steel | 1975-01-01 | Bare Steel
330630 | T-2 | [5 empty] | Removed from Ground | Gas (Historical Use) | 10000 | Bare Steel | 1975-01-01 | Bare Steel
330630 | T-3 | [5 empty] | Removed from Ground | Gas (Historical Use) | 15000 | Bare Steel | 1975-01-01 | Bare Steel
330631 | 1 | [5 empty] | Permanently Out of Use - historical purposes | Gas (Historical Use) | 8021 | Bare Steel | 1977-01-16 | Galvanized Steel
330631 | 2 | [5 empty] | Permanently Out of Use - historical purposes | Gas (Historical Use) | 10153 | Bare Steel | 1966-01-19 | Galvanized Steel
330631 | 3 | [5 empty] | Permanently Out of Use - historical purposes | Gas (Historical Use) | 10153 | Bare Steel | 1966-01-19 | Galvanized Steel
330632 | 1 | [5 empty] | Removed from Ground | Gas (Historical Use) | 10000 | Bare Steel | 1980-01-16 | Galvanized Steel | Safe Suction (Euro)
330632 | 2 | [5 empty] | Removed from Ground | Gas (Historical Use) | 10000 | Bare Steel | 1980-01-16 | Galvanized Steel | Safe Suction (Euro)
330632 | 3 | [5 empty] | Removed from Ground | Gas (Historical Use) | 10000 | Bare Steel | 1980-01-16 | Galvanized Steel | Safe Suction (Euro)
330633 | 1 | [5 empty] | Removed from Ground | Gas (Historical Use) | 10027 | Bare Steel | 1981-01-15 | Galvanized Steel
330633 | 2 | [5 empty] | Removed from Ground | Gas (Historical Use) | 10027 | Bare Steel | 1981-01-15 | Galvanized Steel
330633 | 3 | [5 empty] | Removed from Ground | Gas (Historical Use) | 10027 | Bare Steel | 1981-01-15 | Galvanized Steel
330633 | 4 |  | 1994-06-01 |  | 1994-06-01 |  | Currently in Use | Gas (Historical Use) | 10000 | Composite | 1994-06-10 | Double-Walled Flex | Pressurized
330633 | 5 |  | 1994-06-01 |  | 1994-06-01 |  | Currently in Use | Gas (Historical Use) | 10000 | Composite | 1994-06-10 | Double-Walled Flex | Pressurized
330633 | 6 |  | 1994-06-01 |  | 1994-06-01 |  | Currently in Use | Diesel | 10000 | Composite | 1994-06-10 | Double-Walled Flex | Pressurized
330635 | 1 | Flapper Valve | 1994-01-01 | no | 1994-01-01 | no | Currently in Use | Diesel | 10000 | Steel-Impressed Current | 1994-05-01 | Fiberglass Reinforced Plastic | Safe Suction (Euro)
330635 | 2 | Flapper Valve | 1994-01-01 | no | 1994-01-01 | no | Currently in Use | Regular | 5000 | Steel-Impressed Current | 1975-01-01 | Fiberglass Reinforced Plastic | Safe Suction (Euro)
330636 | 1 | [5 empty] | Removed from Ground | Diesel | 0 | Bare Steel | 1986-01-15 | Galvanized Steel
330636 | 2 | [5 empty] | Removed from Ground | Diesel | 0 | Bare Steel | 1986-01-15 | Galvanized Steel
330636 | 3 | [5 empty] | Removed from Ground | Gas (Historical Use) | 0 | Bare Steel | 1986-01-15 | Galvanized Steel
330638 | 1 | [5 empty] | Removed from Ground | Hazardous Substance | 2000 | Bare Steel | 1977-05-09 | Unknown
330639 | 1 | [5 empty] | Removed from Ground | Gas (Historical Use) | 10000 | Bare Steel | 1976-05-09 | Unknown
330639 | 2 |  |  | yes |  | yes | Removed from Ground | Used Oil | 560 | Bare Steel | 1976-05-09 | Galvanized Steel | Gravity Fed
330639 | 3 | [5 empty] | Removed from Ground | Diesel | 10000 | Bare Steel | 1981-05-08 | Bare Steel | Pressurized
330639 | 6 | Ball Float | 1993-07-29 |  | 1993-07-29 |  | Currently in Use | Diesel | 6000 | Fiberglass | 1993-07-29 | Fiberglass Reinforced Plastic | Pressurized
330640 | 1 | [5 empty] | Removed from Ground | Gas (Historical Use) | 10000 | Bare Steel | 1966-05-12 | Unknown
330640 | 3 |  |  | yes |  | yes | Removed from Ground | Used Oil | 500 | Not Marked/Unknown | 1993-01-14 | Not Marked
330640 | B | Ball Float | 1989-02-15 |  | 1989-02-15 |  | Currently in Use | Diesel | 10000 | Tank Jacket | 1981-05-08 | Double-Walled Fiberglass | Pressurized
330640 | G | Ball Float | 1989-02-15 |  | 1989-02-15 |  | Currently in Use | Gas (Historical Use) | 10000 | Epoxy Double-Walled | 1989-02-15 | Double-Walled Fiberglass | Pressurized
330641 | 1 | Ball Float | 1993-10-28 |  | 1993-10-28 |  | Currently in Use | Gas (Historical Use) | 10000 | Fiberglass | 1985-01-03 | Double-Walled Fiberglass | Pressurized
330641 | 2 | Ball Float | 1993-10-28 |  | 1993-10-28 |  | Currently in Use | Gas (Historical Use) | 10000 | Fiberglass | 1985-01-03 | Double-Walled Fiberglass | Pressurized
330641 | 3 | Ball Float | 1993-10-28 |  | 1993-10-28 |  | Currently in Use | Gas (Historical Use) | 10000 | Fiberglass | 1985-01-03 | Double-Walled Fiberglass | Pressurized
330642 | 1 | [5 empty] | Removed from Ground | Empty | 6000 | Bare Steel | 1966-05-06 | Galvanized Steel
330642 | 2 | [5 empty] | Removed from Ground | Empty | 4000 | Bare Steel | 1971-05-05 | Galvanized Steel
330642 | 3 | [5 empty] | Removed from Ground | Empty | 3000 | Bare Steel | 1981-05-02 | Galvanized Steel
330642 | 4 | [5 empty] | Removed from Ground | Empty | 1000 | Bare Steel | 1983-05-02 | Galvanized Steel
330642 | 5 | [5 empty] | Removed from Ground | Empty | 1000 | Bare Steel | 1983-05-02 | Galvanized Steel
330642 | 6 | [5 empty] | Removed from Ground | Gas (Historical Use) | 6000 | Not Marked/Unknown | 1990-03-01 | Not Marked
330644 | 1 |  | 1995-01-01 |  | 1995-01-01 |  | Temporarily out of use | Gas (Historical Use) | 8000 | Cathodically Protected Steel | 1985-01-01 | Fiberglass Reinforced Plastic | Pressurized
330644 | 2 |  | 1995-01-01 |  | 1995-01-01 |  | Temporarily out of use | Gas (Historical Use) | 8000 | Cathodically Protected Steel | 1985-01-01 | Fiberglass Reinforced Plastic | Pressurized
330644 | 3 |  | 1995-01-01 |  | 1995-01-01 |  | Temporarily out of use | Gas (Historical Use) | 8000 | Cathodically Protected Steel | 1985-01-01 | Fiberglass Reinforced Plastic | Pressurized
330644 | 4 | Ball Float | 1995-01-01 |  | 1995-01-01 |  | Currently in Use | Gas (Historical Use) | 8000 | Galvanic (STIP-3) | 1988-01-01 | Fiberglass Reinforced Plastic
330644 | 5 | Ball Float | 1995-01-01 |  | 1995-01-01 |  | Currently in Use | Gas (Historical Use) | 8000 | Galvanic (STIP-3) | 1988-01-01 | Fiberglass Reinforced Plastic
330644 | 6 | Ball Float | 1995-01-01 |  | 1995-01-01 |  | Currently in Use | Gas (Historical Use) | 8000 | Galvanic (STIP-3) | 1988-01-01 | Fiberglass Reinforced Plastic
330645 | 1 | Flapper Valve | 1998-08-01 |  | 1998-08-01 |  | Currently in Use | Gas (Historical Use) | 8000 | Steel-Impressed Current | 1987-01-01 | Steel (Impressed Current) | Pressurized
330645 | 2 | Flapper Valve | 1998-08-01 |  | 1998-08-01 |  | Currently in Use | Gas (Historical Use) | 8000 | Steel-Impressed Current | 1987-01-01 | Steel (Impressed Current) | Pressurized
330645 | 3 | Flapper Valve | 1998-08-01 |  | 1998-08-01 |  | Currently in Use | Gas (Historical Use) | 8000 | Steel-Impressed Current | 1987-01-01 | Steel (Impressed Current) | Pressurized
330645 | 4A | Flapper Valve | 2014-12-15 | no | 2014-12-15 | no | Currently in Use | E-85 | 12000 | Fiberglass Double Walled | 2014-12-15 | Double-Walled Flex | Pressurized
330645 | 4B | Flapper Valve | 2014-12-15 | no | 2014-12-15 | no | Currently in Use | Biodiesel | 3000 | Fiberglass Double Walled | 2014-12-15 | Double-Walled Flex | Pressurized
330650 | 1 | [5 empty] | Removed from Ground | Other | 1000 | Fiberglass | 1987-01-01 | Galvanized Steel | Suction (American)
330650 | 2 | [5 empty] | Removed from Ground | Other | 2000 | Fiberglass | 1987-01-01 | Galvanized Steel | Suction (American)
330650 | 3 | [5 empty] | Removed from Ground | Other | 3000 | Fiberglass | 1987-01-01 | Galvanized Steel | Suction (American)
330653 | 1 | Ball Float | 1994-04-01 | no | 1994-04-01 | no | Currently in Use |  | 10000 | Galvanic (STIP-3) | 2015-12-18 | Fiberglass Reinforced Plastic | Pressurized
330653 | 2 | Ball Float | 1994-04-01 | no | 1994-04-01 | no | Currently in Use |  | 10000 | Galvanic (STIP-3) | 2015-12-18 | Fiberglass Reinforced Plastic | Pressurized
330653 | 3 | Ball Float | 1994-04-01 | no | 1994-04-01 | no | Currently in Use |  | 10000 | Galvanic (STIP-3) | 2015-12-18 | Fiberglass Reinforced Plastic | Pressurized
330653 | 4 | Ball Float | 1994-04-01 | no | 1994-04-01 | no | Currently in Use | Diesel | 10000 | Galvanic (STIP-3) | 2015-12-18 | Fiberglass Reinforced Plastic | Pressurized
330654 | 1 |  | 1990-08-01 | no | 1990-08-01 | no | Currently in Use | Gas (Historical Use) | 10000 |  | 1987-01-01 | Fiberglass Reinforced Plastic | Pressurized
330654 | 2 |  | 1990-08-01 | no | 1990-08-01 | no | Currently in Use | Gas (Historical Use) | 10000 |  | 1987-01-01 | Fiberglass Reinforced Plastic | Pressurized
330654 | 3 |  | 1990-08-01 | no | 1990-08-01 | no | Currently in Use | Gas (Historical Use) | 10000 |  | 1987-01-01 | Fiberglass Reinforced Plastic | Pressurized
330654 | 4 |  | 1990-08-01 | no | 1990-08-01 | no | Currently in Use | Diesel | 10000 |  | 1987-01-01 | Fiberglass Reinforced Plastic | Pressurized
330655 | 1 | Ball Float | 1998-07-20 | no | 1998-07-20 | no | Currently in Use | Gas (Historical Use) | 8000 | Fiberglass | 1986-01-05 | Double-Walled Fiberglass | Pressurized
330655 | 2 | Ball Float | 1998-07-20 | no | 1998-07-20 | no | Currently in Use | Gas (Historical Use) | 8000 | Fiberglass | 1986-01-05 | Double-Walled Fiberglass | Pressurized
330655 | 3 | Ball Float | 1998-07-20 | no | 1998-07-20 | no | Currently in Use | Gas (Historical Use) | 8000 | Fiberglass | 1986-01-05 | Double-Walled Fiberglass | Pressurized
330656 | J-452605 |  |  |  | 1993-09-01 |  | Closed in Ground | Other | 550 | Cathodically Protected Steel | 1987-01-01 | Cathodically Protected | Suction (American)
330656 | J-452606 |  |  |  | 1993-09-01 |  | Closed in Ground | Other | 550 | Cathodically Protected Steel | 1987-01-01 | Cathodically Protected | Suction (American)
330656 | J-452607 |  |  | yes | 1993-09-01 | yes | Closed in Ground | Empty | 550 | Cathodically Protected Steel | 1987-01-01 | Cathodically Protected | Gravity Fed
330656 | J-452776 |  |  |  | 1993-09-01 |  | Closed in Ground | Other | 1000 | Cathodically Protected Steel | 1987-01-01 | Cathodically Protected | Suction (American)
330657 | 1 | Flapper Valve | 1991-09-24 |  | 1991-09-24 |  | Currently in Use | Gas (Historical Use) | 2000 | Steel-Impressed Current | 1987-01-01 | Steel (Impressed Current) | Safe Suction (Euro)
330657 | 10 | [5 empty] | Removed from Ground | Empty | 2000 | Bare Steel | 1980-01-03 | Not Marked
330657 | 2 | Flapper Valve | 1991-09-24 |  | 1991-09-24 |  | Currently in Use | Diesel | 1000 | Steel-Impressed Current | 1987-01-01 | Steel (Impressed Current) | Safe Suction (Euro)
330657 | 3 | [5 empty] | Removed from Ground | Propane | 1000 | Bare Steel | 1972-01-05 | Galvanized Steel
330657 | 4 | [5 empty] | Removed from Ground | Empty | 3000 | Bare Steel | 1980-01-03 | Not Marked
330659 | 1 | [5 empty] | Removed from Ground | Other | 500 | Bare Steel | 1973-01-04 | Galvanized Steel
330659 | 2 | [5 empty] | Removed from Ground | Other | 500 | Bare Steel | 1973-01-04 | Galvanized Steel
330659 | 3 |  |  | yes |  | yes | Removed from Ground | Used Oil | 500 | Bare Steel | 1973-01-04 | Galvanized Steel
330661 | 1 |  | 1993-04-01 |  | 1993-04-01 |  | Removed from Ground | Gas (Historical Use) | 12000 | Fiberglass | 1987-01-01 | Steel (Impressed Current) | Pressurized
330661 | 2 |  | 1993-04-01 |  | 1993-04-01 |  | Removed from Ground | Gas (Historical Use) | 12000 | Fiberglass | 1987-01-01 | Steel (Impressed Current) | Pressurized
330661 | 3 |  | 1993-04-01 |  | 1993-04-01 |  | Removed from Ground | Gas (Historical Use) | 12000 | Fiberglass | 1987-01-01 | Steel (Impressed Current) | Pressurized
330662 | 1 | Ball Float | 1994-06-11 | no | 1994-06-11 | no | Currently in Use | Regular | 10000 | Fiberglass Double Walled | 1987-05-01 | Fiberglass Reinforced Plastic | Pressurized
330662 | 2 | Ball Float | 1994-06-11 | no | 1994-06-11 | no | Currently in Use | Plus | 10000 | Fiberglass Double Walled | 1987-05-01 | Fiberglass Reinforced Plastic | Pressurized
330662 | 3 | Ball Float | 1994-06-11 | no | 1994-06-11 | no | Currently in Use | Premium | 10000 | Fiberglass Double Walled | 1987-05-01 | Fiberglass Reinforced Plastic | Pressurized
330664 | 1 |  | 1998-04-21 |  | 1998-04-21 |  | Currently in Use | Gas (Historical Use) | 10000 | Fiberglass | 1986-01-01 | Fiberglass Reinforced Plastic | Pressurized
330664 | 2 |  | 1998-04-21 |  | 1998-04-21 |  | Currently in Use | Diesel | 10000 | Fiberglass | 1986-01-01 | Fiberglass Reinforced Plastic | Pressurized
330664 | 3 |  | 1998-04-21 |  | 1998-04-21 |  | Currently in Use | Diesel | 10000 | Fiberglass | 1986-01-01 | Fiberglass Reinforced Plastic | Pressurized
330664 | 4 |  | 1998-04-21 |  | 1998-04-21 |  | Removed from Ground | New Oil | 2000 | Fiberglass | 1986-01-01 | Steel (Impressed Current) | Safe Suction (Euro)
330664 | 5 |  | 1998-04-21 | yes | 1998-04-21 | yes | Currently in Use | Used Oil | 1000 | Fiberglass | 1986-01-01 | Steel (Impressed Current) | Gravity Fed
330666 | 1 | [5 empty] | Removed from Ground | Diesel | 3000 | Bare Steel | 1987-01-01 | Galvanized Steel | Suction (American)
330666 | 2 | [5 empty] | Removed from Ground | Diesel | 2000 | Bare Steel | 1987-01-01 | Galvanized Steel | Suction (American)
330666 | 3 |  |  | yes |  | yes | Removed from Ground | Used Oil | 1000 | Bare Steel | 1987-01-01 | Galvanized Steel | Suction (American)
330668 | 1 | Ball Float | 1987-01-01 |  | 1987-01-01 |  | Removed from Ground | Gas (Historical Use) | 8000 | Galvanic (STIP-3) | 1987-01-01 | Fiberglass Reinforced Plastic | Pressurized
330668 | 2 |  | 1987-01-01 |  | 1987-01-01 |  | Removed from Ground | Gas (Historical Use) | 8000 | Galvanic (STIP-3) | 1987-01-01 | Fiberglass Reinforced Plastic | Pressurized
330668 | 3 |  | 1987-01-01 |  | 1987-01-01 |  | Removed from Ground | Gas (Historical Use) | 8000 | Galvanic (STIP-3) | 1987-01-01 | Fiberglass Reinforced Plastic | Pressurized
330672 | 1 | [5 empty] | Removed from Ground | Gas (Historical Use) | 2000 | Bare Steel | 1976-03-12 | Galvanized Steel
332000 | 1 | Overfill Alarm | 1995-09-19 |  | 1995-09-19 | yes | Currently in Use | Gas (Historical Use) | 10000 | Fiberglass Double Walled | 1987-11-04 | Fiberglass Reinforced Plastic | Pressurized
332000 | 2 | Overfill Alarm | 1995-09-19 |  | 1995-09-19 | yes | Currently in Use | Diesel | 10000 | Fiberglass Double Walled | 1987-11-04 | Fiberglass Reinforced Plastic | Pressurized
332001 | 1 | Ball Float | 1997-11-04 |  | 1997-11-04 |  | Currently in Use | Gas (Historical Use) | 10000 | Fiberglass | 1987-11-04 | Fiberglass Reinforced Plastic | Pressurized
332001 | 2 | Ball Float | 1997-11-04 |  | 1997-11-04 |  | Currently in Use | Gas (Historical Use) | 10000 | Fiberglass | 1987-11-04 | Fiberglass Reinforced Plastic | Pressurized
332001 | 3 | Ball Float | 1997-11-04 |  | 1997-11-04 |  | Currently in Use | Gas (Historical Use) | 10000 | Fiberglass | 1987-11-04 | Fiberglass Reinforced Plastic | Pressurized
332001 | 4 | Ball Float | 1997-11-04 |  | 1997-11-04 |  | Currently in Use | Diesel | 4000 | Fiberglass | 1987-11-04 | Fiberglass Reinforced Plastic | Pressurized
332001 | 5 | Ball Float | 1997-11-04 |  | 1997-11-04 |  | Currently in Use | Kerosene | 2000 | Fiberglass | 1987-11-04 | Fiberglass Reinforced Plastic | Pressurized
332002 | 1 | [5 empty] | Removed from Ground | Diesel | 550 | Bare Steel | 1950-11-13 | Galvanized Steel
332003 | 1 | Flapper Valve | 1996-05-01 |  | 1996-05-01 |  | Currently in Use | Kerosene | 1000 | Fiberglass | 1987-11-04 | Double-Walled Flex | Safe Suction (Euro)
332003 | 2 |  | 1996-05-01 |  | 1996-05-01 |  | Currently in Use | Gas (Historical Use) | 10000 | Fiberglass | 1987-11-04 | Double-Walled Flex | Pressurized
332003 | 3 |  | 1996-05-01 |  | 1996-05-01 |  | Currently in Use | Gas (Historical Use) | 10000 | Fiberglass | 1987-11-04 | Double-Walled Flex | Pressurized
332003 | 4 |  | 1996-05-01 |  | 1996-05-01 |  | Currently in Use | Gas (Historical Use) | 10000 | Fiberglass | 1987-11-04 | Double-Walled Flex | Pressurized
332003 | 5 | Flapper Valve | 1996-05-01 |  | 1996-05-01 |  | Currently in Use | Diesel | 6000 | Fiberglass | 1996-05-01 | Double-Walled Flex | Safe Suction (Euro)
332005 | 1 |  | 1987-11-01 | no | 1987-11-01 | no | Temporarily out of use | Gas (Historical Use) | 10000 |  | 1987-11-04 | Fiberglass Reinforced Plastic | Pressurized
332005 | 2 |  | 1987-11-01 |  | 1987-11-01 |  | Temporarily out of use | Gas (Historical Use) | 8000 | Cathodically Protected Steel | 1987-11-04 | Fiberglass Reinforced Plastic | Pressurized
332005 | 3 |  | 1987-11-01 |  | 1987-11-01 |  | Temporarily out of use | Gas (Historical Use) | 8000 | Cathodically Protected Steel | 1987-11-04 | Fiberglass Reinforced Plastic | Pressurized
332006 | 1 | Ball Float | 1998-09-01 |  | 1998-09-01 |  | Currently in Use | Gas (Historical Use) | 10000 | Galvanic (STIP-3) | 1987-11-04 | Fiberglass Reinforced Plastic | Pressurized
332006 | 2 | Ball Float | 1998-09-01 |  | 1998-09-01 |  | Currently in Use | Diesel | 8000 | Galvanic (STIP-3) | 1987-11-04 | Fiberglass Reinforced Plastic | Pressurized
332006 | 3 | Ball Float | 1998-09-01 |  | 1998-09-01 |  | Currently in Use | Gas (Historical Use) | 8000 | Galvanic (STIP-3) | 1987-11-04 | Fiberglass Reinforced Plastic | Pressurized
332007 | 1 | [5 empty] | Removed from Ground | Other | 3000 | Composite | 1987-11-04 | Galvanized Steel | Suction (American)
332007 | 2 | [5 empty] | Removed from Ground | Other | 2000 | Composite | 1987-11-04 | Galvanized Steel | Suction (American)
332007 | 3 |  |  | yes |  | yes | Removed from Ground | Used Oil | 1000 | Composite | 1987-11-04 | Galvanized Steel | Suction (American)
332008 | 1 |  |  | yes | 1998-06-01 | yes | Removed from Ground | Used Oil | 550 | Double Walled | 1987-11-04 | Cathodically Protected | Gravity Fed
332008 | 2 |  |  | yes | 1998-06-01 | yes | Removed from Ground | Used Oil | 550 | Fiberglass | 1987-11-04 | Cathodically Protected | Gravity Fed
332009 | 1 | Ball Float | 1988-11-01 |  | 1988-11-01 | yes | Currently in Use | Gas (Historical Use) | 10000 | Composite | 1987-11-04 | Fiberglass Reinforced Plastic
332009 | 2 | Ball Float | 1988-11-01 |  | 1988-11-01 | yes | Currently in Use | Gas (Historical Use) | 8000 | Composite | 1987-11-04 | Fiberglass Reinforced Plastic
332009 | 3 | Ball Float | 1988-11-01 |  | 1988-11-01 | yes | Currently in Use | Gas (Historical Use) | 8000 | Composite | 1987-11-04 | Fiberglass Reinforced Plastic
332010 | 1 |  | 1994-09-01 |  | 1994-09-01 |  | Removed from Ground | Diesel | 10000 | Fiberglass | 1986-11-04 | Fiberglass Reinforced Plastic | Pressurized
340001 | 1 | [5 empty] | Removed from Ground | Gas (Historical Use) | 3000 | Bare Steel | 1964-05-13 | Fiberglass Reinforced Plastic | Suction (American)
340001 | 2 | [5 empty] | Removed from Ground | Gas (Historical Use) | 3000 | Bare Steel | 1964-05-13 | Fiberglass Reinforced Plastic | Suction (American)
340001 | 3 | [5 empty] | Removed from Ground | Gas (Historical Use) | 3000 | Bare Steel | 1964-05-13 | Fiberglass Reinforced Plastic | Suction (American)
340001 | 4 | [5 empty] | Removed from Ground | Diesel | 3000 | Bare Steel | 1964-05-13 | Galvanized Steel | Suction (American)
340001 | 5 |  |  | yes |  | yes | Removed from Ground | Used Oil | 1000 | Fiberglass | 1990-01-01 | Fiberglass Reinforced Plastic | Gravity Fed
340004 | 1 | [5 empty] | Removed from Ground | Diesel | 10000 | Bare Steel | 1981-02-25 | Galvanized Steel
340008 | 1 | [5 empty] | Removed from Ground | Gas (Historical Use) | 3000 | Bare Steel | 1966-03-11 | Unknown
340009 | 1 | Flapper Valve | 1998-09-01 | no | 1997-01-28 | no | Currently in Use | Regular | 8000 | Steel-Impressed Current | 1976-02-27 | Steel (Impressed Current) | Suction (American)
340009 | 2 | Flapper Valve | 1998-09-01 | no | 1997-01-28 | no | Currently in Use | Premium | 6000 | Steel-Impressed Current | 1976-02-27 | Steel (Impressed Current) | Suction (American)
340009 | 3 | Flapper Valve | 1998-09-01 | no | 1997-01-28 | no | Currently in Use | Diesel | 6000 | Steel-Impressed Current | 1976-02-27 | Steel (Impressed Current) | Suction (American)
340010 | 1 | [5 empty] | Currently in Use | Diesel | 8000 | Galvanic (STIP-3) | 1970-03-09 | Unknown
340010 | 2 | [5 empty] | Removed from Ground | Gas (Historical Use) | 560 | Bare Steel | 1984-05-08 | Galvanized Steel
340010 | 3 | [5 empty] | Removed from Ground | Gas (Historical Use) | 560 | Bare Steel | 1984-05-08 | Galvanized Steel
340015 | 1 | [5 empty] | Removed from Ground | Diesel | 8000 | Bare Steel | 1966-02-09 | Galvanized Steel
340015 | 2 | [5 empty] | Removed from Ground | Gas (Historical Use) | 8000 | Bare Steel | 1966-02-09 | Galvanized Steel
340015 | 3 |  |  | yes |  | yes | Removed from Ground | Used Oil | 1000 | Bare Steel | 1966-02-09 | Galvanized Steel
340015 | 4 | [5 empty] | Removed from Ground | Other | 2000 | Bare Steel | 1966-02-09 | Galvanized Steel
340017 | 1 | [5 empty] | Removed from Ground | Gas (Historical Use) | 10000 | Bare Steel | 1979-03-12 | Not Marked
340018 | 1 | [5 empty] | Removed from Ground | Gas (Historical Use) | 1000 | Bare Steel | 1961-03-23 | Galvanized Steel
340019 | 1 | [5 empty] | Removed from Ground | Diesel | 10000 | Bare Steel | 1970-03-24 | Galvanized Steel
340019 | 2 | [5 empty] | Removed from Ground | Diesel | 10000 | Bare Steel | 1970-03-24 | Galvanized Steel
340019 | 3 | [5 empty] | Removed from Ground | Other | 4000 | Bare Steel | 1980-01-01 | Galvanized Steel
340019 | 4 |  |  | yes |  | yes | Removed from Ground | Used Oil | 500 | Bare Steel | 1970-03-24 | Galvanized Steel
340019 | 5 |  |  | yes |  | yes | Removed from Ground | Used Oil | 1000 | Bare Steel | 1970-03-24 | Galvanized Steel
340020 | 1 | [5 empty] | Removed from Ground | Diesel | 500 | Bare Steel | 1980-01-01 | Bare Steel
340022 | 1 | [5 empty] | Removed from Ground | Gas (Historical Use) | 2000 | Bare Steel | 1974-04-25 | Galvanized Steel | Safe Suction (Euro)
340022 | 2 | [5 empty] | Removed from Ground | Diesel | 560 | Bare Steel | 1964-04-27 | Galvanized Steel | Safe Suction (Euro)
340022 | 3 | [5 empty] | Removed from Ground | Diesel | 560 | Bare Steel | 1962-04-28 | Galvanized Steel | Safe Suction (Euro)
340022 | 4 |  | 1994-05-10 |  | 1994-05-10 |  | Removed from Ground | Gas (Historical Use) | 1000 | Galvanic (STIP-3) | 1994-05-10 | Cathodically Protected | Safe Suction (Euro)
340022 | 5 |  | 1994-05-10 |  | 1994-05-10 |  | Removed from Ground | Diesel | 1000 | Galvanic (STIP-3) | 1994-05-10 | Cathodically Protected | Safe Suction (Euro)
340023 | 1 | [5 empty] | Currently in Use | Other | 1000 | Bare Steel | 1958-04-17 | Bare Steel | Pressurized
340023 | 2 | [5 empty] | Removed from Ground | Gas (Historical Use) | 4000 | Not Marked/Unknown | 1958-04-17 | Not Marked
340024 | 1 | [5 empty] | Removed from Ground | Other | 1000 | Not Marked/Unknown | 1958-01-01 | Not Marked
340024 | 2 | [5 empty] | Removed from Ground | Gas (Historical Use) | 4000 | Not Marked/Unknown | 1958-01-01 | Not Marked
340025 | 1 | [5 empty] | Currently in Use | Other | 1000 | Bare Steel | 1951-01-01 | Bare Steel
340025 | 2 | [5 empty] | Permanently Out of Use - historical purposes | Diesel | 1000 | Bare Steel | 1947-01-01 | Bare Steel
340026 | 1 | [5 empty] | Closed in Ground | Empty | 1000 | Bare Steel | 1966-04-15 | Galvanized Steel
340026 | 2 | [5 empty] | Closed in Ground | Empty | 560 | Bare Steel |  | Galvanized Steel
340026 | 3 | [5 empty] | Permanently Out of Use - historical purposes | Gas (Historical Use) | 1000 | Not Marked/Unknown |  | Not Marked
340027 | 1 | [5 empty] | Removed from Ground | Diesel | 2000 | Bare Steel | 1956-04-17 | Bare Steel
340027 | 2 | [5 empty] | Removed from Ground | Gas (Historical Use) | 1000 | Bare Steel | 1951-01-01 | Galvanized Steel
340027 | 3 | [5 empty] | Removed from Ground | Gas (Historical Use) | 1000 | Not Marked/Unknown | 1966-01-01 | Not Marked
340031 | 1 | [5 empty] | Removed from Ground | Gas (Historical Use) | 1000 | Bare Steel | 1951-04-19 | Bare Steel | Suction (American)
340031 | 2 | [5 empty] | Removed from Ground | Empty | 1000 | Bare Steel | 1951-04-19 | Bare Steel | Suction (American)
340031 | 3 | [5 empty] | Removed from Ground | Empty | 1000 | Bare Steel | 1997-10-01 | Bare Steel
340031 | 4 | [5 empty] | Removed from Ground | Empty | 1000 | Bare Steel | 1997-10-01 | Bare Steel
340033 | 1 | [5 empty] | Removed from Ground | Empty | 1000 | Bare Steel | 1956-04-17 | Bare Steel
340033 | 2 | [5 empty] | Removed from Ground | Empty | 4000 | Bare Steel | 1956-04-17 | Bare Steel
340037 | 10415-2 | [5 empty] | Removed from Ground | Gas (Historical Use) | 1000 | Bare Steel | 1971-05-03 | Galvanized Steel
340037 | 10415-3 | [5 empty] | Removed from Ground | Diesel | 500 | Bare Steel | 1981-04-30 | Galvanized Steel
340037 | 415G1 |  | 1990-02-20 |  | 1990-02-20 |  | Removed from Ground | Gas (Historical Use) | 1048 | Cathodically Protected Steel | 1990-02-20 | Galvanized Steel | Safe Suction (Euro)
340038 | 10479-1 | [5 empty] | Removed from Ground | Other | 500 | Marked Unknown | 1971-05-03 | Unknown
340038 | 10479-2 | [5 empty] | Removed from Ground | Other | 1000 | Marked Unknown | 1971-05-03 | Unknown
340038 | 10479-3 | [5 empty] | Removed from Ground | Other | 500 | Marked Unknown | 1971-05-03 | Unknown
340040 | 1 | [5 empty] | Removed from Ground | Diesel | 520 | Bare Steel | 1955-04-18 | Unknown
340041 | 1 |  | 1997-01-19 |  | 1997-01-19 |  | Temporarily out of use | Diesel | 10000 | Steel-Impressed Current | 1976-04-25 | Cathodically Protected | Safe Suction (Euro)
340043 | 1 | [5 empty] | Removed from Ground | Gas (Historical Use) | 4000 | Bare Steel | 1981-05-01 | Galvanized Steel
340043 | 10 |  | 2003-09-22 | no | 2003-09-22 | no | Currently in Use | Gas (Historical Use) | 12000 | Composite Double Walled | 2003-07-29 | Double-Walled Flex | Pressurized
340043 | 11 |  | 2003-09-22 | no | 2003-09-22 | no | Currently in Use | Diesel | 8000 | Composite Double Walled | 2003-07-29 | Double-Walled Flex | Pressurized
340043 | 2 | [5 empty] | Removed from Ground | Gas (Historical Use) | 3000 | Bare Steel | 1981-05-01 | Galvanized Steel
340043 | 3 | [5 empty] | Removed from Ground | Gas (Historical Use) | 2000 | Bare Steel | 1981-05-01 | Galvanized Steel
340043 | 4 | [5 empty] | Removed from Ground | Gas (Historical Use) | 4000 | Bare Steel | 1981-05-01 | Galvanized Steel
340043 | 5 |  | 1995-01-31 |  | 1995-01-31 |  | Removed from Ground | Gas (Historical Use) | 8000 | Steel-Impressed Current | 1984-01-01 | Galvanized Steel | Pressurized
340043 | 6 |  | 1995-01-31 |  | 1995-01-31 |  | Removed from Ground | Gas (Historical Use) | 8000 | Steel-Impressed Current | 1984-01-01 | Galvanized Steel | Pressurized
340043 | 7 |  | 1995-01-31 |  | 1995-01-31 |  | Removed from Ground | Gas (Historical Use) | 8000 | Steel-Impressed Current | 1984-01-01 | Galvanized Steel | Pressurized
340043 | 8 |  | 1995-01-31 |  | 1995-01-31 |  | Removed from Ground | Diesel | 8000 | Steel-Impressed Current | 1984-01-01 | Galvanized Steel | Pressurized
340043 | 9 |  | 2003-09-22 | no | 2003-09-22 | no | Currently in Use | Gas (Historical Use) | 15000 | Composite Double Walled | 2003-07-29 | Double-Walled Flex | Pressurized
340044 | 1 | [5 empty] | Removed from Ground | Gas (Historical Use) | 4000 | Bare Steel | 1981-05-01 | Galvanized Steel
340044 | 2 | [5 empty] | Removed from Ground | Gas (Historical Use) | 3000 | Bare Steel | 1981-05-01 | Galvanized Steel
340044 | 3 | [5 empty] | Removed from Ground | Gas (Historical Use) | 2000 | Bare Steel | 1981-05-01 | Galvanized Steel
340044 | 4 | [5 empty] | Removed from Ground | Diesel | 4000 | Bare Steel | 1981-05-01 | Galvanized Steel
340044 | 5 |  | 1997-08-26 | no | 1988-06-11 | no | Temporarily out of use | Gas (Historical Use) | 6000 | Composite | 1988-06-11 | Fiberglass Reinforced Plastic | Pressurized
340044 | 6 |  | 1997-08-26 | no | 1988-06-11 | no | Temporarily out of use | Gas (Historical Use) | 6000 | Composite | 1988-06-11 | Fiberglass Reinforced Plastic | Pressurized
340044 | 7 |  | 1997-08-26 | no | 1988-06-11 | no | Currently in Use | Gas (Historical Use) | 6000 | Composite | 1988-06-11 | Fiberglass Reinforced Plastic | Pressurized
340046 | 1 | [5 empty] | Removed from Ground | Diesel | 3000 | Bare Steel | 1966-05-04 | Copper | Suction (American)
340048 | 1 | [5 empty] | Removed from Ground | Diesel | 2000 | Cathodically Protected Steel | 1966-05-04 | Copper
340051 | 1 | [5 empty] | Removed from Ground | Gas (Historical Use) | 1000 | Bare Steel | 1974-01-01 | Galvanized Steel
340051 | 2 | [5 empty] | Removed from Ground | Gas (Historical Use) | 1000 | Bare Steel | 1974-01-01 | Galvanized Steel
340051 | 3 | [5 empty] | Removed from Ground | Gas (Historical Use) | 500 | Bare Steel | 1980-01-01 | Galvanized Steel
340052 | 1 | Flapper Valve | 1992-05-01 | no | 1992-05-01 | no | Currently in Use | Regular | 4000 | Galvanic (STIP-3) | 1992-05-01 | Fiberglass Reinforced Plastic | Safe Suction (Euro)
340052 | 2 | Flapper Valve | 1992-05-01 | no | 1992-05-01 | no | Currently in Use | Plus | 4000 | Galvanic (STIP-3) | 1992-05-01 | Fiberglass Reinforced Plastic | Safe Suction (Euro)
340052 | 3 | Flapper Valve | 1992-05-01 | no | 1992-05-01 | no | Currently in Use | Premium | 3000 | Galvanic (STIP-3) | 1992-05-01 | Fiberglass Reinforced Plastic | Safe Suction (Euro)
340052 | 4 |  | 1995-09-01 | no | 1995-09-01 | no | Temporarily out of use | Diesel | 4000 | Galvanic (STIP-3) | 1995-09-01 | Fiberglass Reinforced Plastic | Safe Suction (Euro)
340053 | 1 | [5 empty] | Removed from Ground | Gas (Historical Use) | 2000 | Bare Steel | 1984-05-05 | Galvanized Steel
340053 | 2 | [5 empty] | Removed from Ground | Gas (Historical Use) | 1000 | Bare Steel | 1984-05-05 | Galvanized Steel
340055 | 1 | [5 empty] | Removed from Ground | Gas (Historical Use) | 1000 | Bare Steel | 1985-05-05 | Galvanized Steel | Suction (American)
340055 | 2 | [5 empty] | Removed from Ground | Gas (Historical Use) | 1000 | Bare Steel | 1985-05-05 | Galvanized Steel | Suction (American)
340057 | 1 | [5 empty] | Removed from Ground | Gas (Historical Use) | 2000 | Bare Steel | 1976-05-10 | Galvanized Steel
340057 | 2 | [5 empty] | Removed from Ground | Gas (Historical Use) | 2000 | Not Marked/Unknown | 1996-06-24 | Not Marked
340058 | 2 | [5 empty] | Removed from Ground | Diesel | 1000 | Bare Steel | 1979-05-10 | Galvanized Steel
340059 | 1 | [5 empty] | Permanently Out of Use - historical purposes | Gas (Historical Use) | 2000 | Bare Steel | 1985-05-08 | Galvanized Steel
340059 | 2 | [5 empty] | Permanently Out of Use - historical purposes | Gas (Historical Use) | 1000 | Bare Steel | 1985-05-08 | Galvanized Steel
340059 | 3 | [5 empty] | Permanently Out of Use - historical purposes | Gas (Historical Use) | 1000 | Bare Steel | 1985-05-08 | Galvanized Steel
340060 | 1 |  | 1997-09-16 |  | 1996-01-01 |  | Removed from Ground | Diesel | 10000 | Fiberglass | 1985-05-08 | Fiberglass Reinforced Plastic | Pressurized
340060 | 2 |  | 1997-09-16 |  | 1996-01-01 |  | Removed from Ground | Diesel | 10000 | Fiberglass | 1985-05-08 | Fiberglass Reinforced Plastic | Pressurized
340060 | 3 |  | 1997-09-16 |  | 1996-01-01 |  | Removed from Ground | Diesel | 10000 | Fiberglass | 1985-05-08 | Fiberglass Reinforced Plastic | Pressurized
340060 | 4 |  | 1997-09-16 |  | 1996-01-01 |  | Removed from Ground | Diesel | 10000 | Fiberglass | 1985-05-08 | Fiberglass Reinforced Plastic | Pressurized
340060 | 5 | Flapper Valve | 1998-11-15 | no | 1998-11-15 | no | Currently in Use | New Oil | 6000 | Fiberglass | 1985-05-08 | Fiberglass Reinforced Plastic | Safe Suction (Euro)
340060 | 6 | Flapper Valve | 2007-02-02 | yes | 2007-02-02 | yes | Currently in Use | Used Oil | 2000 | Fiberglass | 1985-05-08 | Fiberglass Reinforced Plastic
340060 | 7 | Ball Float | 2001-06-13 | no | 2001-06-13 | no | Currently in Use | Diesel | 20000 | Fiberglass | 2001-06-13 | Fiberglass Reinforced Plastic | Pressurized
340060 | 8 | Ball Float | 2001-06-13 | no | 2001-06-13 | no | Currently in Use | Diesel | 20000 | Fiberglass | 2001-06-13 | Fiberglass Reinforced Plastic | Pressurized
340062 | 1 | Flapper Valve | 1996-12-12 | no | 1996-12-12 | no | Currently in Use | Regular | 4000 | Steel-Impressed Current | 1978-05-10 | Fiberglass Reinforced Plastic | Pressurized
340062 | 2 | Flapper Valve | 1996-12-12 | no | 1996-12-12 | no | Currently in Use | Premium | 4000 | Steel-Impressed Current | 1978-05-10 | Fiberglass Reinforced Plastic | Pressurized
340062 | 3 | Flapper Valve | 1996-12-12 | no | 1996-12-12 | no | Currently in Use |  | 4000 | Steel-Impressed Current | 1978-05-10 | Fiberglass Reinforced Plastic | Suction (American)
340062 | 4 | Flapper Valve | 1996-12-12 | no | 1996-12-12 | no | Currently in Use | Diesel | 2000 | Steel-Impressed Current | 1978-05-10 | Fiberglass Reinforced Plastic | Pressurized
340064 | 1 | [5 empty] | Removed from Ground | Gas (Historical Use) | 12000 | Bare Steel | 2002-03-23 | Unknown
340064 | 2 | [5 empty] | Removed from Ground | Gas (Historical Use) | 12000 | Bare Steel | 2001-03-23 | Unknown
340064 | 3 | [5 empty] | Removed from Ground | Gas (Historical Use) | 4000 | Bare Steel | 1983-05-09 | Galvanized Steel
340064 | 4 | [5 empty] | Removed from Ground | Diesel | 3000 | Bare Steel | 1975-05-11 | Bare Steel
340064 | 5 | [5 empty] | Removed from Ground | Diesel | 3000 | Bare Steel | 1975-05-11 | Bare Steel
340064 | 6 | [5 empty] | Removed from Ground | Diesel | 3000 | Bare Steel | 1975-05-11 | Bare Steel
340066 | 1 | [5 empty] | Removed from Ground | Gas (Historical Use) | 4000 | Bare Steel | 1986-05-08 | Galvanized Steel
340066 | 2 | [5 empty] | Removed from Ground | Gas (Historical Use) | 2000 | Bare Steel | 1984-05-08 | Galvanized Steel
340066 | 3 | [5 empty] | Removed from Ground | Gas (Historical Use) | 2000 | Bare Steel | 1984-05-08 | Galvanized Steel
340068 | 1 | [5 empty] | Removed from Ground | Gas (Historical Use) | 1000 | Bare Steel | 1985-04-23 | Galvanized Steel | Safe Suction (Euro)
340068 | 2 | [5 empty] | Removed from Ground | Gas (Historical Use) | 4000 | Bare Steel | 1970-04-23 | Galvanized Steel | Safe Suction (Euro)
340068 | 3 | [5 empty] | Removed from Ground | Gas (Historical Use) | 4000 | Bare Steel | 1970-04-23 | Galvanized Steel | Safe Suction (Euro)
340070 | 1 | [5 empty] | Removed from Ground | Gas (Historical Use) | 4000 | Bare Steel | 1985-05-08 | Galvanized Steel
340070 | 2 | [5 empty] | Removed from Ground | Gas (Historical Use) | 3000 | Bare Steel | 1985-05-08 | Galvanized Steel
340070 | 3 | [5 empty] | Removed from Ground | Gas (Historical Use) | 1000 | Bare Steel | 1985-05-08 | Galvanized Steel
340071 | 1 | [5 empty] | Removed from Ground | Diesel | 2000 | Bare Steel | 1974-05-11 | Galvanized Steel
340071 | 3 | [5 empty] | Removed from Ground | Gas (Historical Use) | 560 | Bare Steel | 1974-05-11 | Galvanized Steel
340071 | 4 |  |  | yes |  | yes | Removed from Ground | Used Oil | 560 | Bare Steel | 1979-05-10 | Galvanized Steel
340072 | 1 | [5 empty] | Removed from Ground | Gas (Historical Use) | 1000 | Bare Steel | 1980-05-09 | Galvanized Steel
340073 | 1 | [5 empty] | Removed from Ground | Gas (Historical Use) | 1060 | Bare Steel | 1971-05-12 | Galvanized Steel
340073 | 2 | [5 empty] | Removed from Ground | Gas (Historical Use) | 1060 | Bare Steel | 1971-05-12 | Galvanized Steel
340073 | 3 | [5 empty] | Removed from Ground | Gas (Historical Use) | 950 | Bare Steel | 1971-05-12 | Galvanized Steel
340074 | 1 | [5 empty] | Removed from Ground | Diesel | 4000 | Bare Steel | 1994-11-04 | Galvanized Steel | Safe Suction (Euro)
340074 | 2 | [5 empty] | Removed from Ground | Gas (Historical Use) | 4000 | Bare Steel | 1994-11-04 | Galvanized Steel | Safe Suction (Euro)
340075 | 1 | [5 empty] | Removed from Ground | Diesel | 4000 | Bare Steel | 1978-05-10 | Galvanized Steel | Safe Suction (Euro)
340075 | 2 | [5 empty] | Removed from Ground | Gas (Historical Use) | 4000 | Bare Steel | 1978-05-10 | Galvanized Steel | Safe Suction (Euro)
340076 | 1 | [5 empty] | Removed from Ground | Gas (Historical Use) | 2000 | Bare Steel | 1982-05-09 | Galvanized Steel
340076 | 2 | [5 empty] | Removed from Ground | Gas (Historical Use) | 2000 | Bare Steel | 1982-05-09 | Galvanized Steel
340077 | 1 | [5 empty] | Removed from Ground | Diesel | 4000 | Bare Steel | 1978-05-10 | Galvanized Steel | Safe Suction (Euro)
340078 | D | Flapper Valve | 1995-01-12 | no | 1995-01-12 | no | Currently in Use | Diesel | 6000 | Composite | 1985-05-08 | Fiberglass Reinforced Plastic | Pressurized
340078 | RU | Flapper Valve | 1995-01-12 | no | 1995-01-12 | no | Currently in Use | Regular | 6000 | Composite | 1985-05-08 | Fiberglass Reinforced Plastic | Pressurized
340078 | SR | Flapper Valve | 1995-01-12 | no | 1995-01-12 | no | Currently in Use | Regular | 4000 | Composite | 1985-05-08 | Fiberglass Reinforced Plastic | Pressurized
340078 | SU | Flapper Valve | 1995-01-12 | no | 1995-01-12 | no | Currently in Use | Premium | 4000 | Composite | 1985-05-08 | Fiberglass Reinforced Plastic | Pressurized
340079 | 1 | Flapper Valve | 1998-12-01 | no | 1992-06-10 | no | Currently in Use | Regular | 4000 | Steel-Impressed Current | 1981-05-09 | Fiberglass Reinforced Plastic | Suction (American)
340079 | 2 | Flapper Valve | 1998-12-01 | no | 1992-06-10 | no | Currently in Use | Premium | 4000 | Steel-Impressed Current | 1981-05-09 | Fiberglass Reinforced Plastic | Suction (American)
340079 | 3 |  | 1998-12-01 | no | 1992-06-10 | no | Currently in Use | Diesel | 4000 | Steel-Impressed Current | 1981-05-09 | Fiberglass Reinforced Plastic | Suction (American)
340080 | 1 | [5 empty] | Removed from Ground | Gas (Historical Use) | 4000 | Bare Steel | 1976-05-10 | Galvanized Steel | Safe Suction (Euro)
340080 | 2 | [5 empty] | Removed from Ground | Gas (Historical Use) | 4000 | Bare Steel | 1976-05-10 | Galvanized Steel | Safe Suction (Euro)
340080 | 3 | [5 empty] | Removed from Ground | Gas (Historical Use) | 4000 | Bare Steel | 1976-05-10 | Galvanized Steel | Safe Suction (Euro)
340080 | 4A | Ball Float | 1996-09-17 | no | 1996-09-17 | no | Currently in Use | Regular | 10000 | Composite | 1996-09-12 | Fiberglass Reinforced Plastic | Pressurized
340080 | 4B | Ball Float | 1996-09-17 | no | 1996-09-17 | no | Currently in Use | Plus | 5000 | Composite | 1996-09-17 | Fiberglass Reinforced Plastic | Pressurized
340081 | 1 |  | 1998-10-08 | no | 1998-09-01 | no | Currently in Use | Regular | 4000 | Steel-Impressed Current | 1976-05-10 | Steel (Impressed Current) | Suction (American)
340081 | 2 | Flapper Valve | 1998-10-08 | no | 1998-09-01 | no | Currently in Use | Premium | 4000 | Steel-Impressed Current | 1976-05-10 | Steel (Impressed Current) | Suction (American)
340082 | 1 | Flapper Valve | 1995-09-13 | no | 1995-09-13 | no | Currently in Use | Regular | 4000 | Steel-Impressed Current | 1985-05-08 | Fiberglass Reinforced Plastic | Pressurized
340082 | 2 | Flapper Valve | 1995-09-13 | no | 1995-09-13 | no | Currently in Use | Regular | 4000 | Steel-Impressed Current | 1985-05-08 | Fiberglass Reinforced Plastic | Pressurized
340082 | 3 | Flapper Valve | 1995-09-13 | no | 1995-09-13 | no | Currently in Use | Premium | 6000 | Steel-Impressed Current | 1985-05-08 | Fiberglass Reinforced Plastic | Pressurized
340082 | 4 | Flapper Valve | 1995-09-13 | no | 1995-09-13 | no | Currently in Use | Diesel | 6000 | Steel-Impressed Current | 1985-05-08 |  | Pressurized
340083 | 1 | [5 empty] | Removed from Ground | Diesel | 500 | Bare Steel | 1983-05-09 | Galvanized Steel | Safe Suction (Euro)
340083 | 2 | [5 empty] | Removed from Ground | Gas (Historical Use) | 2000 | Bare Steel | 1983-05-09 | Galvanized Steel | Safe Suction (Euro)
340084 | 1 |  | 1998-11-01 | no | 1998-11-01 | no | Removed from Ground | Gas (Historical Use) | 6000 | Steel-Impressed Current | 1978-05-10 |  | Safe Suction (Euro)
340084 | 2 |  | 1998-11-01 | no | 1998-11-01 | no | Removed from Ground | Gas (Historical Use) | 1000 | Steel-Impressed Current | 1974-05-11 |  | Safe Suction (Euro)
340084 | 3 |  | 1998-11-01 | no | 1998-11-01 | no | Removed from Ground | Gas (Historical Use) | 1000 | Steel-Impressed Current | 1974-05-11 |  | Safe Suction (Euro)
340085 | 1 | Flapper Valve | 1998-10-15 |  | 1998-10-15 |  | Currently in Use | Gas (Historical Use) | 4000 | Steel-Impressed Current | 1978-05-10 | Fiberglass Reinforced Plastic | Pressurized
340085 | 2 | Flapper Valve | 1998-10-15 |  | 1998-10-15 |  | Currently in Use | Gas (Historical Use) | 4000 | Steel-Impressed Current | 1978-05-10 | Fiberglass Reinforced Plastic | Pressurized
340085 | 3 | Flapper Valve | 1998-10-15 |  | 1998-10-15 |  | Currently in Use | Gas (Historical Use) | 6000 | Steel-Impressed Current | 1978-05-10 | Fiberglass Reinforced Plastic | Pressurized
340085 | 4 | Flapper Valve | 1998-10-15 |  | 1998-10-15 |  | Currently in Use | Diesel | 4000 | Steel-Impressed Current | 1978-05-10 | Fiberglass Reinforced Plastic | Suction (American)
340087 | 1 | Flapper Valve | 1998-10-01 | no | 1998-10-01 | no | Currently in Use | Gas (Historical Use) | 3000 | Steel-Impressed Current | 1974-05-11 |  | Pressurized
340087 | 2 | Flapper Valve | 1998-10-01 | no | 1998-10-01 | no | Currently in Use | Gas (Historical Use) | 4000 | Steel-Impressed Current | 1974-05-11 |  | Pressurized
340087 | 3 | Flapper Valve | 1998-10-01 | no | 1998-10-01 | no | Currently in Use | Gas (Historical Use) | 4000 | Steel-Impressed Current | 1985-03-01 |  | Pressurized
340088 | 1 | [5 empty] | Removed from Ground | Gas (Historical Use) | 2000 | Bare Steel | 1976-05-10 | Galvanized Steel
340088 | 2 | [5 empty] | Removed from Ground | Gas (Historical Use) | 2000 | Bare Steel | 1976-05-10 | Galvanized Steel
340088 | 3 | [5 empty] | Removed from Ground | Gas (Historical Use) | 2000 | Bare Steel | 1976-05-10 | Galvanized Steel
340088 | 4 | [5 empty] | Removed from Ground | Used Oil | 500 | Marked Unknown | 1976-05-10 | Unknown
340088 | 5 | [5 empty] | Removed from Ground | Used Oil | 280 | Marked Unknown | 2002-02-19 | Unknown
340089 | 1 | [5 empty] | Removed from Ground | Gas (Historical Use) | 1000 | Bare Steel | 1976-05-10 | Galvanized Steel
340089 | 2 | [5 empty] | Removed from Ground | Gas (Historical Use) | 1000 | Bare Steel | 1971-05-12 | Galvanized Steel
340089 | 3 | [5 empty] | Removed from Ground | Gas (Historical Use) | 1000 | Bare Steel | 1971-05-12 | Galvanized Steel
340094 | 1 | [5 empty] | Removed from Ground | Gas (Historical Use) | 1000 | Epoxy | 1979-05-10 | Galvanized Steel | Safe Suction (Euro)
340094 | 2 | [5 empty] | Removed from Ground | Diesel | 6000 | Epoxy | 1983-05-09 | Galvanized Steel | Safe Suction (Euro)
340094 | 3 | [5 empty] | Removed from Ground | Diesel | 6000 | Epoxy | 1983-05-09 | Galvanized Steel | Safe Suction (Euro)
340094 | 4 |  |  | yes |  | yes | Removed from Ground | Used Oil | 400 | Bare Steel | 1990-08-01 | Not Marked | Gravity Fed
340096 | 1 | [5 empty] | Removed from Ground | Gas (Historical Use) | 2000 | Bare Steel | 1976-05-10 | Galvanized Steel
340096 | 2 | [5 empty] | Removed from Ground | Gas (Historical Use) | 2000 | Bare Steel | 1976-05-10 | Galvanized Steel
340096 | 3 | [5 empty] | Removed from Ground | Gas (Historical Use) | 2000 | Bare Steel | 1976-05-10 | Galvanized Steel
340098 | 1 | [5 empty] | Removed from Ground | Diesel | 20000 | Bare Steel | 1979-05-10 | Galvanized Steel
340098 | 10 | [5 empty] | Removed from Ground | Diesel | 6000 | Bare Steel | 1979-05-10 | Galvanized Steel
340098 | 2 | [5 empty] | Removed from Ground | Diesel | 12000 | Bare Steel | 1979-05-10 | Galvanized Steel
340098 | 3 | [5 empty] | Removed from Ground | Diesel | 12000 | Bare Steel | 1979-05-10 | Galvanized Steel
340098 | 4 | [5 empty] | Removed from Ground | Gas (Historical Use) | 12000 | Bare Steel | 1979-05-10 | Galvanized Steel
340098 | 5 | [5 empty] | Removed from Ground | Gas (Historical Use) | 4000 | Bare Steel | 1979-05-10 | Galvanized Steel
340098 | 6 | [5 empty] | Removed from Ground | Gas (Historical Use) | 6000 | Bare Steel | 1979-05-10 | Galvanized Steel
340098 | 7 | [5 empty] | Removed from Ground | Gas (Historical Use) | 6000 | Bare Steel | 1979-05-10 | Galvanized Steel
340098 | 8 | [5 empty] | Removed from Ground | Diesel | 3000 | Bare Steel | 1979-05-10 | Galvanized Steel
340098 | 9 | [5 empty] | Removed from Ground | Diesel | 6000 | Bare Steel | 1979-05-10 | Galvanized Steel
340100 | 1 | [5 empty] | Removed from Ground | Gas (Historical Use) | 6000 | Bare Steel | 1978-05-10 | Galvanized Steel
340100 | 2 | [5 empty] | Removed from Ground | Gas (Historical Use) | 4000 | Bare Steel | 1978-05-10 | Galvanized Steel
340100 | 3 | [5 empty] | Removed from Ground | Gas (Historical Use) | 4000 | Bare Steel | 1978-05-10 | Galvanized Steel
340101 | 1 |  |  | no |  | no | Temporarily out of use |  | 6000 | Bare Steel | 1978-05-10 | Galvanized Steel
340101 | 2 |  |  | no |  | no | Temporarily out of use |  | 6000 | Bare Steel | 1978-05-10 | Galvanized Steel
340101 | 3 |  |  | no |  | no | Temporarily out of use |  | 6000 | Bare Steel | 1978-05-10 | Galvanized Steel
340102 | 1-A |  | 1996-12-01 |  | 1996-12-01 |  | Currently in Use | Gas (Historical Use) | 6000 | Galvanic (STIP-3) | 1985-05-08 | Double Walled | Pressurized
340102 | 1-B |  | 1996-12-01 |  | 1996-12-01 |  | Currently in Use | Gas (Historical Use) | 6000 | Galvanic (STIP-3) | 1985-05-08 | Double Walled | Pressurized
340102 | 2 |  | 1996-12-01 |  | 1996-12-01 |  | Currently in Use | Gas (Historical Use) | 6000 | Galvanic (STIP-3) | 1985-05-08 | Double Walled | Pressurized
340102 | 3A |  | 2015-06-16 | no | 2015-06-16 | no | Currently in Use | Diesel | 3000 | Composite Double Walled | 2015-06-16 | Double-Walled Flex | Pressurized
340102 | 3B |  | 2015-06-16 | no | 2015-06-16 | no | Currently in Use | Gas (Historical Use) | 5000 | Composite Double Walled | 2015-06-16 | Double-Walled Flex | Pressurized
340105 | 1 | [5 empty] | Removed from Ground | Gas (Historical Use) | 1500 | Bare Steel | 1976-05-10 | Galvanized Steel
340105 | 2 | [5 empty] | Removed from Ground | Diesel | 500 | Bare Steel | 1976-05-10 | Galvanized Steel
340108 | 1 | [5 empty] | Permanently Out Of Use | Other | 2000 | Bare Steel | 1971-05-09 | Galvanized Steel
340108 | 2 | [5 empty] | Removed from Ground | Gas (Historical Use) | 2000 | Bare Steel | 1971-05-09 | Galvanized Steel
340108 | 3 | [5 empty] | Closed in Ground | Other | 2000 | Bare Steel | 1971-05-09 | Galvanized Steel
340108 | 4 | [5 empty] | Removed from Ground | Other | 11000 | Bare Steel | 1992-05-27 | Galvanized Steel | Pressurized
340108 | 5 | [5 empty] | Removed from Ground | Gas (Historical Use) | 4000 | Bare Steel | 1992-05-27 | Galvanized Steel | Safe Suction (Euro)
340108 | GAS1 |  | 1998-12-01 |  | 1998-12-01 |  | Closed in Ground | Gas (Historical Use) | 12000 | Cathodically Protected Steel | 1998-12-01 | Cathodically Protected | Suction (American)
340108 | JET2 |  | 1988-12-01 |  | 1988-12-01 |  | Closed in Ground | Other | 12000 | Double Walled | 1998-12-01 | Cathodically Protected | Suction (American)
340109 | 1 |  | 1995-01-06 | no | 1995-01-06 | no | Temporarily out of use | Gas (Historical Use) | 6000 | Steel-Impressed Current | 1983-05-06 |  | Suction (American)
340109 | 2 |  | 1995-01-06 | no | 1995-01-06 | no | Temporarily out of use | Gas (Historical Use) | 6000 | Steel-Impressed Current | 1983-05-06 |  | Suction (American)
340109 | 3 |  | 1995-01-06 | no | 1995-01-06 | no | Temporarily out of use | Gas (Historical Use) | 6000 | Steel-Impressed Current | 1983-05-06 |  | Suction (American)
340110 | 1 | [5 empty] | Removed from Ground | Gas (Historical Use) | 4000 | Bare Steel | 1976-05-07 | Galvanized Steel
340110 | 2 | [5 empty] | Removed from Ground | Gas (Historical Use) | 4000 | Bare Steel | 1976-05-07 | Galvanized Steel
340110 | 3 | [5 empty] | Removed from Ground | Empty | 2000 | Bare Steel | 1978-05-07 | Galvanized Steel
340113 | 1 | [5 empty] | Removed from Ground | Gas (Historical Use) | 1000 | Bare Steel | 1973-05-11 | Galvanized Steel
340117 | 1 | Flapper Valve | 1998-06-15 | no | 1998-06-15 | no | Temporarily out of use | Diesel | 10000 | Steel-Impressed Current | 1982-01-02 |  | Suction (American)
340117 | 2 | Flapper Valve | 1998-06-15 | no | 1998-06-15 | no | Temporarily out of use | Regular | 2000 | Steel-Impressed Current | 1982-01-02 |  | Suction (American)
340117 | 3 | [5 empty] | Removed from Ground | Gas (Historical Use) | 0 | Bare Steel | 1997-10-22 | Galvanized Steel | Suction (American)
340117 | 4 | [5 empty] | Removed from Ground | Empty | 2000 | Bare Steel | 1997-10-22 | Galvanized Steel
340118 | 1 | [5 empty] | Removed from Ground | Gas (Historical Use) | 1000 | Bare Steel | 1977-01-03 | Galvanized Steel
340118 | 2 | [5 empty] | Removed from Ground | Empty | 1000 | Bare Steel | 1997-10-21 | Galvanized Steel
340119 | 1 | [5 empty] | Removed from Ground | Gas (Historical Use) | 1000 | Bare Steel | 1996-05-06 | Galvanized Steel
340119 | 2 | [5 empty] | Removed from Ground | Empty | 2000 | Bare Steel | 1976-04-12 | Galvanized Steel
340120 | 1 | [5 empty] | Removed from Ground | Other | 3000 | Bare Steel | 1977-03-08 | Galvanized Steel
340120 | 2 | [5 empty] | Removed from Ground | Gas (Historical Use) | 1000 | Bare Steel | 1977-01-01 | Galvanized Steel
340121 | 1 |  | 1993-04-14 |  | 1993-04-14 |  | Removed from Ground | Gas (Historical Use) | 6000 | Bare Steel | 1976-02-27 | Fiberglass Reinforced Plastic | Pressurized
340121 | 2 |  | 1993-04-14 |  | 1993-04-14 |  | Removed from Ground | Gas (Historical Use) | 6000 | Bare Steel | 1976-02-27 | Fiberglass Reinforced Plastic | Pressurized
340121 | 3 |  | 1993-04-14 |  | 1993-04-14 |  | Removed from Ground | Gas (Historical Use) | 6000 | Bare Steel | 1976-02-27 | Fiberglass Reinforced Plastic | Pressurized
340121 | 4 | Flapper Valve | 1996-04-10 | no | 1996-04-10 | no | Currently in Use | Regular | 10000 | Composite Double Walled | 1996-04-10 | Double-Walled Flex | Pressurized
340121 | 5 | Flapper Valve | 1996-04-10 | no | 1996-04-10 | no | Currently in Use | Premium | 10000 | Composite Double Walled | 1996-04-10 | Double-Walled Flex | Pressurized
340123 | 1 | [5 empty] | Removed from Ground | Gas (Historical Use) | 6000 | Bare Steel | 1979-02-26 | Galvanized Steel
340123 | 2 | [5 empty] | Removed from Ground | Gas (Historical Use) | 6000 | Bare Steel | 1979-02-26 | Galvanized Steel
340123 | 3 | [5 empty] | Removed from Ground | Gas (Historical Use) | 6000 | Bare Steel | 1979-02-26 | Galvanized Steel
340123 | 4 |  | 1997-11-25 |  | 1997-11-25 |  | Currently in Use | Gas (Historical Use) | 10000 | Composite | 1997-11-25 | Double-Walled Flex | Pressurized
340123 | 5A |  | 1997-11-25 |  | 1997-11-25 |  | Currently in Use | Gas (Historical Use) | 5000 | Composite | 1997-11-25 | Double-Walled Flex | Pressurized
340123 | 5B |  | 1997-11-25 |  | 1997-11-25 |  | Currently in Use | Gas (Historical Use) | 5000 | Composite | 1997-11-25 | Double-Walled Flex | Pressurized
342001 | 1 | [5 empty] | Removed from Ground | Gas (Historical Use) | 4000 | Cathodically Protected Steel | 1987-09-01 | Galvanized Steel
342001 | 2 | [5 empty] | Removed from Ground | Diesel | 4000 | Cathodically Protected Steel | 1987-09-01 | Galvanized Steel
350001 | 1 |  |  | yes |  | yes | Removed from Ground | Used Oil | 5220 | Bare Steel | 1981-04-10 | Not Marked
350001 | 2 | [5 empty] | Removed from Ground | Hazardous Substance | 7500 | Bare Steel | 1981-04-10 | Not Marked
350011 | 1 |  | 1998-05-27 |  | 1998-05-27 |  | Removed from Ground | Diesel | 12000 | Cathodically Protected Steel | 1976-03-06 | Copper | Safe Suction (Euro)
350012 | 1 | [5 empty] | Removed from Ground | Gas (Historical Use) | 4000 | Bare Steel | 1971-01-17 | Galvanized Steel | Safe Suction (Euro)
350012 | 2 | [5 empty] | Removed from Ground | Gas (Historical Use) | 3000 | Bare Steel | 1971-01-17 | Galvanized Steel | Safe Suction (Euro)
350012 | 3 | [5 empty] | Removed from Ground | Empty | 2000 | Bare Steel | 1980-01-15 | Galvanized Steel | Safe Suction (Euro)
350013 | 1 | [5 empty] | Removed from Ground | Diesel | 1000 | Bare Steel | 1976-01-09 | Unknown
350013 | 2 | [5 empty] | Removed from Ground | Gas (Historical Use) | 1000 | Bare Steel | 1976-01-09 | Unknown
350013 | 3 | [5 empty] | Closed in Ground | Other | 1 | Bare Steel | 1976-01-09 | Unknown
350015 | 1 | [5 empty] | Removed from Ground | Other | 5500 | Bare Steel | 1984-03-06 | Galvanized Steel | Suction (American)
350016 | 1 | [5 empty] | Closed in Ground | Gas (Historical Use) | 2000 | Bare Steel | 1967-01-06 | Galvanized Steel
350016 | 2 | [5 empty] | Closed in Ground | Gas (Historical Use) | 4000 | Bare Steel | 1967-01-06 | Galvanized Steel
350016 | 3 | [5 empty] | Removed from Ground | Gas (Historical Use) | 6000 | Bare Steel | 1967-01-06 | Galvanized Steel
350016 | 4 | [5 empty] | Removed from Ground | Gas (Historical Use) | 6000 | Bare Steel | 1967-01-06 | Galvanized Steel
350016 | 5A | Ball Float | 1992-05-15 | no | 1992-05-15 | no | Currently in Use | Regular | 9000 | Composite Double Walled | 1992-05-15 | Double-Walled Fiberglass | Pressurized
350016 | 5B | Ball Float | 1992-05-15 | no | 1992-05-15 | no | Currently in Use | Plus | 3000 | Composite Double Walled | 1992-05-15 | Double-Walled Fiberglass | Pressurized
350016 | 5C | Ball Float | 1992-05-15 | no | 1992-05-15 | no | Currently in Use | Premium | 3000 | Composite Double Walled | 1992-05-15 | Double-Walled Fiberglass | Pressurized
350017 | 1 | Flapper Valve | 1999-01-05 | no | 1999-01-05 | no | Temporarily out of use | Diesel | 6000 | Steel-Impressed Current | 1966-01-18 | Cathodically Protected | Pressurized
350017 | 2 | Flapper Valve | 1999-01-05 | no | 1999-01-05 | no | Temporarily out of use | Gas (Historical Use) | 6000 | Steel-Impressed Current | 1966-01-18 | Cathodically Protected | Pressurized
350017 | 3 | Flapper Valve | 1999-01-05 | no | 1999-01-05 | no | Temporarily out of use |  | 6000 | Steel-Impressed Current | 1966-01-18 | Cathodically Protected | Pressurized
350020 | 1 | [5 empty] | Removed from Ground | Gas (Historical Use) | 10000 | Bare Steel | 1970-03-02 | Unknown | Suction (American)
350020 | 2 | [5 empty] | Removed from Ground | Gas (Historical Use) | 10000 | Bare Steel | 1970-03-02 | Unknown | Suction (American)
350020 | 3 | Overfill Alarm | 1996-06-25 | no | 1996-06-25 | no | Currently in Use | Aviaion gas/AV Gas | 10000 | Epoxy | 1996-06-25 | Fiberglass Reinforced Plastic | Pressurized
350020 | 4 | Overfill Alarm | 2006-07-01 | no | 2006-07-01 | no | Currently in Use | Jet fuel | 12000 | Composite | 2006-07-01 | Fiberglass Reinforced Plastic | Safe Suction (Euro)
350022 | 1 | [5 empty] | Removed from Ground | Gas (Historical Use) | 3000 | Bare Steel | 1978-03-06 | Galvanized Steel
350022 | 2 | [5 empty] | Removed from Ground | Gas (Historical Use) | 6000 | Bare Steel | 1980-03-05 | Galvanized Steel
350025 | 1 | [5 empty] | Removed from Ground | Diesel | 0 | Bare Steel | 1986-08-01 | Galvanized Steel
350025 | 2 | [5 empty] | Removed from Ground | Diesel | 0 | Bare Steel | 1986-08-01 | Galvanized Steel
350030 | 1 | [5 empty] | Removed from Ground | Other | 1000 | Bare Steel | 1965-03-08 | Unknown
350030 | 2 | [5 empty] | Removed from Ground | Other | 1000 | Bare Steel | 1965-03-08 | Unknown
350031 | 1 | Flapper Valve | 1990-01-31 | no | 1990-01-31 | no | Currently in Use | Diesel | 12000 | Galvanic (STIP-3) | 1990-01-31 | Fiberglass Reinforced Plastic | Pressurized
350031 | 2 | Flapper Valve | 1990-01-31 | no | 1990-01-31 | no | Currently in Use | Gas (Historical Use) | 12000 | Galvanic (STIP-3) | 1990-01-31 | Fiberglass Reinforced Plastic | Pressurized
350033 | 1 |  | 1998-08-01 |  | 1998-08-01 |  | Currently in Use | Gas (Historical Use) | 10000 | Steel-Impressed Current | 1981-04-16 | Cathodically Protected | Pressurized
350033 | 2 |  | 1998-08-01 |  | 1998-08-01 |  | Currently in Use | Gas (Historical Use) | 12000 | Steel-Impressed Current | 1981-04-16 | Cathodically Protected | Pressurized
350033 | 3 |  | 1998-08-01 |  | 1998-08-01 |  | Currently in Use | Gas (Historical Use) | 12000 | Steel-Impressed Current | 1981-04-16 | Cathodically Protected | Pressurized
350036 | 1 |  | 1998-05-18 |  | 1998-05-18 |  | Removed from Ground | Gas (Historical Use) | 2000 | Steel-Impressed Current | 1972-04-18 | Cathodically Protected | Pressurized
350036 | 2 |  | 1998-05-18 |  | 1998-05-18 |  | Removed from Ground | Gas (Historical Use) | 8000 | Steel-Impressed Current | 1972-04-18 | Cathodically Protected | Pressurized
350036 | 3 |  | 1998-05-18 |  | 1998-05-18 |  | Removed from Ground | Gas (Historical Use) | 8000 | Steel-Impressed Current | 1972-04-18 | Cathodically Protected | Pressurized
350036 | 4 | Flapper Valve | 2005-07-27 | no | 2005-07-27 | no | Currently in Use | Regular | 12000 | Composite | 2005-07-27 | Fiberglass Reinforced Plastic | Pressurized
350036 | 5A | Flapper Valve | 2005-07-27 | no | 2005-07-27 | no | Currently in Use | Premium | 4000 | Composite | 2005-07-27 | Fiberglass Reinforced Plastic | Pressurized
350036 | 5B | Flapper Valve | 2005-07-27 | no | 2005-07-27 | no | Currently in Use | Diesel | 6000 | Composite | 2005-07-27 | Fiberglass Reinforced Plastic | Pressurized
350037 | 1 | [5 empty] | Removed from Ground | Gas (Historical Use) | 8068 | Bare Steel | 1980-04-16 | Galvanized Steel | Suction (American)
350037 | 2 | [5 empty] | Removed from Ground | Gas (Historical Use) | 8068 | Bare Steel | 1980-04-16 | Galvanized Steel | Suction (American)
350037 | 3A | Flapper Valve | 1996-06-06 | no | 1996-06-06 | no | Currently in Use | Premium | 12000 | Composite Double Walled | 1996-06-06 | Double-Walled Flex | Pressurized
350037 | 3B | Flapper Valve | 1996-06-06 | no | 1996-06-06 | no | Currently in Use | Regular | 8000 | Composite Double Walled | 1996-06-06 | Double-Walled Flex | Pressurized
350038 | 1 | [5 empty] | Removed from Ground | Diesel | 12000 | Bare Steel |  | Bare Steel
350038 | 2 | [5 empty] | Removed from Ground | Diesel | 25000 | Bare Steel |  | Bare Steel
350040 | 1 |  | 1998-12-01 |  | 1998-12-01 |  | Removed from Ground | Gas (Historical Use) | 10000 | Steel-Impressed Current | 1979-04-23 | Cathodically Protected | Pressurized
350040 | 2 |  | 1998-12-01 |  | 1998-12-01 |  | Removed from Ground | Diesel | 3000 | Steel-Impressed Current | 1984-04-21 | Cathodically Protected | Pressurized
350040 | 3 |  | 1998-12-01 |  | 1998-12-01 |  | Removed from Ground | Gas (Historical Use) | 4000 | Steel-Impressed Current | 1979-04-23 | Cathodically Protected | Pressurized
350040 | 4 |  | 1998-12-01 |  | 1998-12-01 |  | Removed from Ground | Gas (Historical Use) | 6000 | Steel-Impressed Current | 1979-04-23 | Cathodically Protected | Pressurized
350040 | 5A | Flapper Valve | 2003-08-13 | no | 2003-08-13 | no | Currently in Use | Regular | 6000 | Composite | 2003-08-13 | Double-Walled Fiberglass | Pressurized
350040 | 5B | Flapper Valve | 2003-08-13 | no | 2003-08-13 | no | Currently in Use | Diesel | 6000 | Composite | 2003-08-13 | Double-Walled Fiberglass | Pressurized
350040 | 6 | Flapper Valve | 2003-08-13 | no | 2003-08-13 | no | Currently in Use | Gas (Historical Use) | 6000 | Composite | 2003-08-13 | Double-Walled Fiberglass | Pressurized
350043 | 1 | [5 empty] | Removed from Ground | Gas (Historical Use) | 10000 | Bare Steel | 1967-04-28 | Galvanized Steel
350043 | 2 | [5 empty] | Removed from Ground | Gas (Historical Use) | 10000 | Bare Steel | 1967-04-28 | Galvanized Steel
350043 | 3 | [5 empty] | Removed from Ground | Gas (Historical Use) | 5000 | Bare Steel | 1967-04-28 | Galvanized Steel
350043 | 4 |  |  | yes |  | yes | Removed from Ground | Used Oil | 550 | Bare Steel | 1967-04-28 | Galvanized Steel
350044 | 1 |  | 1998-11-01 |  | 1998-11-01 |  | Removed from Ground | Gas (Historical Use) | 10000 | Cathodically Protected Steel | 1970-04-27 | Cathodically Protected | Pressurized
350044 | 2 |  | 1998-11-01 |  | 1998-11-01 |  | Removed from Ground | Gas (Historical Use) | 10000 | Cathodically Protected Steel | 1970-04-27 | Cathodically Protected | Pressurized
350044 | 3 |  | 1998-11-01 |  | 1998-11-01 |  | Removed from Ground | Gas (Historical Use) | 6000 | Cathodically Protected Steel | 1970-04-27 | Cathodically Protected | Pressurized
350044 | 4 |  |  | yes |  | yes | Removed from Ground | Used Oil | 550 | Cathodically Protected Steel | 1970-04-27 | Cathodically Protected | Gravity Fed
350045 | 1 | [5 empty] | Removed from Ground | Gas (Historical Use) | 2000 | Bare Steel | 1980-04-23 | Galvanized Steel
350045 | 2 | [5 empty] | Removed from Ground | Diesel | 560 | Bare Steel | 1963-04-28 | Galvanized Steel
350045 | 3 |  | 1992-04-15 |  | 1992-04-15 |  | Removed from Ground | Gas (Historical Use) | 1000 | Cathodically Protected Steel | 1992-04-15 | Cathodically Protected | Safe Suction (Euro)
350045 | 4 | [5 empty] | Removed from Ground | Diesel | 1000 | Cathodically Protected Steel | 1992-04-15 | Cathodically Protected | Safe Suction (Euro)
350046 | 1 |  |  | yes |  | yes | Removed from Ground | Used Oil | 1000 | Bare Steel | 1978-04-06 | Galvanized Steel
350047 | 10417-2 | [5 empty] | Removed from Ground | Gas (Historical Use) | 500 | Bare Steel | 1971-05-03 | Galvanized Steel
350047 | 10417-3 | [5 empty] | Removed from Ground | Diesel | 500 | Bare Steel | 1993-04-06 | Galvanized Steel
350047 | 417G1 | [5 empty] | Removed from Ground | Gas (Historical Use) | 480 | Bare Steel | 1980-04-30 | Galvanized Steel
350048 | 1 | [5 empty] | Removed from Ground | Other | 5000 | Bare Steel | 1961-04-10 | Bare Steel
350049 | 1 | Flapper Valve | 1997-03-01 | no | 1997-03-01 | no | Removed from Ground | Regular | 10000 | Steel-Impressed Current | 1977-04-25 | Steel (Impressed Current) | Pressurized
350049 | 2 | Flapper Valve | 1997-03-01 | no | 1997-03-01 | no | Removed from Ground | Diesel | 10000 | Steel-Impressed Current | 1977-04-25 | Steel (Impressed Current) | Pressurized
350049 | 4 | [5 empty] | Removed from Ground | Diesel | 4000 | Not Marked/Unknown | 1996-03-01 | Not Marked
350049 | 5 | [5 empty] | Removed from Ground | Gas (Historical Use) | 2500 | Not Marked/Unknown | 1996-03-01 | Not Marked
350050 | 1 | [5 empty] | Removed from Ground | Gas (Historical Use) | 8000 | Bare Steel | 1956-05-07 | Galvanized Steel
350050 | 2 | [5 empty] | Removed from Ground | Gas (Historical Use) | 6000 | Bare Steel | 1956-05-07 | Galvanized Steel
350050 | 3 | [5 empty] | Removed from Ground | Gas (Historical Use) | 2000 | Bare Steel | 1961-05-06 | Galvanized Steel
350050 | 4 | [5 empty] | Removed from Ground | Kerosene | 1000 | Bare Steel | 1990-01-31 | Galvanized Steel
350050 | 5 |  |  | yes |  | yes | Removed from Ground | Used Oil | 500 | Bare Steel | 1990-01-31 | Galvanized Steel
350052 | 1 | Flapper Valve | 1995-10-01 | no | 1995-10-01 | no | Currently in Use | Regular | 6000 | Steel-Impressed Current | 1978-05-01 | Fiberglass Reinforced Plastic | Pressurized
350052 | 2 | Flapper Valve | 1995-10-01 | no | 1995-10-01 | no | Temporarily out of use | Regular | 4000 | Steel-Impressed Current | 1978-05-01 | Fiberglass Reinforced Plastic | Pressurized
350052 | 3 | Flapper Valve | 1995-10-01 | no | 1995-10-01 | no | Temporarily out of use | Regular | 4000 | Steel-Impressed Current | 1978-05-01 | Fiberglass Reinforced Plastic | Pressurized
350053 | 1 | Ball Float | 1996-10-01 | no | 1996-10-01 | no | Currently in Use | Gas (Historical Use) | 8000 | Steel-Impressed Current | 1997-01-16 | Fiberglass Reinforced Plastic | Pressurized
350053 | 2 | Ball Float | 1996-10-01 | no | 1996-10-01 | no | Currently in Use | Gas (Historical Use) | 8000 | Steel-Impressed Current | 1997-01-16 | Fiberglass Reinforced Plastic | Pressurized
350054 | 1 | [5 empty] | Closed in Ground | Gas (Historical Use) | 4000 | Bare Steel | 1956-05-07 | Galvanized Steel | Safe Suction (Euro)
350054 | 2 | [5 empty] | Closed in Ground | Gas (Historical Use) | 2500 | Bare Steel | 1956-05-07 | Galvanized Steel | Safe Suction (Euro)
350057 | 1 | [5 empty] | Permanently Out of Use - historical purposes | Other | 6000 | Bare Steel | 1962-05-11 | Unknown
350057 | 2 | [5 empty] | Permanently Out of Use - historical purposes | Other | 550 | Bare Steel | 1962-05-11 | Unknown
350057 | 3 | [5 empty] | Permanently Out of Use - historical purposes | Other | 9811 | Bare Steel | 1965-05-10 | Unknown
350057 | 4 | [5 empty] | Permanently Out of Use - historical purposes | Other | 9811 | Bare Steel | 1965-05-10 | Unknown
350057 | 5 | [5 empty] | Permanently Out of Use - historical purposes | Other | 12142 | Bare Steel | 1965-05-10 | Unknown
350058 | 1 | Flapper Valve | 1998-07-17 | no | 1998-07-17 | no | Currently in Use | Premium | 10000 | Steel-Impressed Current | 1982-03-05 | Steel (Impressed Current) | Pressurized
350058 | 2 | Flapper Valve | 1998-08-01 | no | 1998-08-01 | no | Currently in Use | Regular | 10000 | Steel-Impressed Current | 1982-05-06 | Steel (Impressed Current) | Pressurized
350058 | 3 | Ball Float | 2007-11-21 | no | 2007-11-21 | no | Currently in Use | Diesel | 5000 | Epoxy | 2007-11-20 | Fiberglass Reinforced Plastic | Pressurized
350060 | 1 | Flapper Valve | 1997-02-10 | no | 1997-02-10 | no | Currently in Use | Premium | 10000 | Steel-Impressed Current | 1981-05-06 | Steel (Impressed Current) | Suction (American)
350060 | 2 | Flapper Valve | 1997-02-10 | no | 1997-02-10 | no | Currently in Use | Diesel | 10000 | Steel-Impressed Current | 1981-05-06 | Steel (Impressed Current) | Suction (American)
350061 | 1 | [5 empty] | Removed from Ground | Diesel | 6000 | Bare Steel | 1966-05-11 | Galvanized Steel
350062 | 1 |  | 1994-12-08 | no | 1994-12-08 | no | Currently in Use | Regular | 6000 | Composite | 1985-05-07 | Fiberglass Reinforced Plastic | Pressurized
350062 | 2 |  | 1994-12-08 | no | 1994-12-08 | no | Currently in Use | Plus | 8000 | Composite | 1985-05-07 | Fiberglass Reinforced Plastic | Pressurized
350062 | 3 |  | 1994-12-08 | no | 1994-12-08 | no | Currently in Use | Premium | 6000 | Composite | 1985-05-07 | Fiberglass Reinforced Plastic | Pressurized
350064 | 1 |  | 1992-02-01 |  | 1992-02-01 |  | Removed from Ground | Gas (Historical Use) | 6000 | Steel-Impressed Current | 1980-05-08 | Double Walled | Pressurized
350064 | 2 |  | 1992-02-01 |  | 1992-02-01 |  | Removed from Ground | Gas (Historical Use) | 8000 | Steel-Impressed Current | 1980-05-08 | Double Walled | Pressurized
350064 | 3 |  | 1992-02-01 |  | 1992-02-01 |  | Removed from Ground | Gas (Historical Use) | 6000 | Steel-Impressed Current | 1980-05-08 | Double Walled | Pressurized
350064 | 4 | [5 empty] | Removed from Ground | Diesel | 6000 | Cathodically Protected Steel | 1980-01-15 | Galvanized Steel | Pressurized
350064 | 5 |  |  | yes |  | yes | Removed from Ground | Used Oil | 550 | Bare Steel | 1980-05-08 | Galvanized Steel
350066 | 1 | [5 empty] | Removed from Ground | Gas (Historical Use) | 4000 | Bare Steel | 1986-06-01 | Galvanized Steel
350066 | 2 | [5 empty] | Removed from Ground | Gas (Historical Use) | 6000 | Bare Steel | 1986-06-01 | Galvanized Steel
350066 | 3 | [5 empty] | Removed from Ground | Gas (Historical Use) | 6000 | Bare Steel | 1986-06-01 | Galvanized Steel
350066 | 4 |  |  | yes |  | yes | Removed from Ground | Used Oil | 560 | Bare Steel | 1986-06-01 | Galvanized Steel
350066 | 5 | [5 empty] | Removed from Ground | Diesel | 560 | Bare Steel | 1986-06-01 | Galvanized Steel
350067 | 1 | Flapper Valve | 1986-05-08 | no | 1986-05-08 | no | Currently in Use | Regular | 8000 | Galvanic (STIP-3) | 1986-05-08 | Fiberglass Reinforced Plastic | Pressurized
350067 | 2 | Flapper Valve | 1986-05-08 | no | 1986-05-08 | no | Temporarily out of use | Premium | 8000 | Galvanic (STIP-3) | 1986-05-08 | Fiberglass Reinforced Plastic | Pressurized
350067 | 3 | Flapper Valve | 1986-05-08 | no | 1986-05-08 | no | Currently in Use | Plus | 8000 | Galvanic (STIP-3) | 1986-05-08 | Fiberglass Reinforced Plastic | Pressurized
350067 | 4 | Flapper Valve | 1986-05-08 | no | 1986-05-08 | no | Currently in Use | Diesel | 8000 | Galvanic (STIP-3) | 1986-05-08 | Fiberglass Reinforced Plastic | Pressurized
350067 | 5 | Flapper Valve | 1986-05-08 | no | 1986-05-08 | no | Currently in Use | Diesel | 4000 | Galvanic (STIP-3) | 1986-05-08 | Fiberglass Reinforced Plastic | Pressurized
350068 | T1 | [5 empty] | Removed from Ground | Gas (Historical Use) | 1000 | Bare Steel | 1984-05-08 | Galvanized Steel | Suction (American)
350068 | T3 | [5 empty] | Removed from Ground | Gas (Historical Use) | 1000 | Bare Steel | 1984-05-08 | Galvanized Steel | Suction (American)
350069 | 1 | [5 empty] | Removed from Ground | Gas (Historical Use) | 560 | Bare Steel | 1990-09-24 | Galvanized Steel
350070 | 1 | [5 empty] | Removed from Ground | Gas (Historical Use) | 1000 | Bare Steel | 1968-05-12 | Galvanized Steel
350070 | 2 | [5 empty] | Removed from Ground | Gas (Historical Use) | 1000 | Bare Steel | 1968-05-12 | Galvanized Steel
350070 | 3 | [5 empty] | Removed from Ground | Gas (Historical Use) | 1000 | Bare Steel | 1976-05-10 | Galvanized Steel
350070 | 4 |  | 1998-06-01 |  | 1992-08-01 |  | Removed from Ground | Gas (Historical Use) | 1500 | Cathodically Protected Steel | 1992-08-01 | Fiberglass Reinforced Plastic | Suction (American)
350070 | 4A |  | 1998-06-01 |  | 1992-08-01 |  | Removed from Ground | Gas (Historical Use) | 2500 | Cathodically Protected Steel | 1992-08-01 | Fiberglass Reinforced Plastic | Suction (American)
350070 | 5 | [5 empty] | Removed from Ground | Gas (Historical Use) | 3000 | Bare Steel | 1999-05-17 | Bare Steel | Suction (American)
350070 | 6 | [5 empty] | Permanently Out Of Use | Gas (Historical Use) | 3000 | Bare Steel | 1999-04-27 | Bare Steel | Suction (American)
350071 | 1 | [5 empty] | Removed from Ground | Gas (Historical Use) | 1000 | Bare Steel | 1971-05-12 | Galvanized Steel
350071 | 2 | [5 empty] | Removed from Ground | Gas (Historical Use) | 1000 | Bare Steel | 1971-05-12 | Galvanized Steel
350072 | 1 | [5 empty] | Removed from Ground | Gas (Historical Use) | 2000 | Bare Steel | 1974-05-11 | Galvanized Steel
350075 | 1 | [5 empty] | Removed from Ground | Gas (Historical Use) | 560 | Bare Steel | 1970-05-12 | Galvanized Steel
350075 | 2 | [5 empty] | Removed from Ground | Gas (Historical Use) | 560 | Bare Steel | 1926-05-23 | Galvanized Steel
350075 | 3 | [5 empty] | Removed from Ground | Gas (Historical Use) | 560 | Bare Steel | 1926-05-23 | Galvanized Steel
350076 | 1 | [5 empty] | Removed from Ground | Gas (Historical Use) | 1000 | Bare Steel | 1978-05-10 | Galvanized Steel | Suction (American)
350076 | 2 | [5 empty] | Removed from Ground | Gas (Historical Use) | 1000 | Bare Steel | 1978-05-10 | Galvanized Steel | Suction (American)
350077 | 1 | [5 empty] | Removed from Ground | Gas (Historical Use) | 1000 | Bare Steel | 1976-05-10 | Galvanized Steel
350079 | 1 |  | 1998-08-01 |  | 1998-08-01 |  | Removed from Ground | Gas (Historical Use) | 2000 | Steel-Impressed Current | 1976-05-10 | Cathodically Protected | Suction (American)
350079 | 2 | [5 empty] | Removed from Ground | Gas (Historical Use) | 3000 | Bare Steel | 1966-05-13 | Galvanized Steel | Suction (American)
350079 | 3 | [5 empty] | Removed from Ground | Gas (Historical Use) | 1500 | Bare Steel | 1966-05-13 | Galvanized Steel | Suction (American)
350079 | 4 | Flapper Valve | 1998-08-01 | no | 1998-08-01 | no | Currently in Use |  | 6000 | Steel-Impressed Current | 1983-05-09 |  | Suction (American)
350079 | 5 |  | 1996-04-04 |  | 1996-04-04 |  | Removed from Ground | Gas (Historical Use) | 3000 | Epoxy | 1996-04-04 | Fiberglass Reinforced Plastic | Suction (American)
350079 | 6 | Flapper Valve | 1996-04-04 | no | 1996-04-04 | no | Currently in Use | Diesel | 1500 | Epoxy | 1996-04-04 | Fiberglass Reinforced Plastic | Suction (American)
350079 | 7 |  |  | no |  | no | Removed from Ground | Not Marked/Tank Removed | 1000 | Unknown | 2010-11-01 | Unknown
350080 | 1 | [5 empty] | Removed from Ground | Gas (Historical Use) | 5201 | Bare Steel | 1965-05-13 | Galvanized Steel
350080 | 2 | [5 empty] | Removed from Ground | Gas (Historical Use) | 5201 | Bare Steel | 1965-05-13 | Galvanized Steel
350080 | 3 | [5 empty] | Removed from Ground | Diesel | 8317 | Bare Steel | 1965-05-13 | Galvanized Steel
350080 | 4 | [5 empty] | Removed from Ground | Gas (Historical Use) | 2000 | Bare Steel | 1965-05-13 | Galvanized Steel
350081 | 1 | [5 empty] | Removed from Ground | Gas (Historical Use) | 2000 | Bare Steel | 1971-05-12 | Galvanized Steel | Suction (American)
350081 | 2 | [5 empty] | Removed from Ground | Gas (Historical Use) | 2000 | Bare Steel | 1971-05-12 | Galvanized Steel | Suction (American)
350081 | 3 |  | 1999-05-04 |  | 1999-05-04 |  | Removed from Ground | Gas (Historical Use) | 4000 | Cathodically Protected Steel | 1978-05-10 | Fiberglass Reinforced Plastic | Suction (American)
350081 | 4A |  | 1999-04-19 |  | 1999-04-19 |  | Temporarily out of use | Gas (Historical Use) | 2000 | Cathodically Protected Steel | 1999-04-20 | Fiberglass Reinforced Plastic | Safe Suction (Euro)
350081 | 4B |  | 1999-04-19 | no | 1999-04-19 | no | Temporarily out of use | Gas (Historical Use) | 2000 | Cathodically Protected Steel | 1999-04-20 | Fiberglass Reinforced Plastic | Safe Suction (Euro)
350082 | 1 | [5 empty] | Removed from Ground | Gas (Historical Use) | 560 | Bare Steel | 1964-05-13 | Galvanized Steel
350082 | 2 | [5 empty] | Removed from Ground | Gas (Historical Use) | 560 | Bare Steel | 1964-05-13 | Galvanized Steel
350083 | 1 | [5 empty] | Removed from Ground | Gas (Historical Use) | 1065 | Bare Steel | 1967-05-13 | Galvanized Steel
350083 | 2 | [5 empty] | Removed from Ground | Gas (Historical Use) | 1065 | Bare Steel | 1967-05-13 | Galvanized Steel
350083 | 3 | [5 empty] | Removed from Ground | Gas (Historical Use) | 2000 | Bare Steel | 1976-05-10 | Galvanized Steel
350084 | 1 | [5 empty] | Removed from Ground | Gas (Historical Use) | 1065 | Bare Steel | 1963-05-14 | Galvanized Steel
350084 | 2 | [5 empty] | Removed from Ground | Gas (Historical Use) | 1065 | Bare Steel | 1963-05-14 | Galvanized Steel
350084 | 3 | [5 empty] | Removed from Ground | Gas (Historical Use) | 560 | Bare Steel | 1960-05-14 | Galvanized Steel
350085 | 1 | [5 empty] | Removed from Ground | Gas (Historical Use) | 1065 | Bare Steel | 1971-05-12 | Galvanized Steel
350085 | 2 | [5 empty] | Removed from Ground | Gas (Historical Use) | 1065 | Bare Steel | 1971-05-12 | Galvanized Steel
350086 | 1 | [5 empty] | Removed from Ground | Gas (Historical Use) | 3000 | Bare Steel | 1976-05-10 | Galvanized Steel
350086 | 2 | [5 empty] | Removed from Ground | Gas (Historical Use) | 1000 | Bare Steel | 1964-05-13 | Galvanized Steel
350086 | 3 | [5 empty] | Removed from Ground | Gas (Historical Use) | 1000 | Bare Steel | 1964-05-13 | Galvanized Steel
350087 | 1 | [5 empty] | Removed from Ground | Gas (Historical Use) | 2000 | Bare Steel | 1976-05-10 | Galvanized Steel
350087 | 2 | [5 empty] | Removed from Ground | Gas (Historical Use) | 2000 | Bare Steel | 1976-05-10 | Galvanized Steel
350087 | 3 | [5 empty] | Removed from Ground | Gas (Historical Use) | 2000 | Bare Steel | 1978-05-10 | Galvanized Steel
350088 | 1 | [5 empty] | Removed from Ground | Gas (Historical Use) | 2000 | Bare Steel | 1976-05-10 | Galvanized Steel
350089 | 1 | [5 empty] | Removed from Ground | Gas (Historical Use) | 2000 | Bare Steel | 1980-05-09 | Galvanized Steel | Suction (American)
350089 | 2 | Flapper Valve | 1998-06-01 | no | 1998-06-01 | no | Currently in Use | Regular | 4000 | Steel-Impressed Current | 1980-05-09 | Steel (Impressed Current) | Suction (American)
350089 | 3 | Flapper Valve | 1998-06-01 | no | 1998-06-01 | no | Currently in Use | Premium | 6000 | Steel-Impressed Current | 1981-05-09 | Steel (Impressed Current) | Suction (American)
350089 | 4 | [5 empty] | Removed from Ground | Gas (Historical Use) | 1065 | Bare Steel | 1986-05-08 | Galvanized Steel | Suction (American)
350089 | 5 | [5 empty] | Removed from Ground | Gas (Historical Use) | 1065 | Bare Steel | 1986-05-08 | Galvanized Steel
350090 | 1 | Flapper Valve | 1998-12-01 | no | 1998-12-01 | no | Currently in Use | Regular | 8000 | Steel-Impressed Current | 1977-05-10 |  | Safe Suction (Euro)
350090 | 2 | Flapper Valve | 1998-12-01 | no | 1998-12-01 | no | Currently in Use | Premium | 4000 | Steel-Impressed Current | 1977-05-10 |  | Safe Suction (Euro)
350090 | 3 | Flapper Valve | 1998-12-01 | no | 1998-12-01 | no | Currently in Use | Plus | 4000 | Steel-Impressed Current | 1977-05-10 |  | Safe Suction (Euro)
350091 | 1 | Flapper Valve | 1998-04-01 |  | 1998-04-01 |  | Removed from Ground | Gas (Historical Use) | 8000 | Steel-Impressed Current | 1977-05-10 | Steel (Impressed Current) | Safe Suction (Euro)
350091 | 2 |  | 1998-04-01 |  | 1998-04-01 |  | Removed from Ground | Gas (Historical Use) | 4000 | Steel-Impressed Current | 1977-05-10 | Cathodically Protected | Suction (American)
350091 | 3 | Flapper Valve | 1998-04-01 |  | 1998-04-01 |  | Removed from Ground | Gas (Historical Use) | 4000 | Steel-Impressed Current | 1977-05-10 | Steel (Impressed Current) | Safe Suction (Euro)
350091 | 4 | Ball Float | 2014-08-07 | no | 2014-08-07 | no | Currently in Use | Premium | 8000 | Tank Jacket | 2014-08-07 | Double-Walled Fiberglass | Pressurized
350091 | 5 | Ball Float | 2014-08-07 | no | 2014-08-07 | no | Currently in Use | Regular | 4000 | Tank Jacket | 2014-08-07 | Double-Walled Fiberglass | Pressurized
350092 | 1 | [5 empty] | Removed from Ground | Gas (Historical Use) | 8000 | Bare Steel | 1981-05-09 | Galvanized Steel | Suction (American)
350092 | 2 | [5 empty] | Removed from Ground | Diesel | 4000 | Bare Steel | 1981-05-09 | Galvanized Steel | Suction (American)
350092 | 3 | [5 empty] | Removed from Ground | Gas (Historical Use) | 4000 | Bare Steel | 1981-05-09 | Galvanized Steel | Suction (American)
350092 | 4A | Flapper Valve | 2001-06-01 | no | 2001-06-01 | no | Currently in Use | Premium | 8000 | Composite | 2001-06-01 | Fiberglass Reinforced Plastic | Pressurized
350092 | 4B | Flapper Valve | 2001-06-01 | no | 2001-06-01 | no | Currently in Use | Regular | 4000 | Composite | 2001-06-01 | Fiberglass Reinforced Plastic | Pressurized
350092 | 5 | Flapper Valve | 2003-06-01 | no | 2003-06-01 | no | Currently in Use | Diesel | 4000 | Composite | 2003-06-01 | Fiberglass Reinforced Plastic | Pressurized
350093 | 1 | [5 empty] | Removed from Ground | Gas (Historical Use) | 8000 | Bare Steel | 1981-05-09 | Galvanized Steel | Suction (American)
350093 | 2 | [5 empty] | Removed from Ground | Gas (Historical Use) | 4000 | Bare Steel | 1981-05-09 | Galvanized Steel | Suction (American)
350093 | 3 | [5 empty] | Removed from Ground | Gas (Historical Use) | 4000 | Bare Steel | 1981-05-09 | Galvanized Steel | Suction (American)
350094 | 1 | [5 empty] | Removed from Ground | Gas (Historical Use) | 3000 | Bare Steel | 1981-05-09 | Galvanized Steel
350094 | 2 | [5 empty] | Removed from Ground | Gas (Historical Use) | 3000 | Bare Steel | 1981-05-09 | Galvanized Steel
350095 | 1 | [5 empty] | Removed from Ground | Gas (Historical Use) | 4000 | Bare Steel | 1982-05-09 | Galvanized Steel
350095 | 2 | [5 empty] | Removed from Ground | Gas (Historical Use) | 4000 | Bare Steel | 1982-05-09 | Galvanized Steel
350096 | 1 |  | 1981-01-01 |  | 1981-01-01 |  | Removed from Ground | Gas (Historical Use) | 8000 | Bare Steel | 1981-05-09 | Galvanized Steel | Suction (American)
350096 | 2 |  | 1981-01-01 |  | 1981-01-01 |  | Removed from Ground | Gas (Historical Use) | 4000 | Bare Steel | 1981-05-09 | Galvanized Steel | Suction (American)
350096 | 3 |  | 1981-01-01 |  | 1981-01-01 |  | Removed from Ground | Gas (Historical Use) | 4000 | Bare Steel | 1981-05-09 | Galvanized Steel | Suction (American)
350096 | 4 | Ball Float | 1997-10-01 | no | 1997-10-01 | no | Currently in Use | Premium | 8000 | Epoxy | 1997-01-01 | Double-Walled Flex | Pressurized
350096 | 5 | Ball Float | 1997-10-01 | no | 1997-10-01 | no | Currently in Use | Regular | 12000 | Epoxy | 1997-01-01 | Double-Walled Flex | Pressurized
350099 | 1 | [5 empty] | Removed from Ground | Gas (Historical Use) | 0 | Bare Steel | 1990-06-28 | Galvanized Steel
350101 | 1 | [5 empty] | Permanently Out Of Use | Diesel | 1500 | Bare Steel | 1973-12-01 | Galvanized Steel
350101 | 2 | [5 empty] | Permanently Out Of Use | Diesel | 1500 | Bare Steel | 1973-12-01 | Galvanized Steel
350101 | 3 | [5 empty] | Permanently Out Of Use | Diesel | 3000 | Bare Steel | 1973-12-01 | Galvanized Steel
350101 | 4 | [5 empty] | Permanently Out Of Use | Diesel | 3000 | Bare Steel | 1973-12-01 | Galvanized Steel
350104 | 1 | [5 empty] | Removed from Ground | Diesel | 10000 | Bare Steel | 1976-05-10 | Galvanized Steel
350104 | 2 | [5 empty] | Removed from Ground | Diesel | 8000 | Bare Steel | 1976-05-10 | Galvanized Steel
350104 | 3 | [5 empty] | Removed from Ground | Gas (Historical Use) | 600 | Bare Steel | 1969-05-12 | Galvanized Steel
350104 | 4 |  |  | yes |  | yes | Removed from Ground | Used Oil | 250 | Bare Steel | 1984-05-08 | Not Marked
350104 | 5 | Flapper Valve | 1994-10-01 | no | 1994-10-01 | no | Currently in Use | Diesel | 10000 | Composite | 1994-10-01 | Fiberglass Reinforced Plastic | Safe Suction (Euro)
350105 | 1 | Flapper Valve | 1998-10-22 | no | 1998-10-22 | no | Temporarily out of use | Empty | 2000 | Steel-Impressed Current | 1979-05-10 | Fiberglass Reinforced Plastic | Suction (American)
350105 | 2 | Flapper Valve | 1998-10-22 | no | 1998-10-22 | no | Currently in Use | Regular | 2000 | Steel-Impressed Current | 1979-05-10 | Fiberglass Reinforced Plastic | Suction (American)
350107 | 1 | [5 empty] | Removed from Ground | Other | 1 | Marked Unknown | 1988-05-01 | Unknown
350107 | 2 | [5 empty] | Removed from Ground | Other | 1 | Marked Unknown | 1988-05-01 | Unknown
350107 | 3 | [5 empty] | Removed from Ground | Other | 1 | Marked Unknown | 1988-05-01 | Unknown
350107 | 4 |  | 1990-05-01 |  | 1990-05-01 |  | Removed from Ground | Gas (Historical Use) | 6000 | Cathodically Protected Steel | 1990-05-01 | Fiberglass Reinforced Plastic | Pressurized
350107 | 5 |  | 1990-05-01 |  | 1990-05-01 |  | Removed from Ground | Gas (Historical Use) | 6000 | Cathodically Protected Steel | 1990-05-01 | Fiberglass Reinforced Plastic | Pressurized
350107 | 6 | Ball Float | 2001-11-01 | no | 2001-11-01 | no | Currently in Use | Regular | 8000 | Galvanic (STIP-3) | 2001-11-01 | Fiberglass Reinforced Plastic | Pressurized
350107 | 7 | Ball Float | 2001-11-01 | no | 2001-11-01 | no | Currently in Use | Diesel | 8000 | Galvanic (STIP-3) | 2001-11-01 | Fiberglass Reinforced Plastic | Pressurized
350107 | 8 | Ball Float | 2001-11-01 | no | 2001-11-01 | no | Currently in Use | Premium | 3000 | Galvanic (STIP-3) | 2001-11-01 | Fiberglass Reinforced Plastic | Pressurized
350108 | 1 | [5 empty] | Removed from Ground | Gas (Historical Use) | 10000 | Bare Steel | 1974-05-11 | Unknown
350108 | 2 | [5 empty] | Removed from Ground | Diesel | 4000 | Bare Steel | 1981-05-09 | Unknown
350109 | 1 | [5 empty] | Removed from Ground | Gas (Historical Use) | 10000 | Bare Steel | 1976-05-09 | Galvanized Steel | Pressurized
350109 | 2 | [5 empty] | Removed from Ground | Gas (Historical Use) | 10000 | Bare Steel | 1976-05-09 | Galvanized Steel | Pressurized
350110 | 1 | Flapper Valve | 1995-12-06 | no | 1995-12-06 | no | Temporarily out of use | Gas (Historical Use) | 8000 | Steel-Impressed Current | 1995-12-06 | Steel (Impressed Current) | Pressurized
350110 | 2 | Flapper Valve | 1995-12-06 | no | 1995-12-06 | no | Temporarily out of use | Gas (Historical Use) | 6000 | Steel-Impressed Current | 1995-12-06 | Steel (Impressed Current) | Pressurized
350110 | 3 | Flapper Valve | 1995-12-06 | no | 1995-12-06 | no | Temporarily out of use |  | 6000 | Steel-Impressed Current | 1995-12-06 | Steel (Impressed Current) | Pressurized
350110 | 4 | Flapper Valve | 1995-12-06 | no | 1995-12-06 | no | Temporarily out of use | Diesel | 8000 | Steel-Impressed Current | 1995-12-06 | Steel (Impressed Current) | Pressurized
350113 | 1 | [5 empty] | Removed from Ground | Gas (Historical Use) | 4000 | Bare Steel | 1959-05-15 | Galvanized Steel
350113 | 2 | [5 empty] | Removed from Ground | Gas (Historical Use) | 6000 | Bare Steel | 1959-05-15 | Galvanized Steel
350113 | 3 | [5 empty] | Removed from Ground | Gas (Historical Use) | 6000 | Bare Steel | 1980-05-09 | Galvanized Steel
350113 | 4 | [5 empty] | Removed from Ground | Kerosene | 1000 | Bare Steel | 1959-05-15 | Galvanized Steel
350115 | 1 | [5 empty] | Removed from Ground | Gas (Historical Use) | 2000 | Bare Steel | 1973-05-11 | Galvanized Steel
350115 | 2 | [5 empty] | Removed from Ground | Gas (Historical Use) | 2000 | Bare Steel | 1973-05-11 | Galvanized Steel
350115 | 3 | [5 empty] | Removed from Ground | Diesel | 2000 | Bare Steel | 1958-05-15 | Galvanized Steel
350115 | 4 | [5 empty] | Removed from Ground | Kerosene | 550 | Bare Steel | 1958-05-15 | Galvanized Steel
350115 | 5 |  |  | yes |  | yes | Removed from Ground | Used Oil | 550 | Bare Steel | 1958-05-15 | Not Marked
350119 | 1 | [5 empty] | Removed from Ground | Gas (Historical Use) | 550 | Bare Steel | 1955-05-16 | Galvanized Steel
350119 | 2 | [5 empty] | Removed from Ground | Gas (Historical Use) | 550 | Bare Steel | 1955-05-16 | Galvanized Steel
350119 | 3 | [5 empty] | Removed from Ground | Gas (Historical Use) | 1000 | Bare Steel | 1957-05-15 | Galvanized Steel
350122 | 1 | [5 empty] | Removed from Ground | Gas (Historical Use) | 550 | Bare Steel | 1951-05-17 | Galvanized Steel
350122 | 2 | [5 empty] | Removed from Ground | Gas (Historical Use) | 550 | Bare Steel | 1951-05-17 | Galvanized Steel
350123 | 1 | [5 empty] | Removed from Ground | Gas (Historical Use) | 1000 | Bare Steel | 1972-05-11 | Galvanized Steel
350123 | 2 | [5 empty] | Removed from Ground | Gas (Historical Use) | 1000 | Bare Steel | 1972-05-11 | Galvanized Steel
350123 | 3 | [5 empty] | Removed from Ground | Gas (Historical Use) | 1000 | Bare Steel | 1972-05-11 | Galvanized Steel
350124 | 1 | [5 empty] | Closed in Ground | Gas (Historical Use) | 3000 | Epoxy | 1957-05-15 | Galvanized Steel | Suction (American)
350124 | 2 | [5 empty] | Closed in Ground | Gas (Historical Use) | 3000 | Bare Steel | 1957-05-15 | Galvanized Steel
350124 | 3 | [5 empty] | Closed in Ground | Gas (Historical Use) | 3000 | Bare Steel | 1957-05-15 | Galvanized Steel
350124 | 4 | [5 empty] | Closed in Ground | Gas (Historical Use) | 3000 | Bare Steel | 1957-05-15 | Galvanized Steel
350124 | 5 | [5 empty] | Closed in Ground | Gas (Historical Use) | 3000 | Bare Steel | 1957-05-15 | Galvanized Steel
350124 | 6 |  |  | yes |  | yes | Closed in Ground | Used Oil | 550 | Bare Steel | 1957-05-15 | Not Marked
350124 | 7 | [5 empty] | Closed in Ground | Empty | 550 | Bare Steel | 1957-05-15 | Not Marked
350124 | 8 | [5 empty] | Closed in Ground | Empty | 260 | Bare Steel | 1957-05-15 | Galvanized Steel
350125 | 1 | [5 empty] | Removed from Ground | Gas (Historical Use) | 3000 | Bare Steel | 1958-05-15 | Galvanized Steel
350125 | 2 | [5 empty] | Removed from Ground | Gas (Historical Use) | 3000 | Bare Steel | 1958-05-15 | Galvanized Steel | Pressurized
350125 | 3 | [5 empty] | Removed from Ground | Gas (Historical Use) | 3000 | Bare Steel | 1958-05-15 | Galvanized Steel | Pressurized
350125 | 4 | [5 empty] | Removed from Ground | Gas (Historical Use) | 3000 | Bare Steel | 1958-05-15 | Galvanized Steel | Pressurized
350125 | 5 | [5 empty] | Removed from Ground | Gas (Historical Use) | 3000 | Bare Steel | 1969-05-12 | Galvanized Steel
350125 | 6 |  |  | yes |  | yes | Removed from Ground | Used Oil | 550 | Bare Steel | 1958-05-15 | Not Marked
350125 | 8 | [5 empty] | Removed from Ground | Other | 260 | Bare Steel | 1958-05-15 | Galvanized Steel
350126 | 360054-1 | [5 empty] | Removed from Ground | Gas (Historical Use) | 12000 | Fiberglass | 1985-03-06 | Not Marked
350126 | 360054-2 | [5 empty] | Removed from Ground | Diesel | 2000 | Bare Steel | 1977-01-01 | Not Marked
350127 | 1 | [5 empty] | Permanently Out of Use - historical purposes | Diesel | 1000 | Bare Steel | 1974-03-09 | Copper
350129 | 1 | [5 empty] | Removed from Ground | Gas (Historical Use) | 550 | Bare Steel | 1969-04-25 | Galvanized Steel
350129 | 2 | [5 empty] | Removed from Ground | Gas (Historical Use) | 550 | Bare Steel | 1969-04-25 | Galvanized Steel
350129 | RU1 |  | 1998-09-09 |  | 1998-09-09 |  | Currently in Use | Gas (Historical Use) | 550 | Galvanic (STIP-3) | 1987-12-04 | Cathodically Protected | Suction (American)
350129 | UP1 |  | 1998-09-09 |  | 1998-09-09 |  | Currently in Use | Gas (Historical Use) | 550 | Galvanic (STIP-3) | 1987-12-04 | Cathodically Protected | Suction (American)
350130 | 1 |  | 1998-06-11 |  | 1983-04-22 |  | Removed from Ground | Gas (Historical Use) | 8000 | Steel-Impressed Current | 1983-04-22 | Cathodically Protected | Pressurized
350130 | 2 |  | 1998-06-11 |  | 1983-04-22 |  | Removed from Ground | Gas (Historical Use) | 4000 | Steel-Impressed Current | 1983-04-22 | Cathodically Protected | Pressurized
350130 | 3 |  | 1998-06-11 |  | 1983-04-22 |  | Removed from Ground | Gas (Historical Use) | 4000 | Steel-Impressed Current | 1983-04-22 | Cathodically Protected | Pressurized
350130 | 4 |  | 1998-06-11 |  | 1983-04-22 |  | Removed from Ground | Diesel | 4000 | Steel-Impressed Current | 1983-04-22 | Cathodically Protected | Pressurized
350131 | 1 | [5 empty] | Removed from Ground | Gas (Historical Use) | 1000 | Bare Steel | 1979-04-23 | Galvanized Steel
350131 | 2 | [5 empty] | Removed from Ground | Gas (Historical Use) | 550 | Bare Steel | 1979-04-23 | Galvanized Steel
350133 | 1 | [5 empty] | Removed from Ground | Gas (Historical Use) | 1000 | Bare Steel | 1984-06-01 | Galvanized Steel
350133 | 2 | [5 empty] | Removed from Ground | Diesel | 550 | Bare Steel | 1984-06-01 | Galvanized Steel
350134 | 1 | Flapper Valve | 1995-04-20 | no | 1983-04-22 | no | Currently in Use | Regular | 15000 | Steel-Impressed Current | 1983-04-22 | Cathodically Protected | Pressurized
350134 | 2 |  | 1995-04-20 |  | 1983-04-22 |  | Currently in Use | Gas (Historical Use) | 15000 | Cathodically Protected Steel | 1982-04-22 | Cathodically Protected | Pressurized
350134 | 3 |  | 1995-04-20 |  | 1983-04-22 |  | Currently in Use | Gas (Historical Use) | 12000 | Cathodically Protected Steel | 1982-04-22 | Cathodically Protected | Pressurized
350134 | 4 | Flapper Valve | 1995-04-20 | no | 1983-04-22 | no | Currently in Use | Diesel | 15000 | Steel-Impressed Current | 1982-04-22 | Cathodically Protected | Pressurized
350134 | 5 |  | 1995-04-20 |  | 1983-04-22 |  | Temporarily out of use | Empty | 6000 | Cathodically Protected Steel | 1982-04-22 | Cathodically Protected | Pressurized
350134 | 6 |  | 1995-04-20 |  | 1983-04-22 |  | Temporarily out of use | Empty | 3000 | Cathodically Protected Steel | 1982-04-22 | Cathodically Protected
350135 | 1 | [5 empty] | Removed from Ground | Gas (Historical Use) | 1060 | Bare Steel | 1970-04-25 | Galvanized Steel | Suction (American)
350136 | 1 | [5 empty] | Removed from Ground | Diesel | 10000 | Bare Steel | 1961-04-27 | Galvanized Steel
350136 | 2 | [5 empty] | Removed from Ground | Diesel | 10000 | Bare Steel | 1961-04-27 | Galvanized Steel
350137 | 1 | [5 empty] | Removed from Ground | Gas (Historical Use) | 550 | Bare Steel | 1974-04-24 | Galvanized Steel
350138 | 1 | [5 empty] | Removed from Ground | Kerosene | 4000 | Bare Steel | 1987-10-29 | Galvanized Steel
350138 | 2 | [5 empty] | Removed from Ground | Kerosene | 4000 | Bare Steel | 1987-10-29 | Galvanized Steel
350138 | 3 | [5 empty] | Removed from Ground | Kerosene | 2000 | Bare Steel | 1987-10-29 | Galvanized Steel
350139 | 1 | [5 empty] | Removed from Ground | Diesel | 10000 | Bare Steel | 1966-05-13 | Unknown
350140 | 1 | [5 empty] | Removed from Ground | Diesel | 6000 | Bare Steel | 1955-05-16 | Bare Steel
350141 | 1 | [5 empty] | Removed from Ground | Diesel | 1500 | Bare Steel | 1970-01-05 | Galvanized Steel
350143 | 1 | Flapper Valve | 1997-05-20 | no | 1997-05-20 | no | Currently in Use | Premium | 10000 | Steel-Impressed Current | 1974-05-10 | Fiberglass Reinforced Plastic | Pressurized
350143 | 2 | Flapper Valve | 1997-05-20 | no | 1997-05-20 | no | Currently in Use | Regular | 10000 | Steel-Impressed Current | 1974-05-10 | Fiberglass Reinforced Plastic | Pressurized
350144 | 459D1 | [5 empty] | Removed from Ground | Diesel | 1130 | Bare Steel | 1982-01-01 | Galvanized Steel | Suction (American)
350144 | 459G1 | [5 empty] | Removed from Ground | Gas (Historical Use) | 1080 | Bare Steel | 1982-01-01 | Galvanized Steel | Suction (American)
350144 | 459G2 | [5 empty] | Removed from Ground | Gas (Historical Use) | 1080 | Bare Steel | 1982-10-10 | Galvanized Steel | Suction (American)
350146 | 1 | [5 empty] | Currently in Use | Diesel | 10000 | Bare Steel | 1982-05-09 | Galvanized Steel
350146 | 2 | [5 empty] | Currently in Use | Gas (Historical Use) | 10000 | Bare Steel | 1982-05-09 | Galvanized Steel
350146 | 3 | [5 empty] | Currently in Use | Gas (Historical Use) | 10000 | Bare Steel | 1982-05-09 | Galvanized Steel
350146 | 4 | [5 empty] | Currently in Use | Gas (Historical Use) | 10000 | Bare Steel | 1982-05-09 | Galvanized Steel
350147 | 1 | Flapper Valve | 1986-01-01 | no | 1986-01-01 | no | Currently in Use | Regular | 8000 | Epoxy | 1986-01-01 | Fiberglass Reinforced Plastic | Pressurized
350147 | 2 | Flapper Valve | 1986-01-01 | no | 1986-01-01 | no | Currently in Use | Regular | 6000 | Epoxy | 1986-01-01 | Fiberglass Reinforced Plastic | Pressurized
350147 | 3 | Flapper Valve | 1986-01-01 | no | 1986-01-01 | no | Currently in Use | Premium | 6000 | Epoxy | 1986-01-01 | Fiberglass Reinforced Plastic | Pressurized
350149 | 1 | [5 empty] | Removed from Ground | Gas (Historical Use) | 1000 | Bare Steel | 1961-05-14 | Galvanized Steel
350151 | 1 | [5 empty] | Closed in Ground | Gas (Historical Use) | 2000 | Bare Steel | 1972-01-01 | Galvanized Steel | Safe Suction (Euro)
350151 | 2 | [5 empty] | Closed in Ground | Gas (Historical Use) | 4000 | Bare Steel | 1977-01-01 | Galvanized Steel | Safe Suction (Euro)
350151 | 3 | [5 empty] | Closed in Ground | Diesel | 10000 | Bare Steel | 1986-01-01 | Galvanized Steel | Safe Suction (Euro)
350154 | 1 | [5 empty] | Removed from Ground | Gas (Historical Use) | 0 | Bare Steel |  | Galvanized Steel
350154 | 2 | [5 empty] | Removed from Ground | Gas (Historical Use) | 0 | Bare Steel |  | Galvanized Steel
350155 | 1 |  | 1989-08-01 |  | 1989-08-01 |  | Removed from Ground | Gas (Historical Use) | 3000 | Cathodically Protected Steel | 1958-05-15 | Cathodically Protected | Suction (American)
350155 | 2 |  | 1989-08-01 |  | 1989-08-01 |  | Removed from Ground | Gas (Historical Use) | 3000 | Cathodically Protected Steel | 1958-05-15 | Cathodically Protected | Suction (American)
350155 | 3 |  | 1989-08-01 |  | 1989-08-01 |  | Removed from Ground | Gas (Historical Use) | 3000 | Cathodically Protected Steel | 1958-05-15 | Cathodically Protected | Suction (American)
350155 | 4 |  | 1989-08-01 |  | 1989-08-01 |  | Removed from Ground | Gas (Historical Use) | 3000 | Cathodically Protected Steel | 1958-05-15 | Cathodically Protected | Suction (American)
350155 | 5 | [5 empty] | Removed from Ground | Empty | 500 | Bare Steel | 1958-05-15 | Galvanized Steel
350155 | 6 |  |  | yes |  | yes | Removed from Ground | Used Oil | 500 | Bare Steel | 1958-05-15 | Galvanized Steel
350156 | 1 | [5 empty] | Closed in Ground | Diesel | 10000 | Bare Steel | 1981-05-09 | Galvanized Steel
350156 | 2 | [5 empty] | Removed from Ground | Gas (Historical Use) | 1000 | Bare Steel | 1998-08-14 | Galvanized Steel
350156 | 3 | [5 empty] | Removed from Ground | Gas (Historical Use) | 1000 | Bare Steel | 1998-08-14 | Galvanized Steel
350156 | 4 | [5 empty] | Removed from Ground | Gas (Historical Use) | 1000 | Bare Steel | 1998-08-14 | Galvanized Steel
350159 | 53578 | Flapper Valve | 1987-01-01 | no | 1987-01-01 | no | Currently in Use | Regular | 6000 | Galvanic (STIP-3) | 1987-01-01 | Fiberglass Reinforced Plastic | Pressurized
350159 | 53580 | Flapper Valve | 1987-01-01 | no | 1987-01-01 | no | Currently in Use | Premium | 6000 | Galvanic (STIP-3) | 1987-01-01 | Fiberglass Reinforced Plastic | Pressurized
350159 | 53581 | Flapper Valve | 1987-01-01 | no | 1987-01-01 | no | Currently in Use | Plus | 6000 | Galvanic (STIP-3) | 1987-01-01 | Fiberglass Reinforced Plastic | Pressurized
360002 | 1 |  | 1998-01-01 | no | 1998-01-01 | no | Temporarily out of use | Empty | 8084 | Steel-Impressed Current | 1978-04-18 |  | Pressurized
360002 | 2 |  | 1998-01-01 | no | 1998-01-01 | no | Temporarily out of use | Empty | 8084 | Steel-Impressed Current | 1978-04-18 |  | Pressurized
360002 | 3 |  | 1998-01-01 | no | 1998-01-01 | no | Temporarily out of use | Empty | 8000 | Steel-Impressed Current | 1978-04-18 |  | Pressurized
360003 | 1 |  | 1998-07-01 |  | 1998-07-01 |  | Removed from Ground | Diesel | 10000 | Steel-Impressed Current | 1976-04-17 | Cathodically Protected | Pressurized
360003 | 10 |  | 2000-11-03 | no | 2000-11-03 | no | Currently in Use | Gas (Historical Use) | 4000 | Fiberglass | 2000-10-30 |  | Pressurized
360003 | 2 |  | 1998-07-01 |  | 1998-07-01 |  | Removed from Ground | Gas (Historical Use) | 10000 | Steel-Impressed Current | 1976-04-17 | Cathodically Protected | Pressurized
360003 | 3 |  | 1998-07-01 |  | 1998-07-01 |  | Removed from Ground | Gas (Historical Use) | 10000 | Steel-Impressed Current | 1976-04-17 | Cathodically Protected | Pressurized
360003 | 4 |  | 1998-07-01 |  | 1998-07-01 |  | Removed from Ground | Gas (Historical Use) | 10000 | Steel-Impressed Current | 1985-04-15 | Cathodically Protected | Pressurized
360003 | 5 |  | 1998-01-01 |  | 1998-01-01 |  | Removed from Ground | Kerosene | 4000 | Steel-Impressed Current | 1985-04-15 | Cathodically Protected | Pressurized
360003 | 6 |  | 2000-11-03 | no | 2000-11-03 | no | Currently in Use | Gas (Historical Use) | 12000 | Fiberglass | 2000-10-30 |  | Pressurized
360003 | 7 |  | 2000-11-03 | no | 2000-11-03 | no | Currently in Use | Gas (Historical Use) | 12000 | Fiberglass | 2000-10-30 |  | Pressurized
360003 | 8 |  | 2000-11-03 | no | 2000-11-03 | no | Currently in Use | Gas (Historical Use) | 12000 | Fiberglass | 2000-10-30 |  | Pressurized
360003 | 9 |  | 2000-11-03 | no | 2000-11-03 | no | Currently in Use | Diesel | 8000 | Fiberglass | 2000-10-30 |  | Pressurized
360004 | 1 |  | 1999-01-12 |  | 1999-01-12 |  | Temporarily out of use | Gas (Historical Use) | 6000 | Steel-Impressed Current | 1971-03-28 | Double-Walled Flex | Pressurized
360004 | 2 |  | 1999-01-12 |  | 1999-01-12 |  | Currently in Use | Gas (Historical Use) | 6000 | Steel-Impressed Current | 1971-03-28 | Double-Walled Flex | Pressurized
360004 | 3 |  | 1999-01-12 |  | 1999-01-12 |  | Currently in Use | Gas (Historical Use) | 4000 | Steel-Impressed Current | 1971-03-28 | Double-Walled Flex | Pressurized
360004 | 4 | [5 empty] | Removed from Ground | Gas (Historical Use) | 10000 | Bare Steel | 1971-03-28 | Galvanized Steel | Safe Suction (Euro)
360008 | 1 | [5 empty] | Removed from Ground | Gas (Historical Use) | 1000 | Bare Steel | 1974-03-02 | Galvanized Steel
360009 | 1 | [5 empty] | Removed from Ground | Hazardous Substance | 20000 | Cathodically Protected Steel | 1980-02-29 | Bare Steel
360009 | 2 | [5 empty] | Removed from Ground | Hazardous Substance | 20000 | Cathodically Protected Steel | 1980-02-29 | Bare Steel
360009 | 3 | [5 empty] | Removed from Ground | Hazardous Substance | 20000 | Cathodically Protected Steel | 1980-02-29 | Bare Steel
360009 | 4 | [5 empty] | Removed from Ground | Hazardous Substance | 20000 | Cathodically Protected Steel | 1980-02-29 | Bare Steel
360009 | 5 | [5 empty] | Removed from Ground | Diesel | 1000 | Not Marked/Unknown | 1996-08-02 | Not Marked
360010 | 1 | [5 empty] | Removed from Ground | Diesel | 1000 | Bare Steel | 1985-03-03 | Galvanized Steel | Safe Suction (Euro)
360010 | 2 | [5 empty] | Removed from Ground | Gas (Historical Use) | 1000 | Bare Steel | 1985-03-03 | Galvanized Steel | Safe Suction (Euro)
360011 | 1 | [5 empty] | Removed from Ground | Gas (Historical Use) | 1000 | Marked Unknown | 1999-04-01 | Galvanized Steel | Suction (American)
360011 | 2 | [5 empty] | Removed from Ground | Diesel | 500 | Marked Unknown | 1999-04-01 | Unknown | Suction (American)
360011 | 626808 |  | 2000-08-21 | no | 2000-08-21 | no | Temporarily out of use | Empty | 2500 | Fiberglass Double Walled | 2000-08-09 | Fiberglass Reinforced Plastic | Suction (American)
360012 | 1 | [5 empty] | Removed from Ground | Gas (Historical Use) | 10000 | Bare Steel | 1978-01-17 | Galvanized Steel
360012 | 2 | [5 empty] | Removed from Ground | Diesel | 10000 | Bare Steel | 1974-01-18 | Galvanized Steel
360012 | 3 | Ball Float | 1991-07-11 |  | 1991-07-11 |  | Currently in Use | Diesel | 10000 | Galvanic (STIP-3) | 1991-07-11 | Double-Walled Fiberglass | Pressurized
360012 | 4 | Ball Float | 1991-07-11 |  | 1991-07-11 |  | Currently in Use | Diesel | 10000 | Galvanic (STIP-3) | 1991-07-11 | Double-Walled Fiberglass | Pressurized
360012 | 5 | Ball Float | 1991-07-11 |  | 1991-07-11 |  | Currently in Use | Gas (Historical Use) | 10000 | Galvanic (STIP-3) | 1991-07-11 | Double-Walled Fiberglass | Pressurized
360014 | 1 |  | 1992-01-05 |  | 1992-01-05 |  | Removed from Ground | Gas (Historical Use) | 10000 | Cathodically Protected Steel | 1976-04-01 | Fiberglass Reinforced Plastic | Pressurized
360014 | 2 |  | 1992-01-05 |  | 1992-01-05 |  | Removed from Ground | Gas (Historical Use) | 6000 | Cathodically Protected Steel | 1976-04-01 | Fiberglass Reinforced Plastic | Pressurized
360014 | 3 |  | 1992-01-05 |  | 1992-01-01 |  | Removed from Ground | Gas (Historical Use) | 10000 | Cathodically Protected Steel | 1976-04-01 | Fiberglass Reinforced Plastic | Pressurized
360014 | 4 | [5 empty] | Removed from Ground | Kerosene | 2682 | Cathodically Protected Steel | 1976-04-01 | Cathodically Protected | Suction (American)
360017 | 1 | [5 empty] | Removed from Ground | Gas (Historical Use) | 8000 | Bare Steel | 1967-03-24 | Unknown
360017 | 2 | [5 empty] | Removed from Ground | Gas (Historical Use) | 5000 | Bare Steel | 1967-03-24 | Unknown
360017 | 3 | [5 empty] | Removed from Ground | Gas (Historical Use) | 5000 | Bare Steel | 1967-03-24 | Unknown
360017 | 4 | [5 empty] | Removed from Ground | Gas (Historical Use) | 6000 | Bare Steel | 1988-01-01 | Unknown
360017 | 5 |  |  | yes |  | yes | Removed from Ground | Used Oil | 560 | Bare Steel | 1967-03-24 | Unknown | Gravity Fed
360017 | 6 |  | 1988-02-01 |  | 1988-02-01 |  | Temporarily out of use | Gas (Historical Use) | 10000 | Galvanic (STIP-3) | 1988-04-21 | Fiberglass Reinforced Plastic | Pressurized
360017 | 7 |  | 1988-02-01 |  | 1988-02-01 |  | Temporarily out of use | Gas (Historical Use) | 8000 | Galvanic (STIP-3) | 1988-04-21 | Fiberglass Reinforced Plastic | Pressurized
360017 | 8 |  | 1988-02-01 |  | 1988-02-01 |  | Temporarily out of use | Gas (Historical Use) | 6000 | Galvanic (STIP-3) | 1988-04-21 | Fiberglass Reinforced Plastic | Pressurized
360020 | 1 | [5 empty] | Removed from Ground | Gas (Historical Use) | 3000 | Bare Steel | 1968-01-01 | Galvanized Steel
360020 | 2 | [5 empty] | Removed from Ground | Gas (Historical Use) | 250 | Bare Steel | 1973-01-01 | Galvanized Steel
360021 | 1 | [5 empty] | Removed from Ground | Diesel | 150 | Bare Steel | 1976-04-13 | Copper
360022 | 1 | [5 empty] | Closed in Ground | Kerosene | 2000 | Bare Steel | 1979-04-24 | Galvanized Steel
360022 | 2 | [5 empty] | Closed in Ground | Diesel | 560 | Bare Steel | 1979-04-24 | Galvanized Steel
360022 | 3 | [5 empty] | Removed from Ground | Gas (Historical Use) | 2000 | Bare Steel | 1979-04-24 | Galvanized Steel
360022 | 4 | [5 empty] | Removed from Ground | Gas (Historical Use) | 2000 | Bare Steel | 1979-04-24 | Galvanized Steel
360022 | 5 |  | 1991-01-01 |  | 1991-01-01 |  | Removed from Ground | Gas (Historical Use) | 1000 | Galvanic (STIP-3) | 1991-01-01 | Galvanized Steel | Safe Suction (Euro)
360022 | 6 |  | 1991-01-01 |  | 1991-01-01 |  | Removed from Ground | Diesel | 1000 | Galvanic (STIP-3) | 1991-01-01 | Cathodically Protected | Safe Suction (Euro)
360024 | 10207-1 | [5 empty] | Removed from Ground | Gas (Historical Use) | 1000 | Bare Steel | 1965-05-04 | Galvanized Steel
360024 | 207D1 | [5 empty] | Removed from Ground | Diesel | 1000 | Bare Steel | 1975-01-01 | Galvanized Steel | Suction (American)
360024 | 207G1 | [5 empty] | Removed from Ground | Gas (Historical Use) | 4000 | Cathodically Protected Steel | 1988-05-01 | Galvanized Steel | Suction (American)
360025 | 1 | [5 empty] | Removed from Ground | Gas (Historical Use) | 10000 | Cathodically Protected Steel | 1985-04-21 | Galvanized Steel
360025 | 10 |  | 1994-03-07 |  | 1994-03-07 |  | Currently in Use | Diesel | 10215 | Double Walled | 1994-03-07 | Fiberglass Reinforced Plastic | Pressurized
360025 | 2 | [5 empty] | Removed from Ground | Gas (Historical Use) | 10000 | Cathodically Protected Steel | 1985-04-21 | Galvanized Steel
360025 | 3 | [5 empty] | Removed from Ground | Gas (Historical Use) | 10000 | Cathodically Protected Steel | 1985-04-21 | Galvanized Steel
360025 | 4 | [5 empty] | Removed from Ground | Diesel | 10000 | Cathodically Protected Steel | 1985-04-21 | Galvanized Steel
360025 | 5 | [5 empty] | Removed from Ground | Kerosene | 4000 | Cathodically Protected Steel | 1985-04-21 | Galvanized Steel
360025 | 6 |  | 1994-03-07 |  | 1994-03-07 |  | Temporarily out of use | Other | 8210 | Double Walled | 1994-03-07 | Fiberglass Reinforced Plastic | Pressurized
360025 | 7 |  | 1994-03-07 |  | 1994-03-07 |  | Currently in Use | Gas (Historical Use) | 12283 | Double Walled | 1994-03-07 | Fiberglass Reinforced Plastic | Pressurized
360025 | 8 |  | 1994-03-07 |  | 1994-03-07 |  | Currently in Use | Gas (Historical Use) | 12283 | Double Walled | 1994-03-07 | Fiberglass Reinforced Plastic | Pressurized
360025 | 9 |  | 1994-03-07 |  | 1994-03-07 |  | Currently in Use | Gas (Historical Use) | 12283 | Double Walled | 1994-03-07 | Fiberglass Reinforced Plastic | Pressurized
360026 | 1 | [5 empty] | Removed from Ground | Gas (Historical Use) | 6000 | Bare Steel | 1972-04-07 | Galvanized Steel | Pressurized
360026 | 2 | [5 empty] | Removed from Ground | Gas (Historical Use) | 8000 | Bare Steel | 1972-04-07 | Galvanized Steel | Pressurized
360026 | 3 | [5 empty] | Removed from Ground | Gas (Historical Use) | 5000 | Bare Steel | 1972-04-07 | Galvanized Steel | Pressurized
360026 | 4 | [5 empty] | Removed from Ground | Diesel | 550 | Not Marked/Unknown | 1994-07-01 | Not Marked
360028 | 1 | [5 empty] | Removed from Ground | Gas (Historical Use) | 5000 | Bare Steel | 1971-05-05 | Galvanized Steel
360028 | 2 | [5 empty] | Removed from Ground | Gas (Historical Use) | 3000 | Bare Steel | 1970-05-05 | Galvanized Steel
360028 | 3 | [5 empty] | Removed from Ground | Gas (Historical Use) | 2000 | Bare Steel | 1970-05-05 | Galvanized Steel
360028 | 4 | [5 empty] | Removed from Ground | Kerosene | 285 | Bare Steel | 1970-05-05 | Galvanized Steel
360033 | 1 | [5 empty] | Removed from Ground | Gas (Historical Use) | 4000 | Bare Steel | 1976-05-03 | Galvanized Steel
360033 | 2 | [5 empty] | Removed from Ground | Gas (Historical Use) | 4000 | Bare Steel | 1976-05-03 | Galvanized Steel
360033 | 3 | [5 empty] | Removed from Ground | Diesel | 4000 | Bare Steel | 1976-05-03 | Galvanized Steel
360033 | 4 |  | 1993-06-01 |  | 1993-06-01 |  | Currently in Use | Gas (Historical Use) | 8000 | Cathodically Protected Steel | 1993-07-07 | Fiberglass Reinforced Plastic | Pressurized
360033 | 5 |  | 1993-06-03 |  | 1993-06-03 |  | Currently in Use | Gas (Historical Use) | 6000 | Cathodically Protected Steel | 1993-07-07 | Fiberglass Reinforced Plastic | Pressurized
360033 | 6 |  | 1993-06-03 |  | 1993-06-03 |  | Currently in Use | Gas (Historical Use) | 6000 | Cathodically Protected Steel | 1993-07-07 | Fiberglass Reinforced Plastic | Pressurized
360033 | 7 |  | 1998-09-25 |  | 1998-09-25 |  | Temporarily out of use | Diesel | 3000 | Steel-Impressed Current | 1980-06-01 | Cathodically Protected | Safe Suction (Euro)
360033 | 8 |  | 1998-09-25 |  | 1998-09-25 |  | Temporarily out of use | Kerosene | 1000 | Steel-Impressed Current | 1980-06-01 | Cathodically Protected | Safe Suction (Euro)
360035 | 1 | [5 empty] | Closed in Ground | Gas (Historical Use) | 1060 | Bare Steel | 1971-03-31 | Galvanized Steel
360036 | 1 | [5 empty] | Closed in Ground | Gas (Historical Use) | 500 | Bare Steel | 1952-05-09 | Unknown | Suction (American)
360037 | 1 | [5 empty] | Removed from Ground | Gas (Historical Use) | 6000 | Bare Steel | 1966-02-01 | Galvanized Steel | Pressurized
360037 | 2 | [5 empty] | Removed from Ground | Gas (Historical Use) | 6000 | Bare Steel | 1966-02-01 | Galvanized Steel | Pressurized
360037 | 3 | [5 empty] | Removed from Ground | Gas (Historical Use) | 4000 | Bare Steel | 1966-02-01 | Galvanized Steel | Pressurized
360037 | 4 | [5 empty] | Removed from Ground | Kerosene | 1000 | Bare Steel | 1966-02-01 | Galvanized Steel | Pressurized
360037 | 5 | [5 empty] | Removed from Ground | Diesel | 550 | Bare Steel | 1966-02-01 | Galvanized Steel | Gravity Fed
360038 | 1 |  | 1996-06-01 |  | 1996-06-01 |  | Currently in Use | Gas (Historical Use) | 10000 | Cathodically Protected Steel | 1982-05-02 | Cathodically Protected | Pressurized
360038 | 2 |  | 1996-06-01 |  | 1996-06-01 |  | Currently in Use | Gas (Historical Use) | 10000 | Cathodically Protected Steel | 1982-05-02 | Cathodically Protected | Pressurized
360038 | 3 |  | 1996-06-01 |  | 1996-06-01 |  | Currently in Use | Gas (Historical Use) | 10000 | Cathodically Protected Steel | 1982-05-02 | Cathodically Protected | Pressurized
360038 | 4 |  | 1996-06-01 |  | 1996-06-01 |  | Currently in Use | Diesel | 10000 | Cathodically Protected Steel | 1982-05-02 | Cathodically Protected | Pressurized
360039 | 1 | [5 empty] | Removed from Ground | Gas (Historical Use) | 1000 | Bare Steel | 1978-05-01 | Galvanized Steel
360039 | 2 | [5 empty] | Removed from Ground | Diesel | 10000 | Bare Steel | 1978-05-01 | Galvanized Steel
360039 | DL | Flapper Valve | 1995-01-08 | no | 1995-01-08 | no | Currently in Use | Diesel Off Road | 10000 | Galvanic (STIP-3) | 1995-01-01 | Fiberglass Reinforced Plastic | Safe Suction (Euro)
360039 | RU | Flapper Valve | 1995-01-08 | no | 1995-01-08 | no | Currently in Use | Regular | 1000 | Galvanic (STIP-3) | 1995-01-01 | Fiberglass Reinforced Plastic | Safe Suction (Euro)
36004 | 1 | [5 empty] | Removed from Ground | Gas (Historical Use) | 10000 | Bare Steel | 1975-05-08 | Galvanized Steel | Pressurized
36004 | 2 | [5 empty] | Removed from Ground | Gas (Historical Use) | 10000 | Bare Steel | 1975-05-08 | Galvanized Steel | Pressurized
36004 | 3 | [5 empty] | Removed from Ground | Gas (Historical Use) | 10000 | Bare Steel | 1975-05-08 | Galvanized Steel | Pressurized
36004 | 4 |  | 1997-04-10 |  | 1997-04-10 |  | Currently in Use | Gas (Historical Use) | 11627 | Double Walled | 1997-04-03 | Fiberglass Reinforced Plastic | Pressurized
36004 | 5 |  | 1997-04-10 |  | 1997-04-10 |  | Currently in Use | Gas (Historical Use) | 11627 | Double Walled | 1997-04-03 | Fiberglass Reinforced Plastic | Pressurized
36004 | 6 |  | 1997-04-10 |  | 1997-04-10 |  | Currently in Use | Gas (Historical Use) | 11627 | Double Walled | 1997-04-03 | Fiberglass Reinforced Plastic | Pressurized
36004 | 7 |  | 1997-04-10 |  | 1997-04-10 |  | Currently in Use | Diesel | 7829 | Double Walled | 1997-04-03 | Fiberglass Reinforced Plastic | Pressurized
360040 | 1 |  | 1998-02-01 |  | 1998-02-01 |  | Removed from Ground | Gas (Historical Use) | 8000 | Steel-Impressed Current | 1986-05-01 | Cathodically Protected | Pressurized
360040 | 2 |  | 1998-02-01 |  | 1998-02-01 |  | Removed from Ground | Gas (Historical Use) | 8000 | Steel-Impressed Current | 1986-05-01 | Cathodically Protected | Pressurized
360040 | 3 |  | 1998-02-01 |  | 1998-02-01 |  | Removed from Ground | Gas (Historical Use) | 8000 | Steel-Impressed Current | 1986-05-01 | Cathodically Protected | Pressurized
360040 | 4 |  | 1998-02-01 |  | 1998-02-01 |  | Removed from Ground | Diesel | 4000 | Steel-Impressed Current | 1986-05-01 | Cathodically Protected | Pressurized
360041 | DIESEL | [5 empty] | Removed from Ground | Diesel | 3000 | Bare Steel | 1967-05-07 | Galvanized Steel
360041 | OIL |  |  | yes |  | yes | Removed from Ground | Used Oil | 550 | Bare Steel | 1967-05-07 | Galvanized Steel
360041 | PREM1 | [5 empty] | Removed from Ground | Gas (Historical Use) | 6000 | Bare Steel | 1967-05-07 | Galvanized Steel
360041 | PREM2 | [5 empty] | Removed from Ground | Gas (Historical Use) | 6000 | Bare Steel | 1967-05-07 | Galvanized Steel
360041 | REG | [5 empty] | Removed from Ground | Gas (Historical Use) | 6000 | Bare Steel | 1967-05-07 | Galvanized Steel
360041 | UNLEAD | [5 empty] | Removed from Ground | Gas (Historical Use) | 6000 | Bare Steel | 1967-05-07 | Galvanized Steel
360042 | 1 | [5 empty] | Removed from Ground | Gas (Historical Use) | 10000 | Bare Steel | 1977-05-07 | Galvanized Steel | Pressurized
360042 | 10 |  | 1987-05-07 |  | 1987-05-07 |  | Currently in Use | Diesel | 12000 | Double Walled | 1987-05-07 | Fiberglass Reinforced Plastic | Pressurized
360042 | 11 |  | 1987-05-07 |  | 1987-05-07 |  | Temporarily out of use | Other | 8000 | Double Walled | 1987-05-07 | Fiberglass Reinforced Plastic | Pressurized
360042 | 2 | [5 empty] | Removed from Ground | Gas (Historical Use) | 10000 | Bare Steel | 1977-05-07 | Galvanized Steel | Pressurized
360042 | 3 | [5 empty] | Removed from Ground | Gas (Historical Use) | 10000 | Bare Steel | 1977-05-07 | Galvanized Steel | Pressurized
360042 | 4 | [5 empty] | Removed from Ground | Diesel | 10000 | Bare Steel | 1987-01-01 | Galvanized Steel | Pressurized
360042 | 5 | [5 empty] | Removed from Ground | Diesel | 4000 | Bare Steel | 1976-05-07 | Galvanized Steel
360042 | 6 | [5 empty] | Removed from Ground | Diesel | 4000 | Bare Steel | 1976-05-07 | Galvanized Steel
360042 | 7 |  | 1987-05-07 |  | 1987-05-07 |  | Currently in Use | Gas (Historical Use) | 12000 | Double Walled | 1987-05-07 | Fiberglass Reinforced Plastic | Pressurized
360042 | 8 |  | 1987-05-07 |  | 1987-05-07 |  | Currently in Use | Gas (Historical Use) | 12000 | Double Walled | 1987-05-07 | Fiberglass Reinforced Plastic | Pressurized
360042 | 9 |  | 1987-05-07 |  | 1987-05-07 |  | Currently in Use | Gas (Historical Use) | 12000 | Double Walled | 1987-05-07 | Fiberglass Reinforced Plastic | Pressurized
360043 | 1 | [5 empty] | Removed from Ground | Gas (Historical Use) | 10000 | Bare Steel | 1980-05-06 | Galvanized Steel | Pressurized
360043 | 2 | [5 empty] | Removed from Ground | Gas (Historical Use) | 10000 | Bare Steel | 1980-05-06 | Galvanized Steel | Pressurized
360043 | 3 | [5 empty] | Removed from Ground | Gas (Historical Use) | 10000 | Bare Steel | 1980-05-06 | Galvanized Steel | Pressurized
360043 | 4 | [5 empty] | Removed from Ground | Diesel | 10000 | Bare Steel | 1980-05-06 | Galvanized Steel | Pressurized
360045 | 1 | [5 empty] | Removed from Ground | Gas (Historical Use) | 8000 | Bare Steel | 1974-05-08 | Not Marked | Pressurized
360045 | 2 | [5 empty] | Removed from Ground | Gas (Historical Use) | 8000 | Bare Steel | 1974-05-08 | Fiberglass Reinforced Plastic | Pressurized
360045 | 3 | [5 empty] | Removed from Ground | Gas (Historical Use) | 8000 | Bare Steel | 1974-05-08 | Fiberglass Reinforced Plastic | Pressurized
360048 | 1 | [5 empty] | Permanently Out Of Use | Gas (Historical Use) | 2000 | Bare Steel | 1962-05-14 | Galvanized Steel | Suction (American)
360048 | 2 | [5 empty] | Permanently Out Of Use | Gas (Historical Use) | 2000 | Bare Steel | 1962-05-14 | Galvanized Steel | Suction (American)
360049 | 1 | [5 empty] | Removed from Ground | Gas (Historical Use) | 3000 | Bare Steel | 1976-05-10 | Galvanized Steel | Pressurized
360049 | 2 | [5 empty] | Removed from Ground | Gas (Historical Use) | 3000 | Bare Steel | 1976-05-10 | Galvanized Steel | Pressurized
360049 | 3 | [5 empty] | Removed from Ground | Gas (Historical Use) | 3000 | Bare Steel | 1976-05-10 | Galvanized Steel | Pressurized
360049 | 4 | [5 empty] | Removed from Ground | Gas (Historical Use) | 3000 | Bare Steel | 1976-05-10 | Galvanized Steel
360049 | 5A |  | 1998-11-01 |  | 1998-11-01 | yes | Currently in Use | Gas (Historical Use) | 10000 | Fiberglass | 1998-11-01 | Fiberglass Reinforced Plastic | Pressurized
360049 | 5B |  | 1998-11-01 |  | 1998-11-01 | yes | Currently in Use | Gas (Historical Use) | 6000 | Fiberglass | 1998-11-01 | Fiberglass Reinforced Plastic | Pressurized
360049 | 5C |  | 1998-11-01 |  | 1998-11-01 | yes | Currently in Use | Diesel | 4000 | Fiberglass | 1998-11-01 | Fiberglass Reinforced Plastic | Pressurized
360053 | 1 | [5 empty] | Closed in Ground | Gas (Historical Use) | 15000 | Marked Unknown | 1983-12-01 | Unknown
360053 | 2 | [5 empty] | Closed in Ground | Gas (Historical Use) | 15000 | Marked Unknown | 1983-12-01 | Unknown
360054 | 1 | [5 empty] | Removed from Ground | Diesel | 4000 | Bare Steel | 1980-05-08 | Galvanized Steel | Safe Suction (Euro)
360054 | 2 | [5 empty] | Removed from Ground | Gas (Historical Use) | 10000 | Bare Steel | 1980-05-08 | Galvanized Steel | Safe Suction (Euro)
360055 | 1 | [5 empty] | Removed from Ground | Other | 2000 | Bare Steel | 1958-05-14 | Galvanized Steel
360055 | 2 | [5 empty] | Removed from Ground | Other | 2000 | Bare Steel | 1958-05-14 | Galvanized Steel
360055 | 3 | [5 empty] | Removed from Ground | Other | 2000 | Bare Steel | 1958-05-14 | Galvanized Steel
360055 | 4 |  | 1988-08-01 |  | 1988-08-01 |  | Removed from Ground | Gas (Historical Use) | 4000 | Galvanic (STIP-3) | 1988-08-01 | Galvanized Steel | Pressurized
360055 | 5 |  | 1988-08-01 |  | 1988-08-01 |  | Removed from Ground | Gas (Historical Use) | 4000 | Galvanic (STIP-3) | 1988-08-01 | Galvanized Steel | Pressurized
360057 | 1 | [5 empty] | Removed from Ground | Gas (Historical Use) | 10000 | Bare Steel | 1968-05-11 | Galvanized Steel
360057 | 2 | [5 empty] | Removed from Ground | Gas (Historical Use) | 10000 | Bare Steel | 1968-05-11 | Galvanized Steel
360057 | 3 | [5 empty] | Removed from Ground | Gas (Historical Use) | 2000 | Bare Steel | 1968-05-11 | Galvanized Steel
360057 | 4 | [5 empty] | Removed from Ground | Gas (Historical Use) | 560 | Bare Steel | 1968-05-11 | Galvanized Steel
360060 | 1 | [5 empty] | Removed from Ground | Diesel | 1000 | Bare Steel | 1970-01-05 | Galvanized Steel | Suction (American)
360060 | 2 |  | 1990-05-22 |  | 1990-05-22 |  | Removed from Ground | Other | 2500 | Double Walled | 1990-05-22 | Copper | Suction (American)
360060 | 3 | Flapper Valve | 1997-12-11 | no | 1997-12-11 | no | Currently in Use | Diesel | 5000 | Fiberglass Double Walled | 1997-12-11 | Fiberglass Reinforced Plastic | Safe Suction (Euro)
360061 | 1 | [5 empty] | Removed from Ground | Gas (Historical Use) | 2000 | Bare Steel | 1986-01-07 | Galvanized Steel
360061 | 2 | [5 empty] | Removed from Ground | Gas (Historical Use) | 550 | Bare Steel | 1987-01-07 | Galvanized Steel
360061 | 3 | [5 empty] | Removed from Ground | Gas (Historical Use) | 1000 | Bare Steel | 1987-01-07 | Galvanized Steel
360061 | 4A |  | 1997-03-15 |  | 1997-03-15 |  | Closed in Ground | Gas (Historical Use) | 6000 | Fiberglass Double Walled | 1997-03-15 | Double-Walled Fiberglass | Safe Suction (Euro)
360061 | 4B |  | 1997-03-15 |  | 1997-03-15 |  | Closed in Ground | Gas (Historical Use) | 4000 | Fiberglass Double Walled | 1997-03-15 | Double-Walled Fiberglass | Safe Suction (Euro)
360062 | 1 | [5 empty] | Removed from Ground | Gas (Historical Use) | 2000 | Bare Steel | 1970-05-12 | Galvanized Steel | Safe Suction (Euro)
360062 | 2 | [5 empty] | Removed from Ground | Gas (Historical Use) | 1000 | Bare Steel | 1970-05-12 | Galvanized Steel | Safe Suction (Euro)
360062 | 3 | [5 empty] | Removed from Ground | Gas (Historical Use) | 1000 | Bare Steel | 1970-05-12 | Galvanized Steel | Safe Suction (Euro)
360062 | 4 | [5 empty] | Removed from Ground | Diesel | 2000 | Bare Steel | 1970-01-01 | Galvanized Steel | Safe Suction (Euro)
360063 | 1 |  | 1999-09-26 |  | 1999-09-26 |  | Temporarily out of use | Gas (Historical Use) | 6000 | Steel-Impressed Current | 1978-05-10 | Cathodically Protected | Suction (American)
360063 | 2 |  | 1999-09-26 |  | 1999-09-26 |  | Temporarily out of use | Gas (Historical Use) | 6000 | Steel-Impressed Current | 1978-05-10 | Cathodically Protected | Suction (American)
360064 | 1 | [5 empty] | Removed from Ground | Diesel | 3000 | Bare Steel | 1979-06-15 | Galvanized Steel
360064 | 2 | [5 empty] | Removed from Ground | Diesel | 4000 | Bare Steel | 1979-06-15 | Galvanized Steel
360065 | 1 | [5 empty] | Permanently Out of Use - historical purposes | Gas (Historical Use) | 2000 | Bare Steel | 1966-06-07 | Galvanized Steel
360065 | 2 | [5 empty] | Permanently Out of Use - historical purposes | Gas (Historical Use) | 1050 | Bare Steel | 1946-06-12 | Galvanized Steel
360065 | 3 | [5 empty] | Permanently Out of Use - historical purposes | Gas (Historical Use) | 1050 | Bare Steel | 1946-06-12 | Galvanized Steel
360068 | 1 | [5 empty] | Removed from Ground | Gas (Historical Use) | 4000 | Bare Steel | 1970-01-05 | Galvanized Steel
360068 | 2 | [5 empty] | Removed from Ground | Gas (Historical Use) | 4000 | Bare Steel | 1970-01-05 | Galvanized Steel
360068 | 3 | [5 empty] | Removed from Ground | Gas (Historical Use) | 4000 | Bare Steel | 1973-01-04 | Galvanized Steel
360068 | 4 | [5 empty] | Removed from Ground | Gas (Historical Use) | 1000 | Bare Steel | 1964-01-07 | Galvanized Steel
360069 | 1 |  |  | yes |  | yes | Closed in Ground | Used Oil | 1000 | Fiberglass | 1985-01-01 | Galvanized Steel
360070 | 1 | [5 empty] | Removed from Ground | Gas (Historical Use) | 8200 | Cathodically Protected Steel | 1987-01-01 | Fiberglass Reinforced Plastic | Pressurized
360070 | 2 | [5 empty] | Removed from Ground | Gas (Historical Use) | 8200 | Cathodically Protected Steel | 1987-01-01 | Fiberglass Reinforced Plastic | Pressurized
360070 | 3 | [5 empty] | Removed from Ground | Gas (Historical Use) | 8200 | Cathodically Protected Steel | 1987-01-01 | Fiberglass Reinforced Plastic | Pressurized
360070 | 4 | [5 empty] | Removed from Ground | Diesel | 8200 | Cathodically Protected Steel | 1987-01-01 | Fiberglass Reinforced Plastic | Pressurized
362000 | 1 |  |  | yes |  | yes | Removed from Ground | Used Oil | 550 | Fiberglass | 1986-11-04 | Galvanized Steel | Gravity Fed
370002 | 1 | [5 empty] | Removed from Ground | Gas (Historical Use) | 560 | Bare Steel | 1960-01-01 | Galvanized Steel | Safe Suction (Euro)
370002 | 2 | [5 empty] | Removed from Ground | Gas (Historical Use) | 1 | Bare Steel | 1997-05-09 | Galvanized Steel
370002 | 3 | [5 empty] | Removed from Ground | Diesel | 1 | Bare Steel | 1997-05-09 | Galvanized Steel
370003 | 1 | [5 empty] | Removed from Ground | Diesel | 8000 | Bare Steel | 1982-01-17 | Galvanized Steel | Suction (American)
370004 | 1 | [5 empty] | Removed from Ground | Other | 1 | Bare Steel |  | Unknown
370004 | 2 | [5 empty] | Removed from Ground | Other | 1 | Bare Steel |  | Unknown
370004 | 3 | [5 empty] | Removed from Ground | Other | 1 | Bare Steel |  | Unknown
370004 | 4 | [5 empty] | Removed from Ground | Empty | 1 | Bare Steel |  | Galvanized Steel | Suction (American)
370004 | 5 | [5 empty] | Removed from Ground | Empty | 500 | Bare Steel |  | Galvanized Steel
370006 | 1 | [5 empty] | Permanently Out of Use - historical purposes | Empty | 2000 | Bare Steel | 1976-03-12 | Galvanized Steel
370007 | 1 | Flapper Valve | 1997-03-08 | no | 1997-03-08 | no | Currently in Use | Gas (Historical Use) | 10000 | Steel-Impressed Current | 1981-03-25 | Steel (Impressed Current) | Pressurized
370009 | 1 | [5 empty] | Removed from Ground | Gas (Historical Use) | 2000 | Bare Steel | 1981-04-23 | Bare Steel | Safe Suction (Euro)
370009 | 2 | [5 empty] | Removed from Ground | Diesel | 560 | Bare Steel | 1981-04-23 | Bare Steel | Safe Suction (Euro)
370009 | 3 |  | 1993-12-13 |  | 1993-12-13 |  | Removed from Ground | Gas (Historical Use) | 1000 | Galvanic (STIP-3) | 1993-12-13 | Cathodically Protected | Safe Suction (Euro)
370009 | 4 |  | 1993-12-13 |  | 1993-12-13 |  | Removed from Ground | Diesel | 1000 | Galvanic (STIP-3) | 1993-12-13 | Cathodically Protected | Safe Suction (Euro)
370010 | 1 | [5 empty] | Removed from Ground | Diesel | 500 | Bare Steel | 1984-04-04 | Galvanized Steel
370010 | 2 | [5 empty] | Removed from Ground | Gas (Historical Use) | 280 | Bare Steel | 1984-04-04 | Galvanized Steel
370013 | 10419-3 | [5 empty] | Removed from Ground | Diesel | 1000 | Bare Steel | 1971-05-03 | Galvanized Steel
370013 | 10419-4 | [5 empty] | Removed from Ground | Gas (Historical Use) | 550 | Bare Steel | 1981-04-30 | Galvanized Steel
370013 | 419G1 |  | 1990-04-17 |  | 1990-04-17 |  | Removed from Ground | Gas (Historical Use) | 1030 | Cathodically Protected Steel | 1990-04-17 | Galvanized Steel | Suction (American)
370014 | 1 | [5 empty] | Removed from Ground | Gas (Historical Use) | 560 | Bare Steel | 1976-03-12 | Galvanized Steel
370015 | 1 |  | 1998-12-29 |  | 1998-12-29 |  | Removed from Ground | Gas (Historical Use) | 10000 | Steel-Impressed Current | 1998-12-29 | Cathodically Protected | Pressurized
370015 | 2 |  | 1998-12-29 |  | 1998-12-29 |  | Removed from Ground | Gas (Historical Use) | 10000 | Steel-Impressed Current | 1998-12-29 | Cathodically Protected | Pressurized
370015 | 3 |  | 1998-12-29 |  | 1998-12-29 |  | Removed from Ground | Gas (Historical Use) | 10000 | Steel-Impressed Current | 1998-12-29 | Cathodically Protected | Pressurized
370015 | 4 |  | 1998-12-29 |  | 1998-12-29 |  | Removed from Ground | Gas (Historical Use) | 10000 | Steel-Impressed Current | 1998-12-29 | Cathodically Protected | Pressurized
370015 | 5 |  | 1998-12-29 |  | 1998-12-29 |  | Removed from Ground | Diesel | 10000 | Steel-Impressed Current | 1998-12-29 | Cathodically Protected | Pressurized
370016 | 1 |  | 1998-12-26 |  | 1998-12-26 |  | Removed from Ground | Gas (Historical Use) | 8000 | Steel-Impressed Current | 1998-12-26 | Cathodically Protected | Pressurized
370016 | 2 |  | 1998-12-26 |  | 1998-12-26 |  | Removed from Ground | Gas (Historical Use) | 8000 | Steel-Impressed Current | 1998-12-26 | Cathodically Protected | Pressurized
370016 | 3 |  | 1998-12-26 |  | 1998-12-26 |  | Removed from Ground | Gas (Historical Use) | 8000 | Steel-Impressed Current | 1998-12-26 | Cathodically Protected | Pressurized
370016 | 4 |  | 1998-12-26 |  | 1998-12-26 |  | Removed from Ground | Gas (Historical Use) | 8000 | Steel-Impressed Current | 1998-12-26 | Cathodically Protected | Pressurized
370017 | 1 | [5 empty] | Removed from Ground | Diesel | 10000 | Bare Steel | 1986-01-01 | Galvanized Steel | Pressurized
370017 | 2 | [5 empty] | Removed from Ground | Diesel | 10000 | Bare Steel | 1996-06-01 | Galvanized Steel | Pressurized
370017 | 3 | [5 empty] | Removed from Ground | Diesel | 10000 | Bare Steel | 1996-06-01 | Galvanized Steel | Pressurized
370017 | 4 | [5 empty] | Removed from Ground | Diesel | 10000 | Bare Steel | 1996-06-01 | Galvanized Steel | Pressurized
370017 | 5 | [5 empty] | Removed from Ground | Gas (Historical Use) | 8000 | Bare Steel | 1996-06-01 | Galvanized Steel | Pressurized
370017 | 6 | [5 empty] | Removed from Ground | Gas (Historical Use) | 8000 | Bare Steel | 1996-06-01 | Galvanized Steel | Pressurized
370019 | 1 | Flapper Valve | 1997-02-07 | yes | 1997-02-07 | no | Currently in Use | E-10 | 10000 | Steel-Impressed Current | 1981-05-06 | Steel (Impressed Current) | Pressurized
370019 | 2 | Flapper Valve | 1997-02-07 | yes | 1997-02-07 | no | Currently in Use | Premium | 10000 | Steel-Impressed Current | 1981-05-06 | Steel (Impressed Current) | Pressurized
370020 | 1 | Flapper Valve | 1997-03-04 | no | 1997-03-04 | no | Currently in Use | E-10 | 10000 | Steel-Impressed Current | 1980-05-06 | Steel (Impressed Current) | Pressurized
370020 | 2 | Flapper Valve | 1997-03-04 | no | 1997-03-04 | no | Currently in Use | Premium | 10000 | Steel-Impressed Current | 1980-05-06 | Steel (Impressed Current) | Pressurized
370021 | 1 | [5 empty] | Removed from Ground | Gas (Historical Use) | 3000 | Bare Steel | 1970-05-11 | Galvanized Steel
370021 | 2 | [5 empty] | Removed from Ground | Gas (Historical Use) | 2000 | Bare Steel | 1970-05-11 | Galvanized Steel
370021 | 3 | [5 empty] | Removed from Ground | Gas (Historical Use) | 1000 | Bare Steel | 1970-05-11 | Galvanized Steel
370023 | 155263 | Ball Float | 1989-10-06 | no | 1989-10-06 | no | Currently in Use | E-10 | 10000 | Galvanic (STIP-3) | 1989-10-06 | Fiberglass Reinforced Plastic | Pressurized
370023 | 155315 | Ball Float | 1989-10-06 | no | 1989-10-06 | no | Currently in Use | Premium | 6000 | Galvanic (STIP-3) | 1989-10-06 | Fiberglass Reinforced Plastic | Pressurized
370023 | 155316 | Ball Float | 1989-10-06 | no | 1989-10-06 | no | Currently in Use | Diesel | 6000 | Galvanic (STIP-3) | 1989-10-06 | Fiberglass Reinforced Plastic | Pressurized
370023 | T1 | [5 empty] | Removed from Ground | Gas (Historical Use) | 6000 | Bare Steel | 1968-05-11 | Galvanized Steel
370023 | T2 | [5 empty] | Removed from Ground | Gas (Historical Use) | 6000 | Bare Steel | 1968-05-11 | Galvanized Steel
370023 | T3A | [5 empty] | Removed from Ground | Gas (Historical Use) | 6000 | Bare Steel | 1968-05-11 | Galvanized Steel
370023 | T3B | [5 empty] | Removed from Ground | Gas (Historical Use) | 6000 | Bare Steel | 1968-05-11 | Galvanized Steel
370023 | T4 | [5 empty] | Removed from Ground | Diesel | 550 | Bare Steel | 1968-05-11 | Galvanized Steel
370023 | T5 |  |  | yes |  | yes | Removed from Ground | Used Oil | 550 | Bare Steel | 1968-05-11 | Galvanized Steel
370025 | 1 | Flapper Valve | 1998-12-28 |  | 1998-12-28 |  | Temporarily out of use | Gas (Historical Use) | 4000 | Steel-Impressed Current | 1976-01-01 | Fiberglass Reinforced Plastic | Pressurized
370025 | 2 | Flapper Valve | 1998-12-28 |  | 1998-12-28 |  | Temporarily out of use | Gas (Historical Use) | 4000 | Steel-Impressed Current | 1976-01-01 | Fiberglass Reinforced Plastic | Pressurized
370025 | 3 | Flapper Valve | 1998-12-28 |  | 1998-12-28 |  | Temporarily out of use | Gas (Historical Use) | 4000 | Steel-Impressed Current | 1976-01-01 | Fiberglass Reinforced Plastic | Pressurized
370025 | 4 | Flapper Valve | 1998-12-28 |  | 1998-12-28 |  | Temporarily out of use | Gas (Historical Use) | 4000 | Steel-Impressed Current | 1976-01-01 | Fiberglass Reinforced Plastic | Pressurized
370025 | 5 | Flapper Valve | 1990-07-25 |  | 1990-07-25 |  | Temporarily out of use | Diesel | 2000 | Galvanic (STIP-3) | 1990-07-25 | Fiberglass Reinforced Plastic | Pressurized
370026 | 1 | [5 empty] | Removed from Ground | Gas (Historical Use) | 2000 | Bare Steel | 1976-05-10 | Galvanized Steel | Safe Suction (Euro)
370026 | 2 | [5 empty] | Removed from Ground | Gas (Historical Use) | 2000 | Bare Steel | 1976-05-10 | Galvanized Steel | Safe Suction (Euro)
370027 | 1 | [5 empty] | Removed from Ground | Gas (Historical Use) | 4000 | Bare Steel | 1968-05-12 | Galvanized Steel | Suction (American)
370027 | 2 | [5 empty] | Removed from Ground | Gas (Historical Use) | 5000 | Bare Steel | 1968-05-12 | Galvanized Steel | Suction (American)
370027 | 3 | [5 empty] | Removed from Ground | Diesel | 6000 | Bare Steel | 1968-05-12 | Galvanized Steel | Safe Suction (Euro)
370027 | 4 |  |  | yes |  | yes | Removed from Ground | Used Oil | 6000 | Bare Steel | 1968-05-12 | Galvanized Steel | Safe Suction (Euro)
370027 | 5 | [5 empty] | Removed from Ground | Gas (Historical Use) | 6000 | Bare Steel | 1968-05-12 | Galvanized Steel | Safe Suction (Euro)
370027 | 6 | [5 empty] | Removed from Ground | Gas (Historical Use) | 5000 | Bare Steel | 1974-05-11 | Galvanized Steel | Suction (American)
370027 | 7 | [5 empty] | Removed from Ground | Kerosene | 4000 | Bare Steel | 1975-05-11 | Galvanized Steel | Suction (American)
370030 | 1 | [5 empty] | Removed from Ground | Diesel | 10000 | Bare Steel | 1998-03-20 | Galvanized Steel
370030 | 2 | [5 empty] | Removed from Ground | Gas (Historical Use) | 1000 | Bare Steel | 1998-03-20 | Galvanized Steel
370030 | 3 | [5 empty] | Removed from Ground | Gas (Historical Use) | 1000 | Bare Steel | 1998-03-20 | Galvanized Steel
370030 | 4 |  |  | yes |  | yes | Removed from Ground | Used Oil | 1000 | Bare Steel | 1998-03-20 | Galvanized Steel
370032 | 1 | [5 empty] | Permanently Out of Use - historical purposes | Other | 250 | Bare Steel | 1982-01-17 | Galvanized Steel
370034 | PLUS | [5 empty] | Removed from Ground | Gas (Historical Use) | 4000 | Cathodically Protected Steel | 1986-10-17 | Galvanized Steel | Safe Suction (Euro)
370034 | REG-UL | [5 empty] | Removed from Ground | Gas (Historical Use) | 6000 | Cathodically Protected Steel | 1986-10-17 | Galvanized Steel | Safe Suction (Euro)
370034 | SUPER1 | [5 empty] | Removed from Ground | Gas (Historical Use) | 3000 | Cathodically Protected Steel | 1986-10-17 | Galvanized Steel | Safe Suction (Euro)
370034 | SUPER2 | [5 empty] | Removed from Ground | Gas (Historical Use) | 3000 | Cathodically Protected Steel | 1986-10-17 | Galvanized Steel | Safe Suction (Euro)
370036 | 1 | Flapper Valve | 1995-03-01 |  | 1995-03-01 |  | Removed from Ground | Gas (Historical Use) | 12000 | Fiberglass | 1987-01-02 | Fiberglass Reinforced Plastic | Pressurized
370036 | 2 | Flapper Valve | 1995-03-01 |  | 1995-03-01 |  | Removed from Ground | Gas (Historical Use) | 10000 | Fiberglass | 1987-01-02 | Fiberglass Reinforced Plastic | Pressurized
370036 | 3 | Flapper Valve | 1995-03-01 |  | 1995-03-01 |  | Removed from Ground | Gas (Historical Use) | 10000 | Fiberglass | 1987-01-02 | Fiberglass Reinforced Plastic | Pressurized
370036 | 4 | Flapper Valve | 1995-03-01 |  | 1995-03-01 |  | Removed from Ground | Gas (Historical Use) | 8000 | Fiberglass | 1987-01-01 | Fiberglass Reinforced Plastic | Pressurized
370036 | A | [5 empty] | Removed from Ground | Diesel | 0 | Not Marked/Unknown | 1986-01-01 | Not Marked
370036 | B | [5 empty] | Removed from Ground | Diesel | 0 | Not Marked/Unknown | 1986-01-01 | Not Marked
370036 | C | [5 empty] | Removed from Ground | Gas (Historical Use) | 0 | Not Marked/Unknown | 1986-01-01 | Not Marked
370036 | D | [5 empty] | Removed from Ground | Gas (Historical Use) | 0 | Not Marked/Unknown | 1986-01-01 | Not Marked
370037 | 1 | [5 empty] | Removed from Ground | Diesel | 4000 | Bare Steel | 1980-05-17 | Galvanized Steel
370037 | 2 | [5 empty] | Removed from Ground | Diesel | 4000 | Bare Steel | 1980-05-17 | Galvanized Steel
370037 | 3 | [5 empty] | Removed from Ground | Gas (Historical Use) | 6000 | Bare Steel | 1980-05-17 | Galvanized Steel | Pressurized
370037 | 4 | [5 empty] | Removed from Ground | Gas (Historical Use) | 6000 | Bare Steel | 1978-05-18 | Galvanized Steel | Pressurized
370037 | 5 | [5 empty] | Removed from Ground | Gas (Historical Use) | 6000 | Bare Steel | 1980-05-17 | Galvanized Steel | Pressurized
370037 | 6 | [5 empty] | Removed from Ground | Gas (Historical Use) | 2000 | Bare Steel | 1961-05-22 | Galvanized Steel | Safe Suction (Euro)
370037 | 7 | [5 empty] | Removed from Ground | Gas (Historical Use) | 2000 | Bare Steel | 1961-05-22 | Galvanized Steel | Safe Suction (Euro)
370037 | 8 |  |  | yes |  | yes | Removed from Ground | Used Oil | 280 | Bare Steel | 1961-01-01 | Galvanized Steel | Gravity Fed
370038 | 1 | Flapper Valve | 1998-12-07 | no | 1998-12-07 | no | Currently in Use | Regular | 3000 | Steel-Impressed Current | 1966-05-18 | Steel (Impressed Current) | Safe Suction (Euro)
370038 | 2 | Flapper Valve | 1998-12-07 | no | 1998-12-07 | no | Currently in Use | Regular | 3000 | Steel-Impressed Current | 1966-05-18 | Steel (Impressed Current) | Safe Suction (Euro)
370038 | 3 | Flapper Valve | 1998-12-07 | no | 1998-12-07 | no | Currently in Use | Plus | 3000 | Steel-Impressed Current | 1966-05-18 | Steel (Impressed Current) | Safe Suction (Euro)
370038 | 4 |  | 1998-12-07 | no | 1998-12-07 | no | Currently in Use | Premium | 4000 | Steel-Impressed Current | 1966-05-18 | Steel (Impressed Current) | Safe Suction (Euro)
370040 | 1 | Flapper Valve | 1995-10-01 | no | 1995-10-01 | no | Currently in Use | E-10 | 8000 | Steel-Impressed Current | 1986-07-25 | Steel (Impressed Current) | Pressurized
370040 | 2 | Flapper Valve | 1995-10-01 | no | 1995-10-01 | no | Currently in Use | Plus | 8000 | Steel-Impressed Current | 1986-07-25 | Steel (Impressed Current) | Pressurized
370040 | 3 | Flapper Valve | 1995-10-01 | no | 1995-10-01 | no | Currently in Use | Premium | 8000 | Steel-Impressed Current | 1986-07-25 | Steel (Impressed Current) | Pressurized
370040 | 4 | Flapper Valve | 1995-10-01 | no | 1995-10-01 | no | Currently in Use | Diesel | 8000 | Steel-Impressed Current | 1979-05-15 | Steel (Impressed Current) | Safe Suction (Euro)
370040 | 5 | Flapper Valve | 1995-10-01 | no | 1995-10-01 | no | Currently in Use | Diesel | 8000 | Steel-Impressed Current | 1979-05-15 | Steel (Impressed Current) | Safe Suction (Euro)
370041 | 1 | [5 empty] | Removed from Ground | Gas (Historical Use) | 4000 | Bare Steel | 1973-05-16 | Galvanized Steel | Safe Suction (Euro)
370041 | 2 | [5 empty] | Removed from Ground | Gas (Historical Use) | 4000 | Bare Steel | 1973-05-16 | Galvanized Steel | Safe Suction (Euro)
370041 | 3 | [5 empty] | Removed from Ground | Gas (Historical Use) | 4000 | Bare Steel | 1973-05-16 | Galvanized Steel | Safe Suction (Euro)
370041 | 4 | [5 empty] | Removed from Ground | Gas (Historical Use) | 4000 | Bare Steel | 1973-05-16 | Galvanized Steel | Safe Suction (Euro)
370042 | 1 | [5 empty] | Currently in Use | Diesel | 4000 | Cathodically Protected Steel | 1976-01-04 | Galvanized Steel
370042 | 2 | [5 empty] | Currently in Use | Kerosene | 4000 | Cathodically Protected Steel | 1976-01-04 | Galvanized Steel
370042 | 3 | [5 empty] | Currently in Use | Kerosene | 4000 | Cathodically Protected Steel | 1976-01-04 | Galvanized Steel
370042 | 4 | [5 empty] | Currently in Use | Kerosene | 4000 | Cathodically Protected Steel | 1976-01-04 | Galvanized Steel
370043 | 1 | Flapper Valve | 1992-12-01 | no | 1992-12-01 | no | Temporarily out of use | Gas (Historical Use) | 6000 | Composite | 1982-05-09 | Double-Walled Flex | Pressurized
370043 | 2 | Flapper Valve | 1992-12-01 | no | 1992-12-01 | no | Currently in Use | Diesel | 8000 | Composite | 1982-05-09 | Double-Walled Flex | Pressurized
370043 | 3 | Flapper Valve | 1992-12-01 | no | 1992-12-01 | no | Currently in Use | E-10 | 10000 | Composite | 1982-05-09 | Double-Walled Flex | Pressurized
370043 | 4 | Ball Float | 1998-02-01 | no | 1998-02-01 | no | Currently in Use | Diesel | 3000 | Composite | 1998-02-01 | Double-Walled Flex | Pressurized
372000 | 1 | [5 empty] | Removed from Ground | Gas (Historical Use) | 8000 | Bare Steel | 1981-05-03 | Galvanized Steel | Safe Suction (Euro)
372000 | 2 | [5 empty] | Removed from Ground | Gas (Historical Use) | 8000 | Bare Steel | 1981-05-03 | Galvanized Steel | Safe Suction (Euro)
372000 | 3 | Ball Float | 1995-03-15 | no | 1995-03-15 | no | Currently in Use | E-10 | 8000 | Galvanic (STIP-3) | 1995-03-15 |  | Pressurized
372000 | 4 | Ball Float | 1995-03-15 | no | 1995-03-15 | no | Currently in Use | Premium | 8000 | Galvanic (STIP-3) | 1995-03-15 |  | Pressurized
372000 | 5 |  | 1995-03-15 |  | 1995-03-15 |  | Closed in Ground | Gas (Historical Use) | 8000 | Galvanic (STIP-3) | 1995-03-15 | Double Walled | Pressurized
380001 | 1 | [5 empty] | Removed from Ground | Gas (Historical Use) | 500 | Bare Steel | 1994-06-18 | Galvanized Steel | Safe Suction (Euro)
380002 | 1 | [5 empty] | Removed from Ground | Gas (Historical Use) | 20000 | Bare Steel | 1977-02-28 | Galvanized Steel | Suction (American)
380002 | 2 | [5 empty] | Removed from Ground | Diesel | 20000 | Bare Steel | 1977-02-28 | Galvanized Steel | Suction (American)
380002 | 3 | [5 empty] | Removed from Ground | Gas (Historical Use) | 10000 | Bare Steel | 1978-02-28 | Galvanized Steel | Suction (American)
380002 | 4 | Ball Float | 1996-04-24 | no | 1996-04-24 | no | Currently in Use | Premium | 20000 | Fiberglass | 1996-04-24 | Fiberglass Reinforced Plastic | Pressurized
380002 | 5 | Ball Float | 1996-04-24 | no | 1996-04-26 | no | Currently in Use | Diesel | 20000 | Fiberglass | 1996-04-24 | Fiberglass Reinforced Plastic | Pressurized
380003 | 1 | [5 empty] | Removed from Ground | Gas (Historical Use) | 6610 | Not Marked/Unknown | 1976-03-07 | Not Marked
380003 | 2 | [5 empty] | Removed from Ground | Gas (Historical Use) | 600 | Bare Steel | 1971-03-09 | Not Marked
380003 | 3 | [5 empty] | Removed from Ground | Gas (Historical Use) | 500 | Not Marked/Unknown | 1976-03-07 | Not Marked
380003 | DIESEL#2 |  | 1987-02-14 |  | 1996-10-16 |  | Removed from Ground | Diesel | 6000 | Cathodically Protected Steel | 1988-11-07 | Galvanized Steel | Pressurized
380003 | GAS#1 |  | 1987-11-03 |  | 1996-10-16 |  | Removed from Ground | Gas (Historical Use) | 10000 | Cathodically Protected Steel | 1987-11-03 | Galvanized Steel | Pressurized
380004 | 1 |  | 1997-10-15 | no | 1997-10-15 | no | Removed from Ground |  | 8000 | Steel-Impressed Current | 1982-02-06 |  | Pressurized
380004 | 2 | Ball Float | 1997-10-15 | no | 1997-10-15 | no | Currently in Use | Premium | 8000 | Steel-Impressed Current | 1982-02-06 | Double-Walled Flex | Pressurized
380004 | 3 | Ball Float | 1997-10-15 | no | 1997-10-15 | no | Currently in Use | Diesel | 8000 | Steel-Impressed Current | 1982-02-06 | Double-Walled Flex | Pressurized
380004 | 4 | Ball Float | 2012-03-21 | no | 2012-03-21 | no | Currently in Use | Regular | 10000 | Composite Double Walled | 2012-03-21 | Double-Walled Flex | Pressurized
380005 | 1 | [5 empty] | Removed from Ground | Gas (Historical Use) | 3000 | Bare Steel | 1969-03-10 | Unknown
380006 | 1 | [5 empty] | Removed from Ground | Gas (Historical Use) | 3000 | Bare Steel | 1969-02-22 | Bare Steel
380006 | 2 | [5 empty] | Removed from Ground | Gas (Historical Use) | 3000 | Bare Steel | 1969-02-22 | Bare Steel
380006 | 3 | [5 empty] | Removed from Ground | Gas (Historical Use) | 1000 | Bare Steel | 1978-02-20 | Bare Steel
380006 | 4 | [5 empty] | Removed from Ground | Diesel | 550 | Not Marked/Unknown | 1996-05-01 | Not Marked
380008 | 1 | [5 empty] | Currently in Use | Diesel | 50000 | Bare Steel | 1961-03-05 | Unknown
380008 | 2 | [5 empty] | Currently in Use | Diesel | 100000 | Bare Steel | 1967-03-04 | Unknown
380008 | 3 | [5 empty] | Currently in Use | Diesel | 1000 | Bare Steel | 1961-01-01 | Bare Steel
380010 | 1 | [5 empty] | Removed from Ground | Diesel | 20000 | Bare Steel | 1977-01-09 | Galvanized Steel | Suction (American)
380010 | 2 | [5 empty] | Removed from Ground | Gas (Historical Use) | 5000 | Bare Steel | 1977-01-09 | Galvanized Steel | Suction (American)
380010 | 3 | [5 empty] | Removed from Ground | Gas (Historical Use) | 5000 | Bare Steel | 1977-01-09 | Galvanized Steel | Suction (American)
380010 | 4 | [5 empty] | Removed from Ground | Diesel | 20000 | Bare Steel | 1977-01-09 | Galvanized Steel | Suction (American)
380010 | 5 |  |  | yes |  | yes | Removed from Ground | Used Oil | 500 | Bare Steel | 1977-01-09 | Galvanized Steel
380010 | 6 | [5 empty] | Removed from Ground | Diesel | 5000 | Bare Steel | 1971-01-11 | Galvanized Steel
380010 | 7 | [5 empty] | Removed from Ground | Gas (Historical Use) | 1000 | Bare Steel | 1971-01-11 | Galvanized Steel
380010 | 8 | [5 empty] | Removed from Ground | Gas (Historical Use) | 1000 | Bare Steel | 1971-01-11 | Galvanized Steel
380010 | 9 | Ball Float | 1994-10-28 |  | 1994-10-28 |  | Temporarily out of use | Diesel | 10000 | Galvanic (STIP-3) | 1994-10-28 | Double-Walled Fiberglass | Pressurized
380012 | 1 | [5 empty] | Currently in Use | Gas (Historical Use) | 10673 | Bare Steel | 1964-01-20 | Galvanized Steel
380012 | 2 | [5 empty] | Currently in Use | Gas (Historical Use) | 15177 | Bare Steel | 1964-01-20 | Galvanized Steel
380012 | 3 | [5 empty] | Currently in Use | Gas (Historical Use) | 15177 | Bare Steel | 1964-01-20 | Galvanized Steel
380014 | 1 | [5 empty] | Permanently Out of Use - historical purposes | Empty | 560 | Bare Steel | 1961-02-24 | Unknown
380014 | 2 | [5 empty] | Permanently Out of Use - historical purposes | Empty | 280 | Bare Steel | 1961-02-24 | Unknown
380015 | 1 | [5 empty] | Permanently Out of Use - historical purposes | Gas (Historical Use) | 3000 | Bare Steel | 1951-02-27 | Galvanized Steel
380015 | 2 | [5 empty] | Permanently Out of Use - historical purposes | Gas (Historical Use) | 3000 | Bare Steel | 1951-02-27 | Galvanized Steel
380015 | 3 | [5 empty] | Permanently Out of Use - historical purposes | Gas (Historical Use) | 6000 | Bare Steel | 1976-02-21 | Galvanized Steel
380015 | 4 | [5 empty] | Permanently Out of Use - historical purposes | Diesel | 1000 | Bare Steel | 1966-02-23 | Galvanized Steel
380015 | 5 | [5 empty] | Permanently Out of Use - historical purposes | Kerosene | 250 | Bare Steel | 1951-02-27 | Galvanized Steel
380015 | 6 | Ball Float | 1995-10-01 | no | 1995-10-01 | no | Currently in Use | Regular | 10000 | Epoxy | 1995-10-01 |  | Pressurized
380015 | 7 | Ball Float | 1995-10-01 | no | 1995-10-01 | no | Currently in Use | Premium | 8000 | Epoxy | 1995-10-01 |  | Pressurized
380015 | 8 | Ball Float | 1995-10-01 | no | 1995-10-01 | no | Currently in Use | Diesel | 6000 | Epoxy | 1995-10-01 |  | Pressurized
380016 | 1 | [5 empty] | Removed from Ground | Gas (Historical Use) | 560 | Bare Steel | 1999-02-24 | Galvanized Steel | Suction (American)
380016 | 2 | [5 empty] | Removed from Ground | Gas (Historical Use) | 560 | Bare Steel | 1999-02-24 | Galvanized Steel | Suction (American)
380018 | 1 | [5 empty] | Removed from Ground | Diesel | 10000 | Bare Steel | 1978-03-13 | Galvanized Steel
380018 | 2 | [5 empty] | Removed from Ground | Diesel | 10000 | Bare Steel | 1978-03-13 | Galvanized Steel
380018 | 3 | [5 empty] | Removed from Ground | Gas (Historical Use) | 550 | Bare Steel | 1978-03-13 | Galvanized Steel
380018 | 4 | [5 empty] | Removed from Ground | Gas (Historical Use) | 2000 | Bare Steel | 1979-03-13 | Galvanized Steel
380018 | 5 | [5 empty] | Closed in Ground | Hazardous Substance | 1500 | Concrete | 1983-03-12 | Not Marked
380019 | 1 | [5 empty] | Removed from Ground | Gas (Historical Use) | 550 | Bare Steel | 1986-03-07 | Bare Steel | Safe Suction (Euro)
380019 | 2 | [5 empty] | Removed from Ground | Gas (Historical Use) | 580 | Bare Steel | 1986-03-07 | Bare Steel | Safe Suction (Euro)
380020 | 1 | [5 empty] | Removed from Ground | Gas (Historical Use) | 15000 | Bare Steel | 1974-03-17 | Galvanized Steel
380020 | 2 | [5 empty] | Removed from Ground | Gas (Historical Use) | 15000 | Bare Steel | 1974-03-17 | Galvanized Steel
380020 | 3 | [5 empty] | Removed from Ground | Gas (Historical Use) | 15000 | Bare Steel | 1974-03-17 | Galvanized Steel
380020 | 4 | [5 empty] | Removed from Ground | Diesel | 12000 | Bare Steel | 1974-03-17 | Galvanized Steel
380020 | 5 | [5 empty] | Removed from Ground | Diesel | 12000 | Bare Steel | 1974-03-17 | Galvanized Steel
380020 | 6 | [5 empty] | Removed from Ground | Other | 12000 | Bare Steel | 1974-03-17 | Galvanized Steel
380020 | 7 |  |  | yes |  | yes | Removed from Ground | Used Oil | 0 | Bare Steel | 1974-03-17 | Galvanized Steel
380021 | 1 | [5 empty] | Removed from Ground | Diesel | 500 | Bare Steel | 1976-03-09 | Galvanized Steel
380021 | 2 | [5 empty] | Removed from Ground | Gas (Historical Use) | 10000 | Bare Steel | 1976-03-09 | Galvanized Steel
380021 | 3 | [5 empty] | Removed from Ground | Gas (Historical Use) | 10000 | Bare Steel | 1976-03-09 | Galvanized Steel
380021 | 4 | [5 empty] | Removed from Ground | Diesel | 1000 | Bare Steel | 1976-03-09 | Galvanized Steel
380021 | 5 | [5 empty] | Removed from Ground | Gas (Historical Use) | 10000 | Bare Steel | 1976-03-09 | Galvanized Steel
380022 | 1 | [5 empty] | Removed from Ground | Gas (Historical Use) | 10000 | Bare Steel | 1982-03-18 | Galvanized Steel | Suction (American)
380022 | 2 | [5 empty] | Removed from Ground | Diesel | 4000 | Bare Steel | 1982-03-18 | Galvanized Steel | Suction (American)
380022 | 3 | [5 empty] | Removed from Ground | Diesel | 4000 | Bare Steel | 1983-03-18 | Galvanized Steel | Suction (American)
380022 | 4 | Overfill Alarm | 1999-06-01 |  | 1999-06-01 |  | Currently in Use | Gas (Historical Use) | 10000 | Fiberglass Double Walled | 1999-06-01 | Flex | Pressurized
380022 | 5 | Overfill Alarm | 1999-06-01 |  | 1999-06-01 |  | Currently in Use | Diesel | 6000 | Fiberglass Double Walled | 1999-06-01 | Flex | Pressurized
380022 | 6 | Overfill Alarm | 1999-06-01 |  | 1999-06-01 |  | Removed from Ground | Diesel | 6000 | Fiberglass Double Walled | 1999-06-01 | Flex | Pressurized
380023 | 1 | [5 empty] | Removed from Ground | Diesel | 0 | Bare Steel | 1984-03-17 | Galvanized Steel
380023 | 2 | [5 empty] | Removed from Ground | Diesel | 0 | Bare Steel | 1984-03-17 | Galvanized Steel
380023 | 3 | [5 empty] | Removed from Ground | Diesel | 0 | Bare Steel | 1983-06-01 | Galvanized Steel
380024 | 1 | [5 empty] | Removed from Ground | Gas (Historical Use) | 8000 | Bare Steel | 1978-03-22 | Galvanized Steel
380024 | 2 | [5 empty] | Removed from Ground | Gas (Historical Use) | 8000 | Bare Steel | 1978-03-22 | Galvanized Steel
380024 | 3 | [5 empty] | Removed from Ground | Gas (Historical Use) | 8000 | Bare Steel | 1978-03-22 | Galvanized Steel
380024 | 4 | Ball Float | 1990-01-01 |  | 1990-01-01 |  | Removed from Ground | Gas (Historical Use) | 10000 | Cathodically Protected Steel | 1990-01-01 | Steel (Impressed Current) | Pressurized
380024 | 5 | Ball Float | 1990-01-01 |  | 1990-01-01 |  | Removed from Ground | Gas (Historical Use) | 10000 | Cathodically Protected Steel | 1990-01-01 | Steel (Impressed Current) | Pressurized
380024 | 6 | Ball Float | 1990-01-01 |  | 1990-01-01 |  | Removed from Ground | Gas (Historical Use) | 10000 | Cathodically Protected Steel | 1990-01-01 | Steel (Impressed Current) | Pressurized
380025 | 1 |  | 1998-01-01 |  | 1998-01-01 |  | Removed from Ground | Gas (Historical Use) | 5000 | Cathodically Protected Steel | 1970-03-24 | Cathodically Protected | Suction (American)
380025 | 2 |  | 1998-01-01 |  | 1998-01-01 |  | Removed from Ground | Gas (Historical Use) | 5000 | Cathodically Protected Steel | 1970-03-24 | Cathodically Protected | Suction (American)
380026 | 1 |  | 1998-01-01 |  | 1998-01-01 |  | Currently in Use | Gas (Historical Use) | 6000 | Cathodically Protected Steel | 1983-03-21 | Cathodically Protected | Safe Suction (Euro)
380026 | 2 |  | 1998-01-01 |  | 1998-01-01 |  | Currently in Use | Gas (Historical Use) | 6000 | Cathodically Protected Steel | 1983-03-21 | Cathodically Protected | Safe Suction (Euro)
380026 | 3 |  | 1998-01-01 |  | 1998-01-01 |  | Currently in Use | Diesel | 6000 | Cathodically Protected Steel | 1983-03-21 | Cathodically Protected | Safe Suction (Euro)
380027 | 1 | [5 empty] | Removed from Ground | Other | 2000 | Bare Steel | 1982-03-21 | Galvanized Steel | Safe Suction (Euro)
380027 | 2 | [5 empty] | Removed from Ground | Other | 2000 | Bare Steel | 1985-03-20 | Galvanized Steel | Safe Suction (Euro)
380027 | 3 | [5 empty] | Removed from Ground | Other | 2000 | Bare Steel | 1985-03-20 | Galvanized Steel | Pressurized
380028 | 1 | [5 empty] | Removed from Ground | Other | 560 | Bare Steel | 1974-03-23 | Galvanized Steel | Safe Suction (Euro)
380028 | 2 | [5 empty] | Removed from Ground | Other | 560 | Bare Steel | 1974-03-23 | Galvanized Steel | Safe Suction (Euro)
380029 | 1 | [5 empty] | Removed from Ground | Gas (Historical Use) | 5000 | Bare Steel | 1978-03-22 | Galvanized Steel
380029 | 2 | [5 empty] | Removed from Ground | Gas (Historical Use) | 5000 | Bare Steel | 1978-03-22 | Galvanized Steel
380029 | 3 | [5 empty] | Removed from Ground | Gas (Historical Use) | 5000 | Bare Steel | 1978-03-22 | Galvanized Steel
380030 | 1 | [5 empty] | Removed from Ground | Empty | 4000 | Bare Steel | 1956-03-27 | Galvanized Steel
380030 | 2 | [5 empty] | Removed from Ground | Empty | 4000 | Bare Steel | 1956-03-27 | Galvanized Steel
380030 | 3 | [5 empty] | Removed from Ground | Empty | 1000 | Bare Steel | 1956-03-27 | Galvanized Steel
380032 | 1 | [5 empty] | Removed from Ground | Empty | 4000 | Bare Steel | 1966-03-25 | Galvanized Steel
380032 | 2 | [5 empty] | Removed from Ground | Empty | 4000 | Bare Steel | 1966-03-25 | Galvanized Steel
380033 | 1 | [5 empty] | Removed from Ground | Gas (Historical Use) | 1000 | Bare Steel | 1961-03-26 | Galvanized Steel
380033 | 2 | [5 empty] | Removed from Ground | Diesel | 10000 | Bare Steel | 1961-03-26 | Galvanized Steel
380033 | 3 | [5 empty] | Removed from Ground | Diesel | 1000 | Bare Steel | 1978-01-01 | Galvanized Steel
380034 | 1 | [5 empty] | Removed from Ground | Gas (Historical Use) | 560 | Bare Steel | 1956-03-27 | Galvanized Steel
380034 | 2 | [5 empty] | Removed from Ground | Gas (Historical Use) | 560 | Bare Steel | 1956-03-27 | Galvanized Steel
380035 | 1 |  | 1998-01-01 |  | 1998-01-01 |  | Removed from Ground | Gas (Historical Use) | 2000 | Cathodically Protected Steel | 1976-03-22 | Cathodically Protected | Suction (American)
380035 | 2 |  | 1998-01-01 |  | 1998-01-01 |  | Removed from Ground | Gas (Historical Use) | 2000 | Cathodically Protected Steel | 1976-03-22 | Cathodically Protected | Suction (American)
380035 | 3 |  | 1998-01-01 |  | 1998-01-01 |  | Removed from Ground | Diesel | 2000 | Cathodically Protected Steel | 1976-03-22 | Cathodically Protected | Suction (American)
380037 | 1 | [5 empty] | Removed from Ground | Diesel | 8000 | Bare Steel | 1984-03-20 | Galvanized Steel
380038 | 1 | [5 empty] | Removed from Ground | Gas (Historical Use) | 1000 | Bare Steel | 1983-03-21 | Galvanized Steel
380038 | 2 | [5 empty] | Removed from Ground | Diesel | 1000 | Bare Steel | 1983-03-21 | Galvanized Steel
380040 | 1 | Ball Float | 1997-11-01 |  | 1997-11-01 |  | Removed from Ground | Gas (Historical Use) | 8000 | Cathodically Protected Steel | 1978-03-22 | Fiberglass Reinforced Plastic | Pressurized
380040 | 2 | Ball Float | 1997-11-01 |  | 1997-11-01 |  | Removed from Ground | Gas (Historical Use) | 8000 | Cathodically Protected Steel | 1978-03-22 | Fiberglass Reinforced Plastic | Pressurized
380040 | 3 | Ball Float | 1997-11-01 |  | 1997-11-01 |  | Removed from Ground | Diesel | 6000 | Cathodically Protected Steel | 1978-03-22 | Fiberglass Reinforced Plastic | Pressurized
380040 | 4 | Ball Float | 2010-09-10 | no | 2010-09-01 | no | Currently in Use | Regular | 10000 | Composite Double Walled | 2010-09-01 | Fiberglass Reinforced Plastic | Pressurized
380040 | 5A | Ball Float | 2010-09-01 | no | 2010-09-01 | no | Currently in Use | Premium | 6000 | Composite Double Walled | 2010-09-01 | Fiberglass Reinforced Plastic | Pressurized
380040 | 5B | Ball Float | 2010-09-01 | no | 2010-09-01 | no | Currently in Use | Diesel | 4000 | Composite Double Walled | 2010-09-01 | Fiberglass Reinforced Plastic | Pressurized
380041 | 1 |  | 1997-11-01 |  | 1997-11-01 |  | Removed from Ground | Gas (Historical Use) | 6000 | Cathodically Protected Steel | 1966-03-25 | Cathodically Protected | Pressurized
380041 | 2 |  | 1997-11-01 |  | 1997-11-01 |  | Removed from Ground | Gas (Historical Use) | 6000 | Cathodically Protected Steel | 1966-03-25 | Cathodically Protected | Pressurized
380041 | 3 |  | 1997-11-01 |  | 1997-11-01 |  | Removed from Ground | Gas (Historical Use) | 6000 | Cathodically Protected Steel | 1966-03-25 | Cathodically Protected | Pressurized
380041 | 4 |  | 1997-11-01 |  | 1997-11-01 |  | Removed from Ground | Diesel | 3000 | Cathodically Protected Steel | 1966-03-25 | Cathodically Protected | Pressurized
380042 | 1 |  | 1998-09-01 |  | 1998-09-01 |  | Removed from Ground | Kerosene | 4000 | Steel-Impressed Current | 1954-03-28 | Cathodically Protected | Pressurized
380042 | 2 |  | 1998-09-01 |  | 1998-09-01 |  | Removed from Ground | Kerosene | 4000 | Steel-Impressed Current | 1954-03-28 | Cathodically Protected | Pressurized
380042 | 3 |  | 1998-09-01 |  | 1998-09-01 |  | Removed from Ground | Other | 4000 | Steel-Impressed Current | 1954-03-28 | Cathodically Protected | Pressurized
380042 | 4 |  | 1998-09-01 |  | 1998-09-01 |  | Removed from Ground | Other | 4000 | Steel-Impressed Current | 1954-03-28 | Cathodically Protected | Pressurized
380042 | 5 |  | 1998-09-01 |  | 1998-09-01 |  | Currently in Use | Diesel | 20000 | Steel-Impressed Current | 1980-03-22 | Cathodically Protected | Pressurized
380042 | 6 |  | 1998-12-01 |  | 1998-12-01 |  | Removed from Ground | Gas (Historical Use) | 1000 | Steel-Impressed Current | 1954-02-22 | Cathodically Protected | Suction (American)
380043 | 1 | [5 empty] | Removed from Ground | Diesel | 5000 | Bare Steel | 1971-03-24 | Galvanized Steel
380043 | 2 | [5 empty] | Removed from Ground | Diesel | 1000 | Bare Steel | 1971-03-24 | Galvanized Steel
380043 | 3 | [5 empty] | Removed from Ground | Gas (Historical Use) | 1000 | Bare Steel | 1971-03-24 | Galvanized Steel
380043 | 4 | [5 empty] | Removed from Ground | Diesel | 10000 | Bare Steel | 1974-04-03 | Galvanized Steel
380044 | 1 | Flapper Valve | 1999-02-15 | no | 1999-02-15 | no | Temporarily out of use | Gas (Historical Use) | 1000 | Steel-Impressed Current | 1976-03-22 | Steel (Impressed Current) | Safe Suction (Euro)
380044 | 2 | Flapper Valve | 1999-02-15 | no | 1999-02-15 | no | Temporarily out of use | Gas (Historical Use) | 1000 | Steel-Impressed Current | 1976-03-22 | Steel (Impressed Current) | Safe Suction (Euro)
380045 | 1 | [5 empty] | Removed from Ground | Diesel | 0 | Bare Steel | 1986-01-01 | Galvanized Steel
380047 | 1 | [5 empty] | Removed from Ground | Other | 560 | Bare Steel | 1972-03-23 | Galvanized Steel | Suction (American)
380047 | 2 | [5 empty] | Removed from Ground | Other | 560 | Bare Steel | 1972-03-23 | Galvanized Steel | Suction (American)
380047 | 3 | [5 empty] | Removed from Ground | Gas (Historical Use) | 1000 | Bare Steel | 1999-10-19 | Galvanized Steel | Suction (American)
380050 | 1 |  | 1998-10-01 |  | 1998-10-01 |  | Removed from Ground | Gas (Historical Use) | 4000 | Cathodically Protected Steel | 1967-03-25 | Cathodically Protected | Suction (American)
380050 | 2 |  | 1998-10-01 |  | 1998-10-01 |  | Removed from Ground | Gas (Historical Use) | 4000 | Cathodically Protected Steel | 1967-03-25 | Cathodically Protected | Suction (American)
380050 | 3 |  | 1998-10-01 |  | 1998-10-01 |  | Removed from Ground | Diesel | 4000 | Cathodically Protected Steel | 1967-03-25 | Cathodically Protected | Suction (American)
380050 | 4 |  | 1998-10-01 |  | 1998-10-01 |  | Removed from Ground | Gas (Historical Use) | 4000 | Cathodically Protected Steel | 1967-03-25 | Cathodically Protected | Suction (American)
380050 | 5 |  | 1998-10-01 |  | 1998-10-01 |  | Removed from Ground | Diesel | 4000 | Cathodically Protected Steel | 1967-03-25 | Cathodically Protected | Suction (American)
380051 | 1 | Flapper Valve | 1998-01-01 | no | 1998-01-01 | no | Currently in Use | Regular | 5000 | Steel-Impressed Current | 1982-03-21 | Steel (Impressed Current) | Safe Suction (Euro)
380051 | 2 | Flapper Valve | 1998-01-01 | no | 1998-01-01 | no | Currently in Use | Diesel | 5000 | Steel-Impressed Current | 1982-03-21 | Steel (Impressed Current) | Safe Suction (Euro)
380051 | 3 | Flapper Valve | 1998-01-01 | no | 1998-01-01 | no | Currently in Use | Premium | 5000 | Steel-Impressed Current | 1982-03-21 | Steel (Impressed Current) | Safe Suction (Euro)
380051 | 4 | Flapper Valve | 1998-01-01 | no | 1998-01-01 | no | Temporarily out of use | Diesel | 250 |  | 1982-03-21 | Steel (Impressed Current) | Safe Suction (Euro)
380052 | 1 | [5 empty] | Removed from Ground | Gas (Historical Use) | 6000 | Bare Steel | 1981-03-21 | Galvanized Steel
380052 | 2 | [5 empty] | Removed from Ground | Gas (Historical Use) | 6000 | Bare Steel | 1981-03-21 | Galvanized Steel
380052 | 3 | [5 empty] | Removed from Ground | Gas (Historical Use) | 6000 | Bare Steel | 1981-03-21 | Galvanized Steel
380052 | 4 |  | 1999-04-01 | no | 1999-04-01 | no | Temporarily out of use | Diesel | 1000 |  | 1984-01-01 |  | Safe Suction (Euro)
380052 | 5 |  | 1999-04-01 | no | 1999-04-01 | no | Temporarily out of use | Kerosene | 560 |  | 1981-03-21 |  | Safe Suction (Euro)
380052 | 6 | Ball Float | 1989-01-01 | no | 1989-01-01 | no | Currently in Use | Regular | 8000 | Steel-Impressed Current | 1989-01-01 | Fiberglass Reinforced Plastic | Pressurized
380052 | 7 | Ball Float | 1989-01-01 | no | 1989-01-01 | no | Currently in Use | Premium | 8000 | Steel-Impressed Current | 1989-01-01 | Fiberglass Reinforced Plastic | Pressurized
380052 | 8 | Ball Float | 1989-01-01 | no | 1989-01-01 | no | Currently in Use | Diesel | 8000 | Steel-Impressed Current | 1989-01-01 | Fiberglass Reinforced Plastic | Pressurized
380053 | 1 | [5 empty] | Removed from Ground | Gas (Historical Use) | 6000 | Bare Steel | 1975-03-23 | Galvanized Steel | Pressurized
380053 | 2 | [5 empty] | Removed from Ground | Gas (Historical Use) | 8000 | Bare Steel | 1975-03-23 | Galvanized Steel | Pressurized
380053 | 3 | [5 empty] | Removed from Ground | Empty | 8000 | Bare Steel | 1996-01-01 | Unknown
380053 | 4 | [5 empty] | Removed from Ground | Empty | 1 | Bare Steel | 1996-01-01 | Unknown
380053 | 5 | [5 empty] | Removed from Ground | Diesel | 6000 | Bare Steel | 1971-01-01 | Galvanized Steel | Pressurized
380054 | 1 | [5 empty] | Removed from Ground | Gas (Historical Use) | 5000 | Bare Steel | 1976-03-22 | Galvanized Steel
380054 | 2 | [5 empty] | Removed from Ground | Gas (Historical Use) | 5000 | Bare Steel | 1976-03-22 | Galvanized Steel
380054 | 3 | [5 empty] | Removed from Ground | Gas (Historical Use) | 4000 | Bare Steel | 1976-03-22 | Galvanized Steel
380054 | 4 | [5 empty] | Removed from Ground | Other | 1000 | Not Marked/Unknown | 1987-08-01 | Not Marked
380054 | 5 | [5 empty] | Removed from Ground | Other | 560 | Not Marked/Unknown | 1987-08-01 | Not Marked
380055 | 1 | Ball Float | 1995-03-20 | no | 1995-03-20 | no | Currently in Use | Regular | 7896 | Steel-Impressed Current | 1971-03-24 | Fiberglass Reinforced Plastic | Pressurized
380055 | 2 | Ball Float | 1995-03-20 | no | 1995-03-20 | no | Currently in Use | Premium | 7896 | Steel-Impressed Current | 1971-03-24 | Fiberglass Reinforced Plastic | Pressurized
380055 | 3 | Ball Float | 1995-03-20 | no | 1995-03-20 | no | Currently in Use | Diesel | 4010 | Steel-Impressed Current | 1971-03-24 | Fiberglass Reinforced Plastic | Pressurized
380056 | 1 | [5 empty] | Removed from Ground | Gas (Historical Use) | 1 | Bare Steel | 1953-03-28 | Galvanized Steel | Suction (American)
380056 | 2 | [5 empty] | Removed from Ground | Gas (Historical Use) | 1 | Bare Steel | 1953-03-28 | Galvanized Steel | Suction (American)
380056 | 3 | [5 empty] | Removed from Ground | Gas (Historical Use) | 1 | Bare Steel | 1973-03-23 | Galvanized Steel | Suction (American)
380056 | 4 | [5 empty] | Removed from Ground | Empty | 1 | Bare Steel | 1953-03-28 | Galvanized Steel | Suction (American)
380056 | 5 |  | 1994-10-30 |  | 1994-10-30 |  | Removed from Ground | Gas (Historical Use) | 4000 | Cathodically Protected Steel | 1987-04-21 | Fiberglass Reinforced Plastic | Pressurized
380056 | 6 |  | 1994-10-30 |  | 1994-10-30 |  | Removed from Ground | Gas (Historical Use) | 4000 | Cathodically Protected Steel | 1987-04-21 | Fiberglass Reinforced Plastic | Pressurized
380056 | 7 |  | 1994-10-30 |  | 1994-10-30 |  | Removed from Ground | Gas (Historical Use) | 4000 | Cathodically Protected Steel | 1987-04-21 | Fiberglass Reinforced Plastic | Pressurized
380057 | DUMMY | [5 empty] | Currently in Use | Diesel | 0 | Not Marked/Unknown |  | Not Marked
380058 | 1 | [5 empty] | Removed from Ground | Gas (Historical Use) | 1000 | Bare Steel | 1964-03-25 | Galvanized Steel | Safe Suction (Euro)
380058 | 2 | [5 empty] | Removed from Ground | Gas (Historical Use) | 1000 | Bare Steel | 1964-03-25 | Galvanized Steel | Safe Suction (Euro)
380058 | 3 | [5 empty] | Removed from Ground | Gas (Historical Use) | 1000 | Bare Steel | 1964-03-25 | Galvanized Steel | Safe Suction (Euro)
380059 | 1 | [5 empty] | Currently in Use | Gas (Historical Use) | 0 | Bare Steel | 1968-01-01 | Bare Steel
380059 | 2 | [5 empty] | Currently in Use | Gas (Historical Use) | 0 | Bare Steel | 1968-01-01 | Bare Steel
380059 | 3 | [5 empty] | Currently in Use | Gas (Historical Use) | 0 | Bare Steel | 1968-01-01 | Bare Steel
380060 | 1 | [5 empty] | Currently in Use | Gas (Historical Use) | 500 | Bare Steel |  | Bare Steel
380062 | 1 | [5 empty] | Removed from Ground | Kerosene | 10000 | Bare Steel | 1961-04-21 | Unknown
380063 | 1 | [5 empty] | Removed from Ground | Gas (Historical Use) | 12000 | Bare Steel | 1983-04-22 | Galvanized Steel
380063 | 2 | [5 empty] | Removed from Ground | Diesel | 2005 | Bare Steel | 1972-04-24 | Galvanized Steel
380064 | 1 | [5 empty] | Removed from Ground | Diesel | 4000 | Bare Steel | 1976-04-23 | Unknown
380064 | 2 | [5 empty] | Removed from Ground | Gas (Historical Use) | 2000 | Bare Steel | 1976-04-23 | Unknown
380064 | 3 | [5 empty] | Removed from Ground | Gas (Historical Use) | 2000 | Bare Steel | 1976-04-23 | Unknown
380064 | 4 | [5 empty] | Removed from Ground | Gas (Historical Use) | 2000 | Bare Steel | 1976-04-23 | Unknown
380064 | 5 | [5 empty] | Removed from Ground | Kerosene | 1000 | Bare Steel | 1976-04-23 | Unknown
380064 | 6 |  |  | yes |  | yes | Removed from Ground | Used Oil | 500 | Not Marked/Unknown | 1992-01-04 | Not Marked
380064 | 7 |  |  | yes |  | yes | Removed from Ground | Used Oil | 500 | Not Marked/Unknown | 1992-01-04 | Not Marked
380066 | 1 | [5 empty] | Removed from Ground | Other | 6000 | Bare Steel | 1968-04-22 | Galvanized Steel
380066 | 2 | [5 empty] | Removed from Ground | Other | 1500 | Bare Steel | 1968-04-22 | Galvanized Steel
380067 | 1 | [5 empty] | Removed from Ground | Gas (Historical Use) | 10000 | Bare Steel | 1972-04-26 | Galvanized Steel
380067 | 2 | [5 empty] | Removed from Ground | Gas (Historical Use) | 10000 | Bare Steel | 1972-04-26 | Galvanized Steel
380067 | 3 | [5 empty] | Removed from Ground | Gas (Historical Use) | 5000 | Bare Steel | 1972-04-26 | Galvanized Steel
380067 | 4 |  |  | yes |  | yes | Removed from Ground | Used Oil | 550 | Bare Steel | 1972-04-26 | Galvanized Steel
380067 | 5 |  | 1987-01-01 |  | 1993-01-01 |  | Removed from Ground | Gas (Historical Use) | 10000 | Fiberglass | 1987-01-01 | Fiberglass Reinforced Plastic | Pressurized
380067 | 6 |  | 1987-01-01 |  | 1993-01-01 |  | Removed from Ground | Gas (Historical Use) | 10000 | Fiberglass | 1987-01-01 | Fiberglass Reinforced Plastic | Pressurized
380067 | 7 |  | 1987-01-01 |  | 1993-01-01 |  | Removed from Ground | Diesel | 10000 | Fiberglass | 1987-01-01 | Fiberglass Reinforced Plastic | Pressurized
380067 | 8 |  |  | yes |  | yes | Removed from Ground | Used Oil | 1000 | Fiberglass | 1987-01-01 | Fiberglass Reinforced Plastic
380068 | 1 |  | 1998-06-01 |  |  |  | Removed from Ground | Gas (Historical Use) | 10000 | Steel-Impressed Current | 1970-04-27 | Cathodically Protected | Pressurized
380068 | 2 |  | 1998-06-01 |  |  |  | Removed from Ground | Gas (Historical Use) | 10000 | Steel-Impressed Current | 1970-04-27 | Cathodically Protected | Pressurized
380068 | 3 |  | 1998-06-01 |  |  |  | Removed from Ground | Gas (Historical Use) | 5000 | Fiberglass | 1970-04-27 | Cathodically Protected | Pressurized
380068 | 4 |  |  | yes |  | yes | Removed from Ground | Used Oil | 550 | Bare Steel | 1970-04-27 | Bare Steel | Gravity Fed
380070 | 1 | [5 empty] | Removed from Ground | Gas (Historical Use) | 1000 | Bare Steel | 1984-04-23 | Bare Steel
380070 | 2 | [5 empty] | Removed from Ground | Diesel | 1000 | Bare Steel | 1984-04-23 | Bare Steel
380070 | 3 | [5 empty] | Permanently Out of Use - historical purposes | Gas (Historical Use) | 560 | Bare Steel | 1966-04-28 | Bare Steel
380071 | 1 | [5 empty] | Removed from Ground | Gas (Historical Use) | 6000 | Bare Steel | 1967-01-06 | Galvanized Steel
380071 | 2 | [5 empty] | Removed from Ground | Gas (Historical Use) | 4000 | Bare Steel | 1967-01-06 | Galvanized Steel
380071 | 3 | [5 empty] | Removed from Ground | Gas (Historical Use) | 2000 | Bare Steel | 1967-01-06 | Galvanized Steel
380071 | 4 | [5 empty] | Removed from Ground | Gas (Historical Use) | 6000 | Cathodically Protected Steel | 1986-01-01 | Galvanized Steel
380071 | 5 | [5 empty] | Removed from Ground | Gas (Historical Use) | 6000 | Cathodically Protected Steel | 1986-01-01 | Galvanized Steel
380071 | 6 | [5 empty] | Removed from Ground | Gas (Historical Use) | 6000 | Cathodically Protected Steel | 1986-01-01 | Galvanized Steel
380072 | 1 | [5 empty] | Removed from Ground | Gas (Historical Use) | 1000 | Bare Steel | 1966-04-28 | Bare Steel | Suction (American)
380072 | 2 | [5 empty] | Removed from Ground | Gas (Historical Use) | 500 | Bare Steel | 1936-01-01 | Bare Steel | Gravity Fed
380072 | 3 | [5 empty] | Removed from Ground | Kerosene | 500 | Bare Steel | 1936-01-01 | Bare Steel | Gravity Fed
380075 | 1 |  | 1995-07-01 |  | 1995-07-01 |  | Currently in Use | Gas (Historical Use) | 6000 | Steel-Impressed Current | 1983-04-24 | Fiberglass Reinforced Plastic | Pressurized
380075 | 2 |  | 1995-07-01 |  | 1995-07-01 |  | Currently in Use | Gas (Historical Use) | 6000 | Steel-Impressed Current | 1983-04-24 | Cathodically Protected | Pressurized
380075 | 3 |  | 1995-07-01 |  | 1995-07-01 |  | Currently in Use | Diesel | 6000 | Steel-Impressed Current | 1983-04-24 | Fiberglass Reinforced Plastic | Pressurized
380076 | 1 | [5 empty] | Removed from Ground | Gas (Historical Use) | 3000 | Bare Steel | 1986-04-23 | Galvanized Steel
380076 | 2 | [5 empty] | Removed from Ground | Gas (Historical Use) | 3000 | Bare Steel | 1986-04-23 | Galvanized Steel
380076 | 3 | [5 empty] | Removed from Ground | Gas (Historical Use) | 3000 | Bare Steel | 1986-04-23 | Galvanized Steel
380076 | 4 | [5 empty] | Removed from Ground | Diesel | 1000 | Bare Steel | 1986-04-23 | Galvanized Steel
380076 | 5 | [5 empty] | Removed from Ground | Kerosene | 1000 | Bare Steel | 1985-04-23 | Galvanized Steel
380077 | 1 | [5 empty] | Removed from Ground | Gas (Historical Use) | 4000 | Bare Steel | 1971-04-27 | Galvanized Steel
380077 | 2 | [5 empty] | Removed from Ground | Gas (Historical Use) | 4000 | Bare Steel | 1971-04-27 | Galvanized Steel
380077 | 3 | [5 empty] | Removed from Ground | Gas (Historical Use) | 4000 | Bare Steel | 1971-04-27 | Galvanized Steel
380077 | 4 | [5 empty] | Removed from Ground | Gas (Historical Use) | 4000 | Bare Steel | 1983-04-24 | Galvanized Steel
380078 | 1 | [5 empty] | Removed from Ground | Gas (Historical Use) | 2000 | Bare Steel | 1986-04-23 | Galvanized Steel
380078 | 2 | [5 empty] | Removed from Ground | Gas (Historical Use) | 2000 | Bare Steel | 1986-04-23 | Galvanized Steel
380079 | 1 |  | 1998-11-01 |  | 1998-11-01 |  | Currently in Use | Gas (Historical Use) | 6000 | Steel-Impressed Current | 1985-04-23 | Cathodically Protected | Pressurized
380079 | 2 |  | 1998-11-01 |  | 1998-11-01 |  | Currently in Use | Gas (Historical Use) | 6000 | Steel-Impressed Current | 1985-04-23 | Cathodically Protected | Pressurized
380079 | 3 |  | 1998-11-01 |  | 1998-11-01 |  | Currently in Use | Gas (Historical Use) | 6000 | Steel-Impressed Current | 1985-04-23 | Cathodically Protected | Pressurized
380079 | 4 |  | 1998-11-01 |  | 1998-11-01 |  | Currently in Use | Diesel | 6000 | Steel-Impressed Current | 1985-04-23 | Cathodically Protected | Pressurized
380080 | 1 | [5 empty] | Removed from Ground | Gas (Historical Use) | 2000 | Bare Steel | 1976-04-24 | Galvanized Steel
380080 | 2 | [5 empty] | Removed from Ground | Diesel | 560 | Bare Steel | 1976-04-24 | Galvanized Steel
380080 | 209086 |  | 1993-02-18 |  | 1993-02-18 |  | Removed from Ground | Used Oil | 1000 | Galvanic (STIP-3) | 1993-02-18 | Cathodically Protected | Safe Suction (Euro)
380080 | 209087 |  | 1993-02-18 |  | 1993-02-18 |  | Removed from Ground | Gas (Historical Use) | 1000 | Galvanic (STIP-3) | 1993-02-18 | Cathodically Protected | Safe Suction (Euro)
380082 | 1 |  |  | no |  | no | Removed from Ground | Gas (Historical Use) | 2000 | Bare Steel | 1969-04-08 | Galvanized Steel
380082 | 2 |  |  | no |  | no | Removed from Ground | Used Oil | 1000 | Bare Steel | 2014-09-16
380082 | A | Ball Float | 1989-08-06 | no | 1989-08-06 | no | Currently in Use | Diesel | 12000 |  | 1989-08-06 | Fiberglass Reinforced Plastic | Pressurized
380082 | B | Ball Float | 1997-09-01 | no | 1997-09-01 | no | Currently in Use | Regular | 10000 |  | 1988-07-15 |  | Safe Suction (Euro)
380083 | 1 | [5 empty] | Removed from Ground | Gas (Historical Use) | 4000 | Epoxy | 1970-04-08 | Galvanized Steel | Safe Suction (Euro)
380083 | 2 | [5 empty] | Removed from Ground | Gas (Historical Use) | 6000 | Epoxy | 1970-04-08 | Galvanized Steel | Safe Suction (Euro)
380084 | 1 | Ball Float | 1998-10-01 | no | 1998-10-01 | no | Currently in Use | Diesel | 10000 | Galvanic (STIP-3) | 1992-01-01 |  | Pressurized
380085 | 1 | [5 empty] | Removed from Ground | Gas (Historical Use) | 2000 | Bare Steel | 1984-04-04 | Galvanized Steel
380086 | 1 | [5 empty] | Removed from Ground | Gas (Historical Use) | 4000 | Bare Steel | 1970-04-08 | Galvanized Steel
380086 | 2 | [5 empty] | Removed from Ground | Gas (Historical Use) | 6000 | Bare Steel | 1970-04-08 | Galvanized Steel
380086 | C | [5 empty] | Removed from Ground | Diesel | 4000 | Bare Steel | 1980-04-05 | Galvanized Steel
380086 | D | [5 empty] | Removed from Ground | Diesel | 6000 | Bare Steel | 1980-04-05 | Galvanized Steel
380087 | 1 | [5 empty] | Removed from Ground | Gas (Historical Use) | 4000 | Bare Steel | 1970-04-08 | Galvanized Steel
380087 | 2 | [5 empty] | Removed from Ground | Gas (Historical Use) | 6000 | Bare Steel | 1970-04-08 | Galvanized Steel
380088 | 1 | [5 empty] | Removed from Ground | Diesel | 10000 | Bare Steel | 1984-04-04 | Galvanized Steel | Safe Suction (Euro)
380089 | 1 | [5 empty] | Removed from Ground | Diesel | 4000 | Bare Steel | 1975-04-07 | Galvanized Steel | Safe Suction (Euro)
380089 | 2 | [5 empty] | Removed from Ground | Diesel | 6000 | Bare Steel | 1975-04-07 | Galvanized Steel | Safe Suction (Euro)
380090 | 1 | [5 empty] | Removed from Ground | Diesel | 10000 | Bare Steel | 1976-04-06 | Galvanized Steel | Safe Suction (Euro)
380091 | 1 |  |  | yes |  | yes | Removed from Ground | Used Oil | 1000 | Bare Steel | 1973-04-07 | Galvanized Steel
380093 | 312D1 | [5 empty] | Removed from Ground | Diesel | 500 | Bare Steel | 1972-05-02 | Galvanized Steel | Safe Suction (Euro)
380093 | 312G1 | [5 empty] | Removed from Ground | Gas (Historical Use) | 1060 | Bare Steel | 1972-05-02 | Galvanized Steel | Safe Suction (Euro)
380094 | 1 | [5 empty] | Removed from Ground | Gas (Historical Use) | 560 | Bare Steel | 1956-04-15 | Galvanized Steel | Suction (American)
380094 | 2 | [5 empty] | Removed from Ground | Gas (Historical Use) | 560 | Bare Steel | 1956-04-15 | Galvanized Steel | Suction (American)
380094 | 3 | [5 empty] | Removed from Ground | Gas (Historical Use) | 1000 | Bare Steel | 1956-04-15 | Galvanized Steel | Suction (American)
380096 | 1 | [5 empty] | Removed from Ground | Diesel | 4000 | Bare Steel | 1982-03-26 | Galvanized Steel
380097 | 1 | [5 empty] | Removed from Ground | Gas (Historical Use) | 1000 | Bare Steel | 1958-01-08 | Galvanized Steel | Safe Suction (Euro)
380097 | 2 | [5 empty] | Removed from Ground | Gas (Historical Use) | 1000 | Bare Steel | 1958-01-08 | Galvanized Steel | Safe Suction (Euro)
380097 | 3 | [5 empty] | Removed from Ground | Gas (Historical Use) | 1000 | Bare Steel | 1958-01-08 | Galvanized Steel | Safe Suction (Euro)
380099 | 1 | [5 empty] | Removed from Ground | Diesel | 8000 | Bare Steel |  | Unknown
380100 | 1 | [5 empty] | Removed from Ground | Gas (Historical Use) | 2000 | Bare Steel | 1993-04-26 | Bare Steel | Safe Suction (Euro)
380100 | 2 | [5 empty] | Removed from Ground | Gas (Historical Use) | 2000 | Bare Steel | 1993-04-26 | Bare Steel | Safe Suction (Euro)
380101 | 1 | [5 empty] | Removed from Ground | Gas (Historical Use) | 3000 | Bare Steel | 1966-05-05 | Galvanized Steel | Suction (American)
380101 | 2 | [5 empty] | Removed from Ground | Gas (Historical Use) | 3000 | Bare Steel | 1966-05-05 | Galvanized Steel | Suction (American)
380101 | 3 | [5 empty] | Removed from Ground | Gas (Historical Use) | 3000 | Bare Steel | 1966-05-05 | Galvanized Steel | Suction (American)
380101 | 4 | [5 empty] | Removed from Ground | Gas (Historical Use) | 1000 | Bare Steel | 1966-05-05 | Galvanized Steel | Suction (American)
380101 | 5 | [5 empty] | Removed from Ground | Other | 500 | Bare Steel | 1966-05-05 | Unknown
380102 | 029-01 | [5 empty] | Removed from Ground | Gas (Historical Use) | 3000 | Bare Steel | 1975-01-01 | Galvanized Steel | Safe Suction (Euro)
380102 | 029-02 | [5 empty] | Removed from Ground | Gas (Historical Use) | 1000 | Bare Steel | 1976-01-01 | Galvanized Steel | Safe Suction (Euro)
380102 | 029-03 | [5 empty] | Removed from Ground | Diesel | 10000 | Cathodically Protected Steel | 1986-01-01 | Galvanized Steel | Safe Suction (Euro)
380102 | 029-04 | [5 empty] | Removed from Ground | Other | 1500 | Cathodically Protected Steel | 1986-05-01 | Galvanized Steel | Safe Suction (Euro)
380102 | 029-05 | [5 empty] | Removed from Ground | Other | 1500 | Cathodically Protected Steel | 1986-05-01 | Galvanized Steel | Safe Suction (Euro)
380102 | 029-06 | [5 empty] | Removed from Ground | Other | 1500 | Cathodically Protected Steel | 1986-05-01 | Galvanized Steel | Safe Suction (Euro)
380102 | 029-07 | [5 empty] | Removed from Ground | Other | 1500 | Cathodically Protected Steel | 1986-05-01 | Galvanized Steel | Safe Suction (Euro)
380102 | 029-08 |  |  | yes |  | yes | Removed from Ground | Used Oil | 550 | Cathodically Protected Steel | 1986-05-01 | Galvanized Steel | Safe Suction (Euro)
380102 | 029-09 | [5 empty] | Removed from Ground | Other | 8000 | Bare Steel | 1974-05-04 | Galvanized Steel
380102 | 029-10 | [5 empty] | Removed from Ground | Other | 1000 | Bare Steel | 1980-05-02 | Galvanized Steel
380102 | 029-11 | [5 empty] | Removed from Ground | Other | 1000 | Bare Steel | 1980-05-02 | Galvanized Steel
380102 | 029-12 | [5 empty] | Removed from Ground | Other | 1000 | Bare Steel | 1980-05-02 | Galvanized Steel
380102 | 029-13 | [5 empty] | Removed from Ground | Diesel | 1000 | Bare Steel | 1980-05-02 | Galvanized Steel
380103 | 1 | [5 empty] | Removed from Ground | Gas (Historical Use) | 500 | Bare Steel | 1975-04-26 | Galvanized Steel
380104 | 1 | [5 empty] | Removed from Ground | Gas (Historical Use) | 10000 | Bare Steel | 1977-05-03 | Galvanized Steel | Suction (American)
380104 | 2 | [5 empty] | Removed from Ground | Gas (Historical Use) | 8000 | Bare Steel | 1977-05-03 | Galvanized Steel | Suction (American)
380104 | 3 | [5 empty] | Removed from Ground | Gas (Historical Use) | 8000 | Bare Steel | 1977-05-03 | Galvanized Steel | Suction (American)
380105 | 1 | Ball Float | 1996-01-01 | no | 1996-01-01 | no | Currently in Use | Regular | 10000 | Composite | 1984-05-01 | Double-Walled Flex | Pressurized
380105 | 2 | Ball Float | 1996-01-01 | no | 1996-01-01 | no | Currently in Use | Regular | 8000 | Composite | 1984-05-01 | Double-Walled Flex | Pressurized
380105 | 3 | Ball Float | 1996-01-01 | no | 1996-01-01 | no | Currently in Use | Premium | 8000 | Composite | 1984-05-01 | Double-Walled Flex | Pressurized
380105 | 4 | Ball Float | 1996-01-01 | no | 1996-01-01 | no | Currently in Use | Diesel | 2000 | Composite | 1984-05-01 | Double-Walled Flex | Pressurized
380105 | 5 | Ball Float | 1996-01-01 | no | 1996-01-01 | no | Currently in Use | E-85 | 6000 | Composite | 1996-01-01 | Double-Walled Flex | Safe Suction (Euro)
380107 | 1 | [5 empty] | Removed from Ground | Diesel | 2000 | Bare Steel | 1975-05-02 | Galvanized Steel
380107 | 2 | [5 empty] | Removed from Ground | Gas (Historical Use) | 2000 | Bare Steel | 1975-05-02 | Galvanized Steel
380107 | 3 | [5 empty] | Removed from Ground | Gas (Historical Use) | 10000 | Bare Steel | 1978-05-01 | Galvanized Steel
380108 | 1 | Flapper Valve | 1994-11-01 | no | 1994-11-01 | no | Currently in Use | Regular | 8000 | Steel-Impressed Current | 1981-03-18 | Fiberglass Reinforced Plastic | Pressurized
380108 | 2 | Flapper Valve | 1994-11-01 | no | 1994-11-01 | no | Currently in Use | Regular | 12000 | Steel-Impressed Current | 1981-03-18 | Fiberglass Reinforced Plastic | Pressurized
380108 | 3 | Flapper Valve | 1994-11-01 | no | 1994-11-01 | no | Currently in Use | Premium | 12000 | Steel-Impressed Current | 1981-03-18 | Fiberglass Reinforced Plastic | Pressurized
380108 | 4 | Flapper Valve | 1994-11-01 | no | 1994-11-01 | no | Currently in Use | Diesel | 10000 | Steel-Impressed Current | 1981-03-18 | Fiberglass Reinforced Plastic | Pressurized
380109 | 1 | [5 empty] | Removed from Ground | Gas (Historical Use) | 10000 | Bare Steel | 1971-03-21 | Galvanized Steel
380109 | 2 | [5 empty] | Removed from Ground | Gas (Historical Use) | 8000 | Bare Steel | 1971-03-21 | Galvanized Steel
380109 | 3 | [5 empty] | Removed from Ground | Gas (Historical Use) | 10000 | Bare Steel | 1971-03-21 | Galvanized Steel
380109 | 4 | [5 empty] | Removed from Ground | Kerosene | 2000 | Bare Steel | 1971-03-21 | Galvanized Steel
380109 | 5 | [5 empty] | Removed from Ground | Diesel | 3000 | Bare Steel | 1971-03-21 | Galvanized Steel
380109 | A |  | 1992-02-01 |  | 1992-02-01 |  | Currently in Use | Gas (Historical Use) | 12000 | Fiberglass | 1992-02-01 | Fiberglass Reinforced Plastic | Pressurized
380109 | B |  | 1992-02-01 |  | 1992-02-01 |  | Currently in Use | Gas (Historical Use) | 10000 | Fiberglass | 1992-02-01 | Fiberglass Reinforced Plastic | Pressurized
380109 | C |  | 1992-02-01 |  | 1992-02-01 |  | Currently in Use | Diesel | 4000 | Fiberglass | 1992-02-01 | Fiberglass Reinforced Plastic | Pressurized
380109 | D |  | 1992-02-01 |  | 1992-02-01 |  | Currently in Use | Kerosene | 4000 | Fiberglass | 1992-02-01 | Fiberglass Reinforced Plastic | Safe Suction (Euro)
380112 | 1 |  | 1993-01-01 |  | 1993-01-01 |  | Removed from Ground | Gas (Historical Use) | 10000 | Fiberglass | 1980-05-02 | Fiberglass Reinforced Plastic | Pressurized
380112 | 2 |  | 1993-01-01 |  | 1993-01-01 |  | Removed from Ground | Gas (Historical Use) | 10000 | Fiberglass | 1980-05-02 | Fiberglass Reinforced Plastic | Pressurized
380112 | 3 | [5 empty] | Removed from Ground | Diesel | 500 | Fiberglass | 1980-05-02 | Galvanized Steel
380113 | 1B |  |  | yes |  | yes | Currently in Use | Used Oil | 467 | Bare Steel | 1966-05-12 | Unknown
380113 | 2B | [5 empty] | Closed in Ground | Other | 1000 | Bare Steel | 1966-05-12 | Unknown
380113 | 3B | [5 empty] | Closed in Ground | Gas (Historical Use) | 1000 | Bare Steel | 1966-05-12 | Unknown
380113 | 4B | [5 empty] | Currently in Use | Diesel | 2208 | Bare Steel | 1971-05-11 | Unknown
380113 | 5A | [5 empty] | Currently in Use | Other | 4759 | Bare Steel | 1966-05-12 | Unknown
380113 | 5B |  |  | yes |  | yes | Closed in Ground | Used Oil | 1000 | Bare Steel | 1971-05-11 | Unknown
380113 | 6B | [5 empty] | Closed in Ground | Gas (Historical Use) | 1000 | Bare Steel | 1971-05-11 | Unknown
380113 | 7B |  |  | yes |  | yes | Currently in Use | Used Oil | 467 | Bare Steel | 1971-05-11 | Unknown
380113 | 8B |  |  | yes |  | yes | Removed from Ground | Used Oil | 500 | Bare Steel | 1971-05-11 | Unknown
380114 | 1 | Ball Float | 1994-06-20 | no | 1994-06-20 | no | Currently in Use | Diesel | 10000 | Fiberglass | 1985-01-01 | Fiberglass Reinforced Plastic | Pressurized
380114 | 2 | [5 empty] | Removed from Ground | Gas (Historical Use) | 10000 | Composite | 1985-01-01 | Bare Steel | Pressurized
380114 | 3 | Ball Float | 1994-06-20 | no | 1994-06-24 | no | Currently in Use | Regular | 10000 |  | 1994-06-20 | Fiberglass Reinforced Plastic | Pressurized
380115 | 1 |  | 1998-12-01 |  | 1998-12-01 |  | Temporarily out of use | Gas (Historical Use) | 6000 | Steel-Impressed Current | 1979-05-08 | Cathodically Protected | Suction (American)
380115 | 2 |  | 1998-12-01 |  | 1998-12-01 |  | Temporarily out of use | Gas (Historical Use) | 6000 | Steel-Impressed Current | 1979-05-08 | Cathodically Protected | Suction (American)
380115 | 3 |  | 1998-12-01 |  | 1998-12-01 |  | Temporarily out of use | Gas (Historical Use) | 6000 | Steel-Impressed Current | 1979-05-08 | Fiberglass Reinforced Plastic | Suction (American)
380115 | 4 |  | 1998-12-01 |  | 1998-12-01 |  | Temporarily out of use | Diesel | 2000 | Steel-Impressed Current | 1971-05-10 | Fiberglass Reinforced Plastic | Suction (American)
380118 | 1 | [5 empty] | Removed from Ground | Gas (Historical Use) | 6000 | Cathodically Protected Steel | 1972-05-08 | Bare Steel | Suction (American)
380118 | 2 | [5 empty] | Removed from Ground | Gas (Historical Use) | 6000 | Cathodically Protected Steel | 1972-05-08 | Bare Steel | Suction (American)
380118 | 3 | [5 empty] | Permanently Out of Use - historical purposes | Kerosene | 10000 | Bare Steel | 1980-05-06 | Bare Steel
380119 | 1 |  | 1998-01-01 |  | 1998-01-01 |  | Removed from Ground | Gas (Historical Use) | 1990 | Steel-Impressed Current | 1975-05-11 | Cathodically Protected | Safe Suction (Euro)
380119 | 2 |  | 1998-01-01 |  | 1998-01-01 |  | Removed from Ground | Gas (Historical Use) | 1990 | Steel-Impressed Current | 1975-05-11 | Cathodically Protected | Safe Suction (Euro)
380119 | 3 |  | 1998-01-01 |  | 1998-01-01 |  | Removed from Ground | Empty | 1990 | Steel-Impressed Current | 1975-05-11 | Cathodically Protected | Safe Suction (Euro)
380120 | 1 |  | 1995-10-18 |  | 1995-10-18 |  | Removed from Ground | Gas (Historical Use) | 8000 | Steel-Impressed Current | 1976-05-10 | Double-Walled Fiberglass | Pressurized
380120 | 2 |  | 1995-10-18 |  | 1995-10-18 |  | Removed from Ground | Gas (Historical Use) | 8000 | Steel-Impressed Current | 1976-05-10 | Double-Walled Fiberglass | Pressurized
380120 | 3 |  | 1995-10-18 |  | 1995-10-18 |  | Removed from Ground | Diesel | 8000 | Steel-Impressed Current | 1976-05-10 | Double-Walled Fiberglass | Pressurized
380120 | 4 |  | 1989-01-06 |  | 1989-01-06 |  | Removed from Ground | Gas (Historical Use) | 2000 | Galvanic (STIP-3) | 1989-01-06 | Double-Walled Fiberglass | Pressurized
380121 | 1 |  | 1997-10-01 |  | 1997-10-01 |  | Removed from Ground | Gas (Historical Use) | 1990 | Steel-Impressed Current | 1973-05-11 | Cathodically Protected | Suction (American)
380121 | 2 |  | 1997-10-01 |  | 1997-10-01 |  | Removed from Ground | Gas (Historical Use) | 1990 | Steel-Impressed Current | 1973-05-11 | Cathodically Protected | Suction (American)
380121 | 3 |  | 1997-10-01 |  | 1997-10-01 |  | Removed from Ground | Gas (Historical Use) | 1990 | Steel-Impressed Current | 1973-05-11 | Cathodically Protected | Suction (American)
380122 | 1 |  | 1998-06-01 |  | 1998-06-01 |  | Currently in Use | Gas (Historical Use) | 10000 | Steel-Impressed Current | 1975-05-11 | Cathodically Protected | Pressurized
380122 | 2 |  | 1998-06-01 |  | 1998-06-01 |  | Currently in Use | Diesel | 10000 | Steel-Impressed Current | 1975-05-11 | Cathodically Protected | Pressurized
380122 | 3 |  | 1998-06-01 |  | 1998-06-01 |  | Currently in Use | Gas (Historical Use) | 10000 | Steel-Impressed Current | 1975-05-11 | Cathodically Protected | Pressurized
380122 | 4 |  | 1998-06-01 |  | 1998-06-01 |  | Currently in Use | Diesel | 10000 | Steel-Impressed Current | 1975-05-11 | Cathodically Protected | Pressurized
380123 | 1 | [5 empty] | Removed from Ground | Gas (Historical Use) | 560 | Bare Steel | 1971-05-12 | Galvanized Steel
380123 | 2 | [5 empty] | Removed from Ground | Gas (Historical Use) | 1065 | Bare Steel | 1971-05-12 | Galvanized Steel
380124 | 1 | [5 empty] | Removed from Ground | Gas (Historical Use) | 3000 | Bare Steel | 1981-05-09 | Galvanized Steel | Suction (American)
380124 | 2 | [5 empty] | Removed from Ground | Gas (Historical Use) | 3000 | Bare Steel | 1981-05-09 | Galvanized Steel | Suction (American)
380124 | 3 | [5 empty] | Removed from Ground | Gas (Historical Use) | 3000 | Bare Steel | 1981-05-09 | Galvanized Steel | Suction (American)
380125 | 1 | [5 empty] | Removed from Ground | Diesel | 560 | Bare Steel | 1968-05-12 | Galvanized Steel
380125 | 2 | [5 empty] | Removed from Ground | Gas (Historical Use) | 560 | Bare Steel | 1968-05-12 | Galvanized Steel
380125 | 3 | [5 empty] | Removed from Ground | Gas (Historical Use) | 1000 | Bare Steel | 1979-05-10 | Galvanized Steel
380125 | 4 | [5 empty] | Removed from Ground | Gas (Historical Use) | 1000 | Bare Steel | 1979-05-10 | Galvanized Steel
380126 | 1 | [5 empty] | Removed from Ground | Gas (Historical Use) | 5000 | Bare Steel | 1956-05-15 | Galvanized Steel
380126 | 2 | [5 empty] | Removed from Ground | Gas (Historical Use) | 1000 | Bare Steel | 1956-05-15 | Galvanized Steel
380126 | 3 | [5 empty] | Removed from Ground | Gas (Historical Use) | 1000 | Bare Steel | 1956-05-15 | Galvanized Steel
380127 | 1 | [5 empty] | Removed from Ground | Gas (Historical Use) | 500 | Bare Steel | 1956-05-15 | Galvanized Steel
380127 | 2 | [5 empty] | Removed from Ground | Gas (Historical Use) | 1000 | Bare Steel | 1956-05-15 | Galvanized Steel
380128 | 1 | [5 empty] | Removed from Ground | Gas (Historical Use) | 560 | Bare Steel | 1962-05-14 | Galvanized Steel | Safe Suction (Euro)
380128 | 2 | [5 empty] | Removed from Ground | Gas (Historical Use) | 560 | Bare Steel | 1962-05-14 | Galvanized Steel | Safe Suction (Euro)
380128 | 3 | [5 empty] | Removed from Ground | Gas (Historical Use) | 1000 | Bare Steel | 1975-05-11 | Galvanized Steel | Safe Suction (Euro)
380128 | 4 | Overfill Alarm | 1998-12-16 |  | 1998-12-16 |  | Removed from Ground | Gas (Historical Use) | 1000 | Steel-Impressed Current | 1987-04-01 | Steel (Impressed Current) | Safe Suction (Euro)
380128 | 5 | Overfill Alarm | 1998-12-16 |  | 1998-12-16 |  | Removed from Ground | Gas (Historical Use) | 1000 | Steel-Impressed Current | 1987-04-01 | Steel (Impressed Current) | Safe Suction (Euro)
380130 | 1 | [5 empty] | Removed from Ground | Gas (Historical Use) | 1000 | Bare Steel | 1969-05-12 | Galvanized Steel
380130 | 2 | [5 empty] | Removed from Ground | Gas (Historical Use) | 1000 | Bare Steel | 1969-05-12 | Galvanized Steel
380131 | 1 | [5 empty] | Removed from Ground | Gas (Historical Use) | 6000 | Bare Steel | 1974-05-11 | Galvanized Steel
380131 | 2 | [5 empty] | Removed from Ground | Gas (Historical Use) | 6000 | Bare Steel | 1974-05-11 | Galvanized Steel
380131 | 3 | [5 empty] | Removed from Ground | Gas (Historical Use) | 6000 | Bare Steel | 1974-05-11 | Galvanized Steel
380131 | 4 | [5 empty] | Removed from Ground | Gas (Historical Use) | 6000 | Bare Steel | 1974-05-11 | Galvanized Steel
380131 | 5 | [5 empty] | Removed from Ground | Diesel | 6000 | Bare Steel | 1974-05-11 | Galvanized Steel
380131 | 6 | [5 empty] | Removed from Ground | Diesel | 6000 | Bare Steel | 1974-05-11 | Galvanized Steel
380131 | 7 | [5 empty] | Removed from Ground | Gas (Historical Use) | 6000 | Bare Steel | 1974-05-11 | Galvanized Steel
380132 | 1 | [5 empty] | Closed in Ground | Used Oil | 1000 | Not Marked/Unknown | 1966-05-13 | Not Marked
380132 | 2 | [5 empty] | Closed in Ground | Used Oil | 1000 | Not Marked/Unknown | 1966-05-13 | Not Marked
380132 | 3 | [5 empty] | Closed in Ground | Used Oil | 1000 | Not Marked/Unknown | 1966-05-13 | Not Marked
380133 | 1 | [5 empty] | Permanently Out of Use - historical purposes | Gas (Historical Use) | 1000 | Bare Steel |  | Galvanized Steel
380133 | 2 | [5 empty] | Permanently Out of Use - historical purposes | Gas (Historical Use) | 500 | Bare Steel |  | Galvanized Steel
380135 | 1 | [5 empty] | Removed from Ground | Gas (Historical Use) | 3000 | Bare Steel | 1968-05-12 | Galvanized Steel
380135 | 2 | [5 empty] | Removed from Ground | Gas (Historical Use) | 3000 | Bare Steel | 1968-05-12 | Galvanized Steel
380135 | 3 | [5 empty] | Removed from Ground | Gas (Historical Use) | 2000 | Bare Steel | 1968-05-12 | Galvanized Steel
380136 | 1 | [5 empty] | Removed from Ground | Gas (Historical Use) | 1000 | Bare Steel | 1986-05-08 | Galvanized Steel
380136 | 2 | [5 empty] | Removed from Ground | Gas (Historical Use) | 500 | Bare Steel | 1986-05-08 | Galvanized Steel
380136 | 3 | Ball Float | 1988-08-01 | no | 1988-08-01 | no | Currently in Use | Premium | 6000 | Fiberglass Double Walled | 1988-08-01 | Fiberglass Reinforced Plastic | Pressurized
380136 | 4 | Ball Float | 1988-08-01 | no | 1988-08-01 | no | Currently in Use | Diesel | 6000 | Galvanic (STIP-3) | 1988-08-01 | Steel (Impressed Current) | Pressurized
380136 | 5 | Flapper Valve | 1988-08-01 | no | 1988-08-01 | no | Currently in Use | Regular | 6000 | Fiberglass Double Walled | 1988-08-01 | Fiberglass Reinforced Plastic | Pressurized
380136 | 6 | Ball Float | 1988-08-01 | no | 1988-08-01 | no | Currently in Use | Diesel Off Road | 4000 | Fiberglass Double Walled | 1988-08-01 | Fiberglass Reinforced Plastic | Pressurized
380136 | 7 | Flapper Valve | 1988-08-01 | no | 1988-08-01 | no | Currently in Use | Kerosene | 1000 | Galvanic (STIP-3) | 1988-08-01 | Steel (Impressed Current) | Safe Suction (Euro)
380137 | 1 | Flapper Valve | 1996-08-29 |  | 1996-08-29 |  | Currently in Use | Gas (Historical Use) | 10000 | Steel-Impressed Current | 1983-05-09 | Galvanized Steel | Pressurized
380137 | 2 | Flapper Valve | 1996-08-29 |  | 1996-08-29 |  | Currently in Use | Gas (Historical Use) | 8000 | Steel-Impressed Current | 1973-05-11 | Galvanized Steel | Pressurized
380137 | 3 | Flapper Valve | 1996-08-29 |  | 1996-08-29 |  | Currently in Use | Gas (Historical Use) | 8000 | Steel-Impressed Current | 1973-05-11 | Galvanized Steel | Pressurized
380139 | 1 | [5 empty] | Removed from Ground | Gas (Historical Use) | 1000 | Bare Steel | 1966-05-13 | Galvanized Steel
380139 | 2 | [5 empty] | Removed from Ground | Gas (Historical Use) | 1000 | Bare Steel | 1966-05-13 | Galvanized Steel
380139 | 3 | [5 empty] | Removed from Ground | Gas (Historical Use) | 1000 | Bare Steel | 1966-05-13 | Galvanized Steel
380140 | 1 | Flapper Valve | 1987-06-26 |  | 1987-06-26 |  | Currently in Use | Gas (Historical Use) | 6000 | Steel-Impressed Current | 1969-05-12 | Galvanized Steel | Pressurized
380140 | 2 | Flapper Valve | 1987-06-26 |  | 1987-06-26 |  | Currently in Use | Gas (Historical Use) | 6000 | Steel-Impressed Current | 1969-05-12 | Galvanized Steel | Pressurized
380140 | 3 | Flapper Valve | 1987-06-26 |  | 1987-06-26 |  | Currently in Use | Gas (Historical Use) | 3000 | Steel-Impressed Current | 1969-05-12 | Galvanized Steel | Pressurized
380140 | 4 | Flapper Valve | 1987-06-26 |  | 1987-06-26 |  | Currently in Use | Diesel | 4000 | Steel-Impressed Current | 1969-05-12 | Galvanized Steel | Safe Suction (Euro)
380141 | 1 | [5 empty] | Removed from Ground | Gas (Historical Use) | 8000 | Bare Steel | 1983-05-09 | Galvanized Steel
380141 | 2 | [5 empty] | Removed from Ground | Gas (Historical Use) | 8000 | Bare Steel | 1983-05-09 | Galvanized Steel
380141 | 3 | [5 empty] | Removed from Ground | Gas (Historical Use) | 8000 | Bare Steel | 1983-05-09 | Galvanized Steel
380143 | 1 | Ball Float | 1997-09-12 |  | 1997-09-12 |  | Currently in Use | Gas (Historical Use) | 10000 | Steel-Impressed Current | 1976-05-10 | Cathodically Protected | Pressurized
380143 | 2 | Ball Float | 1997-09-12 |  | 1997-09-12 |  | Currently in Use | Gas (Historical Use) | 10000 | Steel-Impressed Current | 1976-05-10 | Cathodically Protected | Pressurized
380143 | 3 | Ball Float | 1997-09-17 |  | 1997-09-17 |  | Currently in Use | Gas (Historical Use) | 8000 | Steel-Impressed Current | 1985-05-08 | Cathodically Protected | Pressurized
380145 | 1 | [5 empty] | Removed from Ground | Gas (Historical Use) | 400 | Bare Steel | 1956-05-15 | Bare Steel
380146 | 1 | [5 empty] | Removed from Ground | Diesel | 4000 | Bare Steel | 1986-05-08 | Galvanized Steel
380146 | 2 | [5 empty] | Removed from Ground | Gas (Historical Use) | 4000 | Bare Steel | 1986-05-08 | Galvanized Steel
380147 | 1 |  | 1988-01-01 |  | 1988-01-01 |  | Removed from Ground | Gas (Historical Use) | 15000 | Bare Steel | 1982-05-09 | Galvanized Steel | Pressurized
380147 | 12 | Ball Float | 2015-07-08 | no | 2015-07-08 | no | Currently in Use | Regular | 20000 | Composite Double Walled | 2015-07-08 | Double-Walled Fiberglass | Pressurized
380147 | 13A | Ball Float | 2015-07-08 | no | 2015-07-08 | no | Currently in Use | Gas (Historical Use) | 20000 | Composite Double Walled | 2015-07-08 | Double-Walled Fiberglass | Pressurized
380147 | 13B | Ball Float | 2015-07-08 | no | 2015-07-08 | no | Currently in Use | Diesel | 20000 | Composite Double Walled | 2015-07-08 | Double-Walled Fiberglass | Pressurized
380147 | 2 |  | 1988-01-01 |  | 1988-01-01 |  | Removed from Ground | Gas (Historical Use) | 12000 | Bare Steel | 1982-05-09 | Galvanized Steel | Pressurized
380147 | 3 |  | 1988-01-01 |  | 1988-01-01 |  | Removed from Ground | Gas (Historical Use) | 12000 | Bare Steel | 1982-05-09 | Galvanized Steel | Pressurized
380147 | 4 |  | 1988-01-01 |  | 1988-01-01 |  | Removed from Ground | Diesel | 12000 | Bare Steel | 1982-05-09 | Galvanized Steel | Pressurized
380147 | 5 |  | 1996-01-01 |  | 1996-01-01 |  | Removed from Ground | Gas (Historical Use) | 12000 | Fiberglass Double Walled | 1996-05-01 | Double-Walled Fiberglass | Pressurized
380147 | 6 |  | 1996-01-01 |  | 1996-01-01 |  | Removed from Ground | Diesel | 12000 | Fiberglass Double Walled | 1996-05-01 | Double-Walled Fiberglass | Pressurized
380147 | 7 |  | 1996-01-01 |  | 1996-01-01 |  | Removed from Ground | Gas (Historical Use) | 12000 | Fiberglass Double Walled | 1996-05-01 | Double-Walled Fiberglass | Pressurized
380148 | 1 | [5 empty] | Removed from Ground | Gas (Historical Use) | 2000 | Bare Steel | 1986-05-06 | Unknown | Suction (American)
380148 | 2 | [5 empty] | Removed from Ground | Gas (Historical Use) | 560 | Bare Steel | 1986-05-06 | Unknown | Suction (American)
380148 | 3 | [5 empty] | Removed from Ground | Gas (Historical Use) | 560 | Bare Steel | 1982-05-07 | Unknown | Suction (American)
380149 | 1 | [5 empty] | Removed from Ground | Empty | 6000 | Bare Steel | 1966-05-12 | Galvanized Steel
380149 | 2 | [5 empty] | Removed from Ground | Empty | 6000 | Bare Steel | 1966-05-12 | Galvanized Steel
380149 | 3 | [5 empty] | Removed from Ground | Empty | 3000 | Bare Steel | 1966-05-12 | Galvanized Steel
380149 | 4 | [5 empty] | Removed from Ground | Empty | 550 | Bare Steel | 1966-05-12 | Galvanized Steel
380149 | 5 | Ball Float | 1990-01-01 | no | 1990-01-01 | no | Currently in Use | Gas (Historical Use) | 8000 | Fiberglass Double Walled | 2012-04-19 | Double-Walled Fiberglass | Pressurized
380149 | 6 | Ball Float | 1990-01-01 | no | 1990-01-01 | no | Currently in Use | Diesel | 8000 | Fiberglass Double Walled | 2012-04-19 | Double-Walled Fiberglass | Pressurized
380149 | 7 |  | 1990-01-01 | no | 1990-01-01 | no | Currently in Use | Gas (Historical Use) | 8000 | Tank Jacket Double Walled | 2012-04-19 | Double-Walled Fiberglass | Pressurized
380150 | 1 |  |  | yes |  | yes | Removed from Ground | Used Oil | 300 | Bare Steel | 1980-05-06 | Bare Steel
380154 | 1 | [5 empty] | Removed from Ground | Gas (Historical Use) | 10000 | Bare Steel | 1966-05-13 | Galvanized Steel
380154 | 2 | [5 empty] | Removed from Ground | Gas (Historical Use) | 10000 | Bare Steel | 1966-05-13 | Galvanized Steel
380154 | 3 | [5 empty] | Removed from Ground | Gas (Historical Use) | 10000 | Bare Steel | 1966-05-13 | Galvanized Steel
380154 | 4 |  | 1994-10-07 |  | 1994-10-07 |  | Currently in Use | Gas (Historical Use) | 10000 | Fiberglass Double Walled | 1994-10-07 | Fiberglass Reinforced Plastic | Pressurized
380154 | 5A |  | 1994-10-07 |  | 1994-10-07 |  | Currently in Use | Diesel | 5000 | Fiberglass Double Walled | 1994-10-07 | Fiberglass Reinforced Plastic | Pressurized
380154 | 5B |  | 1994-10-07 | no | 1994-10-07 | no | Currently in Use | Gas (Historical Use) | 5000 | Fiberglass Double Walled | 1994-10-07 | Fiberglass Reinforced Plastic | Pressurized
380154 | 6 |  | 1994-10-07 |  | 1994-10-07 |  | Currently in Use | Gas (Historical Use) | 2000 | Fiberglass Double Walled | 1994-10-07 | Fiberglass Reinforced Plastic | Pressurized
380158 | 1 | [5 empty] | Removed from Ground | Gas (Historical Use) | 3000 | Bare Steel | 1958-01-08 | Bare Steel | Pressurized
380159 | 1 | [5 empty] | Removed from Ground | Other | 4000 | Bare Steel | 1977-07-17 | Copper | Suction (American)
380160 | 1 |  |  | yes |  | yes | Removed from Ground | Used Oil | 550 | Bare Steel | 1977-01-03 | Unknown
380160 | 2 | [5 empty] | Removed from Ground | Gas (Historical Use) | 12000 | Bare Steel | 1977-01-03 | Unknown
380161 | 1 |  | 1996-01-26 | no | 1996-01-26 | no | Currently in Use | Regular | 8000 |  | 1985-05-01 | Fiberglass Reinforced Plastic | Pressurized
380161 | 2 |  | 1996-01-26 | no | 1996-01-26 | no | Currently in Use | Plus | 8000 |  | 1985-05-01 | Fiberglass Reinforced Plastic | Pressurized
380161 | 3 |  | 1996-01-26 | no | 1996-01-26 | no | Currently in Use | Premium | 8000 |  | 1985-05-01 | Fiberglass Reinforced Plastic | Pressurized
380163 | 1 | Ball Float | 1998-04-01 | no | 1998-04-01 | no | Currently in Use | Racing Fuel | 1000 | Steel-Impressed Current | 1984-05-22 | Fiberglass Reinforced Plastic | Pressurized
380163 | 2 | Ball Float | 1998-04-01 | no | 1998-04-01 | no | Currently in Use | Diesel Off Road | 2000 | Steel-Impressed Current | 1984-05-22 | Fiberglass Reinforced Plastic | Pressurized
380163 | 3 | Ball Float | 1998-04-01 | no | 1998-04-01 | no | Currently in Use | Diesel On Road | 6000 | Steel-Impressed Current | 1984-05-22 | Fiberglass Reinforced Plastic | Pressurized
380163 | 4 | Ball Float | 1998-04-01 | no | 1998-04-01 | no | Currently in Use | Premium | 6000 | Steel-Impressed Current | 1984-05-22 | Fiberglass Reinforced Plastic | Pressurized
380163 | 5 | Ball Float | 1998-04-01 | no | 1998-04-01 | no | Currently in Use | Regular | 10000 | Steel-Impressed Current | 1984-05-22 | Fiberglass Reinforced Plastic | Pressurized
380167 | 1 | [5 empty] | Removed from Ground | Gas (Historical Use) | 500 | Composite | 1987-01-01 | Not Marked
380167 | 2 | [5 empty] | Removed from Ground | Other | 500 | Composite | 1987-01-01 | Not Marked
380173 | 1 |  | 1998-10-01 |  | 1998-10-01 |  | Removed from Ground | Gas (Historical Use) | 10152 | Steel-Impressed Current | 1969-01-05 | Cathodically Protected | Pressurized
380173 | 2 |  | 1998-10-01 |  | 1998-10-01 |  | Removed from Ground | Gas (Historical Use) | 10152 | Steel-Impressed Current | 1969-01-05 | Cathodically Protected | Pressurized
380173 | 3 |  | 1998-10-01 |  | 1998-10-01 |  | Removed from Ground | Gas (Historical Use) | 10152 | Steel-Impressed Current | 1969-01-05 | Cathodically Protected | Pressurized
400098 | 1 |  | 1992-02-18 |  | 1992-02-18 |  | Removed from Ground | Gas (Historical Use) | 6000 | Steel-Impressed Current | 1986-05-08 | Cathodically Protected | Pressurized
400098 | 2 |  | 1992-02-18 |  | 1992-02-18 |  | Removed from Ground | Gas (Historical Use) | 6000 | Steel-Impressed Current | 1986-05-08 | Cathodically Protected | Pressurized
400098 | 3 |  | 1992-02-18 |  | 1992-02-18 |  | Removed from Ground | Gas (Historical Use) | 6000 | Steel-Impressed Current | 1986-05-08 | Cathodically Protected | Pressurized
400099 | 1 | [5 empty] | Removed from Ground | Other | 1 | Bare Steel | 1980-05-17 | Galvanized Steel
400100 | 1 | [5 empty] | Removed from Ground | Gas (Historical Use) | 1000 | Bare Steel | 1982-06-14 | Unknown
400100 | 2 | [5 empty] | Removed from Ground | Gas (Historical Use) | 500 | Bare Steel | 1971-06-17 | Unknown
400101 | 1 | [5 empty] | Closed in Ground | Gas (Historical Use) | 1000 | Bare Steel | 1971-05-12 | Galvanized Steel | Safe Suction (Euro)
400101 | 2 | [5 empty] | Closed in Ground | Diesel | 1000 | Bare Steel | 1979-05-10 | Galvanized Steel | Safe Suction (Euro)
400101 | 3 | [5 empty] | Closed in Ground | Diesel | 1000 | Cathodically Protected Steel | 1987-01-01 | Galvanized Steel | Safe Suction (Euro)
400102 | 1 | [5 empty] | Removed from Ground | Gas (Historical Use) | 3000 | Bare Steel | 1974-05-11 | Galvanized Steel | Safe Suction (Euro)
400102 | 2 | [5 empty] | Removed from Ground | Gas (Historical Use) | 3000 | Bare Steel | 1974-05-11 | Galvanized Steel | Safe Suction (Euro)
400102 | 3 | [5 empty] | Removed from Ground | Gas (Historical Use) | 3000 | Bare Steel | 1974-05-11 | Galvanized Steel | Safe Suction (Euro)
400102 | 4 | [5 empty] | Removed from Ground | Gas (Historical Use) | 8000 | Bare Steel | 1974-05-11 | Galvanized Steel | Safe Suction (Euro)
400102 | 5 | Ball Float | 2000-06-30 | no | 2000-06-30 | no | Currently in Use | Gas (Historical Use) | 8000 | Galvanic (STIP-3) | 2005-11-14 | Fiberglass Reinforced Plastic | Pressurized
400102 | 6 | Ball Float | 2000-06-30 | no | 2000-06-30 | no | Currently in Use | Premium | 6000 | Galvanic (STIP-3) | 2005-11-14 | Fiberglass Reinforced Plastic | Pressurized
400104 | 1 | [5 empty] | Removed from Ground | Gas (Historical Use) | 1000 | Bare Steel | 1986-04-01 | Galvanized Steel
400110 | 1 | [5 empty] | Removed from Ground | Gas (Historical Use) | 560 | Cathodically Protected Steel | 1987-11-04 | Galvanized Steel
400110 | 2 | [5 empty] | Removed from Ground | Diesel | 1000 | Cathodically Protected Steel | 1998-12-02 | Not Marked
40019 | 1 | [5 empty] | Removed from Ground | Gas (Historical Use) | 3000 | Bare Steel | 1976-05-10 | Galvanized Steel | Suction (American)
40020 | 1 | [5 empty] | Removed from Ground | Diesel | 4000 | Bare Steel | 1960-05-14 | Galvanized Steel
4010002 | 1 | [5 empty] | Removed from Ground | Other | 12000 | Bare Steel | 1983-04-29 | Galvanized Steel | Suction (American)
4010002 | 2 | [5 empty] | Removed from Ground | Diesel | 2000 | Bare Steel | 1979-04-29 | Galvanized Steel
4010002 | 3 | [5 empty] | Removed from Ground | Gas (Historical Use) | 4000 | Bare Steel | 1975-04-29 | Galvanized Steel
4010002 | 4 | [5 empty] | Removed from Ground | Gas (Historical Use) | 2000 | Bare Steel | 1975-04-29 | Galvanized Steel
4010003 | 1 | [5 empty] | Removed from Ground | Gas (Historical Use) | 4000 | Bare Steel | 1975-02-19 | Galvanized Steel
4010003 | 10 |  | 1989-05-26 |  | 1989-05-26 |  | Currently in Use | Gas (Historical Use) | 4000 | Bare Steel | 1989-05-26 | Cathodically Protected | Safe Suction (Euro)
4010003 | 2 | [5 empty] | Removed from Ground | Gas (Historical Use) | 2000 | Bare Steel | 1975-02-19 | Galvanized Steel
4010003 | 3 | [5 empty] | Removed from Ground | Diesel | 2000 | Bare Steel | 1979-02-19 | Bare Steel
4010003 | 4 | [5 empty] | Removed from Ground | Diesel | 1000 | Bare Steel | 1985-02-18 | Galvanized Steel
4010003 | 5 | [5 empty] | Removed from Ground | Gas (Historical Use) | 4000 | Bare Steel | 1975-02-19 | Galvanized Steel
4010003 | 6 | [5 empty] | Removed from Ground | Diesel | 1000 | Bare Steel | 1985-02-18 | Galvanized Steel
4010003 | 7 | [5 empty] | Currently in Use | Gas (Historical Use) | 4000 | Bare Steel | 1988-05-30 | Cathodically Protected | Safe Suction (Euro)
4010003 | 8 | [5 empty] | Currently in Use | Diesel | 4000 | Bare Steel | 1988-05-30 | Cathodically Protected | Pressurized
4010003 | 9 |  | 1989-05-26 |  | 1989-05-26 |  | Currently in Use | Gas (Historical Use) | 4000 | Bare Steel | 1989-05-26 | Cathodically Protected | Safe Suction (Euro)
4010004 | 1 | [5 empty] | Removed from Ground | Other | 2000 | Bare Steel |  | Unknown
4010004 | 2 | [5 empty] | Permanently Out of Use - historical purposes | Gas (Historical Use) | 500 | Bare Steel |  | Unknown
4010004 | 3 | [5 empty] | Removed from Ground | Gas (Historical Use) | 1000 | Bare Steel |  | Unknown
4010004 | 4 | [5 empty] | Removed from Ground | Diesel | 3000 | Bare Steel |  | Unknown
4010004 | 5 | [5 empty] | Permanently Out of Use - historical purposes | Propane | 250 | Bare Steel |  | Unknown
4010005 | 1 | Flapper Valve | 1998-02-01 |  | 1998-02-01 |  | Removed from Ground | Gas (Historical Use) | 6000 | Steel-Impressed Current | 1978-02-17 | Steel (Impressed Current) | Suction (American)
4010005 | 2 | Flapper Valve | 1998-02-01 |  | 1998-02-01 |  | Removed from Ground | Gas (Historical Use) | 6000 | Steel-Impressed Current | 1978-02-17 | Steel (Impressed Current) | Suction (American)
4010005 | 3 | Flapper Valve | 1998-01-01 |  | 1998-01-01 |  | Removed from Ground | Gas (Historical Use) | 6000 | Steel-Impressed Current | 1978-02-17 | Steel (Impressed Current) | Suction (American)
4010007 | 1 | [5 empty] | Removed from Ground | Other | 0 | Marked Unknown | 1998-09-01 | Unknown
4010008 | 1 | [5 empty] | Removed from Ground | Other | 1000 | Bare Steel | 1956-02-25 | Unknown
4010008 | 2 | [5 empty] | Removed from Ground | Gas (Historical Use) | 2000 | Bare Steel | 1977-02-24 | Galvanized Steel
4010008 | 210780 |  | 1993-05-12 |  | 1993-05-12 |  | Removed from Ground | Diesel | 1000 | Galvanic (STIP-3) | 1993-05-12 | Cathodically Protected | Safe Suction (Euro)
4010008 | 210781 |  | 1993-05-12 |  | 1993-05-12 |  | Removed from Ground | Gas (Historical Use) | 1000 | Galvanic (STIP-3) | 1993-05-12 | Cathodically Protected | Safe Suction (Euro)
4010008 | 3 | [5 empty] | Removed from Ground | Diesel | 560 | Bare Steel | 1967-02-25 | Galvanized Steel
4010008 | 4 | [5 empty] | Removed from Ground | Diesel | 560 | Bare Steel | 1956-02-25 | Galvanized Steel
4010009 | 1 | [5 empty] | Removed from Ground | Diesel | 4000 | Bare Steel | 1971-04-02 | Galvanized Steel | Suction (American)
4010009 | 10 | Ball Float | 1998-01-01 |  | 1998-01-01 |  | Currently in Use | Diesel | 10000 | Composite | 1998-01-26 | Double-Walled Flex | Pressurized
4010009 | 11 | Ball Float | 1998-01-01 |  | 1998-01-01 |  | Currently in Use | Diesel | 10000 | Composite | 1998-01-26 | Double-Walled Flex | Pressurized
4010009 | 12 | Ball Float | 1998-01-01 |  | 1998-01-01 |  | Currently in Use | Diesel | 4000 | Composite | 1998-01-26 | Double-Walled Flex | Pressurized
4010009 | 2 | [5 empty] | Removed from Ground | Diesel | 4000 | Bare Steel | 1971-04-02 | Galvanized Steel | Suction (American)
4010009 | 3 | [5 empty] | Closed in Ground | Gas (Historical Use) | 3000 | Bare Steel | 1985-04-01 | Galvanized Steel | Suction (American)
4010009 | 4 | [5 empty] | Closed in Ground | Gas (Historical Use) | 3000 | Bare Steel | 1985-04-01 | Galvanized Steel | Suction (American)
4010009 | 5 | [5 empty] | Closed in Ground | Gas (Historical Use) | 3000 | Bare Steel | 1985-04-01 | Galvanized Steel | Suction (American)
4010009 | 6 | [5 empty] | Removed from Ground | Diesel | 10000 | Cathodically Protected Steel | 1985-04-01 | Galvanized Steel | Suction (American)
4010009 | 7 | Ball Float | 1998-01-01 |  | 1998-01-01 |  | Currently in Use | Gas (Historical Use) | 10000 | Composite | 1998-01-26 | Double-Walled Flex | Pressurized
4010009 | 8 | Ball Float | 1998-01-01 |  | 1998-01-01 |  | Currently in Use | Gas (Historical Use) | 10000 | Composite | 1998-01-26 | Double-Walled Flex | Pressurized
4010009 | 9 | Ball Float | 1998-01-01 |  | 1998-01-01 |  | Currently in Use | Gas (Historical Use) | 10000 | Composite | 1998-01-26 | Double-Walled Flex | Pressurized
4010013 | 1 | [5 empty] | Removed from Ground | Diesel | 10000 | Bare Steel | 1984-04-04 | Unknown
4010013 | 2 | [5 empty] | Removed from Ground | Gas (Historical Use) | 3000 | Bare Steel | 1984-04-04 | Unknown
4010014 | 1 |  |  |  | 1995-01-20 |  | Removed from Ground | Gas (Historical Use) | 4000 | Cathodically Protected Steel | 1984-04-28 | Galvanized Steel | Safe Suction (Euro)
4010014 | 2 |  |  |  | 1995-01-20 |  | Removed from Ground | Gas (Historical Use) | 4000 | Cathodically Protected Steel | 1984-04-28 | Galvanized Steel | Safe Suction (Euro)
4010014 | 3 |  |  |  | 1995-01-20 |  | Removed from Ground | Gas (Historical Use) | 4000 | Cathodically Protected Steel | 1984-04-28 | Galvanized Steel | Safe Suction (Euro)
4010014 | 4 |  |  |  | 1995-01-20 |  | Removed from Ground | Kerosene | 6000 | Cathodically Protected Steel | 1984-04-28 | Galvanized Steel | Safe Suction (Euro)
4010015 | 1 |  | 1995-02-09 |  | 1995-02-09 |  | Currently in Use | Gas (Historical Use) | 8000 | Steel-Impressed Current | 1982-04-28 | Cathodically Protected | Pressurized
4010015 | 2 |  | 1995-02-09 |  | 1995-02-09 |  | Currently in Use | Gas (Historical Use) | 8000 | Steel-Impressed Current | 1982-04-28 | Cathodically Protected | Pressurized
4010015 | 3 |  | 1995-02-09 |  | 1995-02-09 |  | Currently in Use | Gas (Historical Use) | 8000 | Steel-Impressed Current | 1982-04-28 | Cathodically Protected | Pressurized
4010015 | 4 |  | 1995-02-09 |  | 1995-02-09 |  | Currently in Use | Diesel | 8000 | Steel-Impressed Current | 1982-04-28 | Cathodically Protected | Pressurized
4010016 | 1 |  | 1997-06-10 | yes | 1997-06-10 |  | Currently in Use | Gas (Historical Use) | 6000 | Steel-Impressed Current | 1982-04-28 | Cathodically Protected | Safe Suction (Euro)
4010016 | 2 |  | 1997-06-10 | yes | 1997-06-10 | no | Currently in Use | Gas (Historical Use) | 6000 | Steel-Impressed Current | 1982-04-28 | Secondary Containment | Safe Suction (Euro)
4010016 | 3 |  | 1997-06-10 | yes | 1997-06-10 |  | Currently in Use | Gas (Historical Use) | 6000 | Steel-Impressed Current | 1982-04-28 | Cathodically Protected | Safe Suction (Euro)
4010018 | 1 | [5 empty] | Removed from Ground | Gas (Historical Use) | 8000 | Bare Steel | 1970-03-21 | Galvanized Steel | Pressurized
4010018 | 2 | [5 empty] | Removed from Ground | Gas (Historical Use) | 8000 | Bare Steel | 1970-03-21 | Galvanized Steel | Pressurized
4010018 | 3 | [5 empty] | Removed from Ground | Gas (Historical Use) | 4000 | Bare Steel | 1976-03-21 | Galvanized Steel | Pressurized
4010018 | 4 | [5 empty] | Removed from Ground | Gas (Historical Use) | 3000 | Bare Steel | 1970-03-21 | Galvanized Steel | Pressurized
4010018 | 5 | [5 empty] | Removed from Ground | Diesel | 560 | Bare Steel | 1970-03-21 | Galvanized Steel | Pressurized
4010018 | 6 |  |  | yes |  | yes | Removed from Ground | Used Oil | 560 | Bare Steel | 1970-03-21 | Galvanized Steel | Pressurized
4010018 | 7 |  | 1996-10-02 | no | 1996-10-02 | no | Currently in Use | Gas (Historical Use) | 8000 | Composite | 1996-10-02 | Fiberglass Reinforced Plastic | Pressurized
4010018 | 8 |  | 1996-10-02 | no | 1996-10-02 | no | Currently in Use | Gas (Historical Use) | 8000 | Composite | 1996-10-02 | Fiberglass Reinforced Plastic | Pressurized
4010018 | 9 |  | 1996-10-02 | no | 1996-10-02 | no | Currently in Use | Diesel | 3000 | Composite | 1996-10-02 | Fiberglass Reinforced Plastic | Safe Suction (Euro)
4010019 | 1 |  |  | yes |  | yes | Removed from Ground | Used Oil | 3000 | Bare Steel | 1966-05-05 | Galvanized Steel
4010019 | 2 | [5 empty] | Removed from Ground | Gas (Historical Use) | 3000 | Bare Steel | 1966-05-05 | Galvanized Steel
4010019 | 3 | [5 empty] | Removed from Ground | Gas (Historical Use) | 3000 | Bare Steel | 1966-05-05 | Galvanized Steel
4010019 | 4 |  | 1996-05-05 |  | 1996-05-05 |  | Currently in Use | Gas (Historical Use) | 6000 | Composite | 1994-05-15 | Fiberglass Reinforced Plastic | Pressurized
4010019 | 5A |  | 1996-05-05 |  | 1996-05-05 |  | Currently in Use | Gas (Historical Use) | 3000 | Composite | 1994-05-15 | Fiberglass Reinforced Plastic | Pressurized
4010019 | 5B |  | 1996-05-05 |  | 1996-05-05 |  | Currently in Use | Gas (Historical Use) | 3000 | Composite | 1994-05-15 | Fiberglass Reinforced Plastic | Pressurized
4010020 | 1 | [5 empty] | Removed from Ground | Gas (Historical Use) | 3000 | Bare Steel | 1966-05-05 | Galvanized Steel | Pressurized
4010020 | 2 | [5 empty] | Removed from Ground | Gas (Historical Use) | 3000 | Bare Steel | 1966-05-05 | Galvanized Steel | Pressurized
4010020 | 3 | [5 empty] | Removed from Ground | Gas (Historical Use) | 3000 | Bare Steel | 1966-05-05 | Galvanized Steel | Pressurized
4010020 | 4 | [5 empty] | Removed from Ground | Gas (Historical Use) | 3000 | Bare Steel | 1966-05-05 | Galvanized Steel | Pressurized
4010020 | 5 | [5 empty] | Removed from Ground | Gas (Historical Use) | 3000 | Bare Steel | 1966-05-05 | Galvanized Steel | Pressurized
4010020 | 6 |  |  | yes |  | yes | Removed from Ground | Used Oil | 560 | Bare Steel | 1966-05-05 | Galvanized Steel | Gravity Fed
4010021 | 1 |  | 1998-08-20 |  | 1989-06-10 |  | Currently in Use | Gas (Historical Use) | 4000 | Steel-Impressed Current | 1988-06-10 | Cathodically Protected | Pressurized
4010021 | 2 |  | 1998-08-20 |  | 1989-06-10 |  | Currently in Use | Gas (Historical Use) | 4000 | Steel-Impressed Current | 1988-06-10 | Cathodically Protected | Pressurized
4010021 | 3 |  | 1998-08-20 |  | 1989-06-20 |  | Currently in Use | Gas (Historical Use) | 4000 | Steel-Impressed Current | 1988-06-10 | Cathodically Protected | Pressurized
4010021 | 4 |  | 1998-08-20 |  | 1989-06-10 |  | Currently in Use | Diesel | 4000 | Steel-Impressed Current | 1988-06-10 | Cathodically Protected | Pressurized
4010022 | 1 | Flapper Valve | 1998-11-09 | no | 1998-11-09 | no | Currently in Use | Regular | 3000 | Steel-Impressed Current | 1976-05-05 |  | Suction (American)
4010022 | 2 | Flapper Valve | 1998-11-09 | no | 1998-11-09 | no | Currently in Use | Regular | 3000 | Steel-Impressed Current | 1976-05-05 |  | Suction (American)
4010022 | 3 | Flapper Valve | 1998-11-09 | no | 1998-11-09 | no | Currently in Use | Diesel | 3000 | Steel-Impressed Current | 1976-05-05 |  | Suction (American)
4010022 | 4 | Flapper Valve | 1998-11-09 | no | 1998-11-09 | no | Currently in Use | Regular | 4000 | Steel-Impressed Current | 1976-05-05 |  | Suction (American)
4010022 | 5 | Flapper Valve | 1998-11-09 | no | 1998-11-09 | no | Currently in Use | Regular | 4000 | Steel-Impressed Current | 1976-05-05 |  | Suction (American)
4010023 | 1 | [5 empty] | Removed from Ground | Diesel | 8000 | Bare Steel | 1985-05-05 | Galvanized Steel | Safe Suction (Euro)
4010024 | 1 | [5 empty] | Removed from Ground | Gas (Historical Use) | 2000 | Bare Steel | 1988-06-15 | Galvanized Steel | Safe Suction (Euro)
4010025 | 1 | [5 empty] | Removed from Ground | Gas (Historical Use) | 560 | Bare Steel | 1966-05-05 | Galvanized Steel
4010026 | 1 | [5 empty] | Removed from Ground | Gas (Historical Use) | 2000 | Bare Steel | 1987-09-10 | Galvanized Steel | Safe Suction (Euro)
4010027 | 1 | [5 empty] | Removed from Ground | Gas (Historical Use) | 10000 | Bare Steel | 1976-05-05 | Galvanized Steel | Safe Suction (Euro)
4010038 | 1 | [5 empty] | Removed from Ground | Diesel | 10000 | Marked Unknown | 1962-12-31 | Unknown
4010038 | 16762 |  | 1994-03-17 |  | 1994-03-17 |  | Currently in Use | Diesel | 10000 | Fiberglass | 1994-03-17 | Fiberglass Reinforced Plastic | Pressurized
4010038 | 2 | [5 empty] | Removed from Ground | Gas (Historical Use) | 10000 | Marked Unknown | 1962-12-31 | Unknown
4010038 | 338040 |  | 1992-09-11 |  | 1992-09-11 |  | Removed from Ground | Gas (Historical Use) | 5000 | Composite | 1992-09-11 | Fiberglass Reinforced Plastic | Pressurized
4010039 | 1 | [5 empty] | Currently in Use | Diesel | 40000 | Bare Steel | 1956-12-31 | Unknown
4010039 | 10C2 | [5 empty] | Removed from Ground | Gas (Historical Use) | 1000 | Bare Steel | 1963-01-01 | Bare Steel
4010039 | 2 | [5 empty] | Removed from Ground | Gas (Historical Use) | 40000 | Bare Steel | 1956-12-31 | Unknown
4010039 | 3 | [5 empty] | Removed from Ground | Gas (Historical Use) | 1000 | Bare Steel | 1956-12-31 | Unknown
4010039 | 4 | [5 empty] | Currently in Use | Diesel | 40000 | Bare Steel | 1956-12-31 | Bare Steel
4010039 | 5 | [5 empty] | Currently in Use | Diesel | 40000 | Bare Steel | 1956-12-31 | Bare Steel | Pressurized
4010039 | 6 | [5 empty] | Currently in Use | Diesel | 400000 | Bare Steel | 1956-12-31 | Unknown
4010039 | 6A | [5 empty] | Removed from Ground | Gas (Historical Use) | 10000 | Bare Steel | 1973-01-01 | Bare Steel
4010039 | 7 | [5 empty] | Permanently Out of Use - historical purposes | Gas (Historical Use) | 10000 | Bare Steel | 1956-12-31 | Unknown
4010039 | 7B | [5 empty] | Removed from Ground | Diesel | 2000 | Bare Steel | 1973-01-01 | Bare Steel
4010039 | 8 | [5 empty] | Currently in Use | Diesel | 2000 | Bare Steel | 1956-12-31 | Bare Steel
4010039 | 9 | [5 empty] | Currently in Use | Diesel | 40000 | Bare Steel | 1956-12-31 | Bare Steel
4010039 | 9C1 | [5 empty] | Removed from Ground | Diesel | 2000 | Bare Steel | 1973-01-01 | Bare Steel
4010040 | 1 |  | 1995-12-13 |  | 1995-12-13 |  | Currently in Use | Gas (Historical Use) | 12000 | Steel-Impressed Current | 1978-05-05 | Cathodically Protected | Pressurized
4010040 | 2 |  | 1995-12-13 |  | 1995-12-13 |  | Currently in Use | Gas (Historical Use) | 12000 | Steel-Impressed Current | 1978-05-05 | Cathodically Protected | Pressurized
4010040 | 3 |  | 1995-12-13 |  | 1995-12-13 |  | Currently in Use | Gas (Historical Use) | 12000 | Steel-Impressed Current | 1978-05-05 | Cathodically Protected | Pressurized
4010040 | 4 |  | 1995-12-13 |  | 1995-12-13 |  | Currently in Use | Diesel | 12000 | Steel-Impressed Current | 1978-05-05 | Cathodically Protected | Pressurized
4010042 | 1 | [5 empty] | Permanently Out of Use - historical purposes | Gas (Historical Use) | 6000 | Bare Steel | 1980-03-07 | Galvanized Steel
4010042 | 2 | [5 empty] | Permanently Out of Use - historical purposes | Gas (Historical Use) | 6000 | Bare Steel | 1980-03-07 | Galvanized Steel
4010042 | 3 | [5 empty] | Permanently Out of Use - historical purposes | Gas (Historical Use) | 6000 | Bare Steel | 1980-03-07 | Galvanized Steel
4010043 | 1 | [5 empty] | Closed in Ground | Gas (Historical Use) | 4000 | Bare Steel | 1979-03-08 | Galvanized Steel
4010043 | 2 | [5 empty] | Closed in Ground | Gas (Historical Use) | 3000 | Bare Steel | 1983-03-08 | Galvanized Steel | Suction (American)
4010043 | 3 | [5 empty] | Closed in Ground | Gas (Historical Use) | 3000 | Bare Steel | 1979-03-08 | Galvanized Steel
4010043 | 4A |  | 1999-10-01 |  | 1999-10-01 |  | Removed from Ground | Gas (Historical Use) | 2000 | Composite | 1999-10-01 | Fiberglass Reinforced Plastic | Safe Suction (Euro)
4010043 | 4B |  | 1999-10-01 |  | 1999-10-01 |  | Removed from Ground | Gas (Historical Use) | 2000 | Composite | 1999-10-01 | Fiberglass Reinforced Plastic | Safe Suction (Euro)
4010044 | 1 | [5 empty] | Removed from Ground | Gas (Historical Use) | 550 | Bare Steel | 1976-03-07 | Galvanized Steel
4010044 | 2 | [5 empty] | Removed from Ground | Diesel | 2000 | Bare Steel | 1976-03-07 | Galvanized Steel
4010045 | 1 | [5 empty] | Removed from Ground | Gas (Historical Use) | 500 | Bare Steel | 1971-05-02 | Galvanized Steel
4010047 | 1 | [5 empty] | Removed from Ground | Empty | 500 | Bare Steel | 1985-05-08 | Galvanized Steel
4010047 | 1A | [5 empty] | Removed from Ground | Empty | 1000 | Bare Steel | 1985-05-08 | Galvanized Steel | Safe Suction (Euro)
4010047 | 2 |  | 1991-08-20 |  | 1991-08-20 |  | Currently in Use | Gas (Historical Use) | 8000 | Galvanic (STIP-3) | 1991-08-20 | Galvanized Steel | Safe Suction (Euro)
4010047 | 3 |  | 1991-08-20 |  | 1991-08-20 |  | Currently in Use | Diesel | 4000 | Galvanic (STIP-3) | 1991-08-20 | Galvanized Steel | Safe Suction (Euro)
4010047 | 4 |  | 1991-08-20 |  | 1991-08-20 |  | Currently in Use | Gas (Historical Use) | 3000 | Galvanic (STIP-3) | 1991-08-20 | Galvanized Steel | Safe Suction (Euro)
4010047 | 5 |  | 1991-08-20 |  | 1991-08-20 |  | Removed from Ground | Gas (Historical Use) | 1000 | Bare Steel | 2001-11-01 | Not Marked
4010050 | 1 | [5 empty] | Permanently Out of Use - historical purposes | Gas (Historical Use) | 4000 | Marked Unknown | 1976-05-04 | Galvanized Steel
4010050 | 2 | [5 empty] | Permanently Out of Use - historical purposes | Gas (Historical Use) | 4000 | Bare Steel | 1976-05-04 | Galvanized Steel
4010050 | 3 | [5 empty] | Permanently Out of Use - historical purposes | Gas (Historical Use) | 4000 | Bare Steel | 1976-05-04 | Galvanized Steel
4010051 | 1 | [5 empty] | Permanently Out of Use - historical purposes | Gas (Historical Use) | 4000 | Bare Steel | 1976-05-04 | Galvanized Steel
4010051 | 2 | [5 empty] | Permanently Out of Use - historical purposes | Gas (Historical Use) | 4000 | Bare Steel | 1976-05-04 | Galvanized Steel
4010096 | 16 |  | 1996-07-06 |  | 1996-07-06 |  | Removed from Ground | Gas (Historical Use) | 4970 | Steel-Impressed Current | 1971-04-22 | Fiberglass Reinforced Plastic | Pressurized
4010096 | 17 |  | 1996-07-06 |  | 1996-07-06 |  | Removed from Ground | Diesel | 4970 | Steel-Impressed Current | 1971-04-22 | Fiberglass Reinforced Plastic | Suction (American)
4010096 | 18 |  | 1996-07-06 |  | 1996-07-06 |  | Removed from Ground | Gas (Historical Use) | 4970 | Steel-Impressed Current | 1971-04-22 | Fiberglass Reinforced Plastic | Pressurized
4010096 | 19 |  | 1996-07-06 |  | 1996-07-06 |  | Removed from Ground | Gas (Historical Use) | 4970 | Steel-Impressed Current | 1971-04-22 | Cathodically Protected | Pressurized
4010096 | 6 |  |  | yes |  | yes | Removed from Ground | Used Oil | 1000 | Not Marked/Unknown | 1991-04-11 | Not Marked
4020001 | 1 | [5 empty] | Removed from Ground | Diesel | 10000 | Bare Steel | 1981-01-15 | Galvanized Steel | Safe Suction (Euro)
4020001 | 2 | [5 empty] | Permanently Out of Use - historical purposes | Other | 250 | Bare Steel | 1961-01-15 | Galvanized Steel
4020001 | 3 | [5 empty] | Permanently Out of Use - historical purposes | Other | 500 | Bare Steel | 1942-12-31 | Galvanized Steel
4020003 | 1 | [5 empty] | Removed from Ground | Gas (Historical Use) | 5500 | Bare Steel | 1985-02-25 | Galvanized Steel
4020003 | 2 | [5 empty] | Removed from Ground | Gas (Historical Use) | 5000 | Bare Steel | 1985-02-25 | Galvanized Steel
4020003 | 3 | [5 empty] | Removed from Ground | Gas (Historical Use) | 5500 | Bare Steel | 1981-02-25 | Galvanized Steel
4020003 | 4 | [5 empty] | Removed from Ground | Diesel | 5500 | Bare Steel | 1981-02-25 | Galvanized Steel
4020003 | 5 | [5 empty] | Removed from Ground | Kerosene | 300 | Bare Steel | 1985-02-25 | Galvanized Steel
4020004 | 1 | Ball Float | 1997-12-01 | no | 1997-12-01 | no | Currently in Use |  | 10000 | Steel-Impressed Current | 1997-12-18 | Fiberglass Reinforced Plastic | Pressurized
4020004 | 2 | Ball Float | 1997-12-01 | no | 1997-12-01 | no | Currently in Use |  | 8000 | Steel-Impressed Current | 1997-12-18 | Fiberglass Reinforced Plastic | Pressurized
4020004 | 3 | Ball Float | 1997-12-01 | no | 1997-12-01 | no | Currently in Use |  | 6000 | Steel-Impressed Current | 1997-12-18 | Fiberglass Reinforced Plastic | Pressurized
4020005 | 1 | [5 empty] | Removed from Ground | Gas (Historical Use) | 1000 | Bare Steel | 1973-01-23 | Galvanized Steel | Safe Suction (Euro)
4020005 | 2 | [5 empty] | Removed from Ground | Diesel | 560 | Bare Steel | 1966-01-23 | Galvanized Steel | Safe Suction (Euro)
4020005 | 3 |  | 1994-06-03 |  | 1994-06-03 |  | Removed from Ground | Gas (Historical Use) | 1000 | Galvanic (STIP-3) | 1994-06-03 | Cathodically Protected | Safe Suction (Euro)
4020005 | 4 |  | 1994-06-03 |  | 1994-06-03 |  | Removed from Ground | Diesel | 1000 | Galvanic (STIP-3) | 1994-06-03 | Cathodically Protected | Safe Suction (Euro)
4020007 | 10403-3 | [5 empty] | Removed from Ground | Gas (Historical Use) | 1000 | Bare Steel | 1971-02-05 | Galvanized Steel
4020007 | 10403-4 | [5 empty] | Removed from Ground | Gas (Historical Use) | 550 | Bare Steel | 1971-02-05 | Galvanized Steel
4020007 | 403D1 |  | 1993-02-26 |  | 1993-02-26 |  | Removed from Ground | Diesel | 1030 | Cathodically Protected Steel | 1990-02-26 | Galvanized Steel | Suction (American)
4020007 | 403G1 |  | 1993-02-26 |  | 1993-02-26 |  | Removed from Ground | Gas (Historical Use) | 1060 | Cathodically Protected Steel | 1990-02-26 | Galvanized Steel | Suction (American)
4020008 | 1 | [5 empty] | Removed from Ground | Empty | 500 | Bare Steel | 1968-04-04 | Unknown
4020009 | 1 | [5 empty] | Removed from Ground | Gas (Historical Use) | 6000 | Bare Steel | 1976-04-28 | Galvanized Steel
4020009 | 10 |  | 2008-02-06 | no | 2008-02-06 | no | Currently in Use | Diesel | 8000 | Composite Double Walled | 2008-02-06 | Double-Walled Flex | Pressurized
4020009 | 11 |  | 2008-02-06 | no | 2008-02-06 | no | Currently in Use | Kerosene | 4000 | Composite Double Walled | 2008-02-06 | Double-Walled Flex | Pressurized
4020009 | 2 | [5 empty] | Removed from Ground | Gas (Historical Use) | 4000 | Bare Steel | 1976-04-28 | Galvanized Steel
4020009 | 3 | [5 empty] | Removed from Ground | Diesel | 4000 | Bare Steel | 1976-04-28 | Galvanized Steel
4020009 | 4 |  | 1994-09-28 |  | 1994-09-28 |  | Removed from Ground | Diesel | 6000 | Composite | 1988-01-01 | Cathodically Protected | Pressurized
4020009 | 5 |  | 1994-09-28 |  | 1994-09-28 |  | Removed from Ground | Gas (Historical Use) | 10000 | Composite | 1994-09-28 | Cathodically Protected | Pressurized
4020009 | 6 |  | 1994-09-28 |  | 1994-09-28 |  | Removed from Ground | Gas (Historical Use) | 8000 | Composite | 1994-09-28 | Cathodically Protected | Pressurized
4020009 | 7 |  | 1994-09-28 |  | 1994-09-28 |  | Removed from Ground | Gas (Historical Use) | 8000 | Composite | 1994-09-28 | Cathodically Protected | Pressurized
4020009 | 8 |  | 2008-02-06 | no | 2008-02-06 | no | Currently in Use | Gas (Historical Use) | 15000 | Composite Double Walled | 2008-02-06 | Double-Walled Flex | Pressurized
4020009 | 9 |  | 2008-02-06 | no | 2008-02-06 | no | Currently in Use | Gas (Historical Use) | 8000 | Composite Double Walled | 2008-02-06 | Double-Walled Flex | Pressurized
4020010 | 1 | [5 empty] | Removed from Ground | Gas (Historical Use) | 560 | Bare Steel | 1971-05-05 | Galvanized Steel | Safe Suction (Euro)
4020010 | 2 | [5 empty] | Removed from Ground | Gas (Historical Use) | 560 | Bare Steel | 1971-05-05 | Galvanized Steel | Safe Suction (Euro)
4020010 | 3 | [5 empty] | Removed from Ground | Gas (Historical Use) | 560 | Bare Steel | 1971-05-05 | Galvanized Steel | Safe Suction (Euro)
4020010 | 4 | [5 empty] | Removed from Ground | Gas (Historical Use) | 1000 | Bare Steel | 1971-05-05 | Galvanized Steel | Safe Suction (Euro)
4020010 | 5 | [5 empty] | Removed from Ground | Gas (Historical Use) | 1000 | Bare Steel | 1971-05-05 | Galvanized Steel | Safe Suction (Euro)
4020010 | 6 | Ball Float | 1989-10-01 |  | 1989-10-01 |  | Currently in Use | Gas (Historical Use) | 8000 | Galvanic (STIP-3) | 1989-10-01 | Fiberglass Reinforced Plastic | Pressurized
4020010 | 7 | Ball Float | 1989-10-01 |  | 1989-10-01 |  | Currently in Use | Gas (Historical Use) | 8000 | Galvanic (STIP-3) | 1989-10-01 | Fiberglass Reinforced Plastic | Pressurized
4020010 | 8 | Ball Float | 1989-10-01 |  | 1989-10-01 |  | Currently in Use | Gas (Historical Use) | 8000 | Galvanic (STIP-3) | 1989-01-10 | Fiberglass Reinforced Plastic | Pressurized
4020010 | 9 | Ball Float | 1989-10-01 |  | 1989-10-01 |  | Currently in Use | Diesel | 8000 | Galvanic (STIP-3) | 1989-10-01 | Fiberglass Reinforced Plastic | Pressurized
4020012 | 1 | [5 empty] | Removed from Ground | Gas (Historical Use) | 4000 | Bare Steel | 1978-05-07 | Galvanized Steel
4020012 | 2 | [5 empty] | Removed from Ground | Gas (Historical Use) | 3000 | Bare Steel | 1978-05-07 | Galvanized Steel
4020012 | 3 | [5 empty] | Removed from Ground | Gas (Historical Use) | 3000 | Bare Steel | 1980-05-07 | Galvanized Steel
4020013 | 1 | [5 empty] | Removed from Ground | Gas (Historical Use) | 3000 | Bare Steel | 1974-05-06 | Galvanized Steel
4020013 | 2 | [5 empty] | Removed from Ground | Gas (Historical Use) | 3000 | Bare Steel | 1974-05-06 | Galvanized Steel
4020013 | 3 | [5 empty] | Removed from Ground | Gas (Historical Use) | 1000 | Bare Steel | 1980-05-06 | Galvanized Steel
4020013 | 4 | [5 empty] | Removed from Ground | Diesel | 1000 | Bare Steel | 1976-05-06 | Galvanized Steel
4020013 | LSF | Flapper Valve | 1997-03-01 |  | 1997-03-01 |  | Currently in Use | Diesel | 10000 | Fiberglass | 1988-03-01 | Steel (Impressed Current) | Pressurized
4020013 | PLUS | Flapper Valve | 1997-03-01 | no | 1997-03-01 | no | Currently in Use | Gas (Historical Use) | 10000 | Fiberglass | 1988-03-01 | Steel (Impressed Current) | Pressurized
4020013 | PREM | Flapper Valve | 1997-03-01 |  | 1997-03-01 |  | Currently in Use | Gas (Historical Use) | 10000 | Fiberglass | 1988-03-01 | Steel (Impressed Current) | Pressurized
4020013 | UNL | Flapper Valve | 1997-03-01 |  | 1997-03-01 |  | Currently in Use | Gas (Historical Use) | 10000 | Fiberglass | 1988-03-01 | Steel (Impressed Current) | Pressurized
4020014 | 1 | [5 empty] | Removed from Ground | Gas (Historical Use) | 2000 | Bare Steel | 1971-05-02 | Galvanized Steel | Safe Suction (Euro)
4020014 | 2 | [5 empty] | Removed from Ground | Gas (Historical Use) | 2000 | Bare Steel | 1971-05-02 | Galvanized Steel | Safe Suction (Euro)
4020014 | 3 | [5 empty] | Removed from Ground | Gas (Historical Use) | 2000 | Bare Steel | 1971-05-02 | Galvanized Steel | Safe Suction (Euro)
4020014 | 4 |  |  | yes |  | yes | Removed from Ground | Used Oil | 560 | Bare Steel | 1971-05-02 | Not Marked
4020014 | 5 | [5 empty] | Removed from Ground | Kerosene | 550 | Bare Steel | 1999-12-08 | Bare Steel
4030001 | 1 | [5 empty] | Removed from Ground | Gas (Historical Use) | 10000 | Bare Steel | 1981-02-21 | Galvanized Steel
4030001 | 2 | [5 empty] | Removed from Ground | Diesel | 3500 | Bare Steel | 1995-04-25 | Galvanized Steel
4030001 | 3 | [5 empty] | Removed from Ground | Gas (Historical Use) | 500 | Marked Unknown | 1995-04-25 | Unknown
4030001 | 4 |  | 1995-05-30 |  | 1995-05-30 |  | Currently in Use | Gas (Historical Use) | 12000 | Composite | 1995-05-30 | Double Walled | Pressurized
4030001 | 5 |  | 1995-05-30 |  | 1995-05-30 |  | Currently in Use | Diesel | 12000 | Composite | 1995-05-30 | Double Walled | Pressurized
4030002 | 1 |  | 1999-01-20 |  | 1999-01-20 |  | Currently in Use | Gas (Historical Use) | 12000 | Steel-Impressed Current | 1981-02-21 | Cathodically Protected | Suction (American)
4030002 | 2 | [5 empty] | Closed in Ground | Gas (Historical Use) | 5000 | Bare Steel | 1971-02-22 | Unknown
4030002 | 3 |  | 2001-12-11 | no | 2001-12-11 | no | Currently in Use | Jet Fuel | 10000 | Composite | 2001-12-11 | Double-Walled Fiberglass | Safe Suction (Euro)
4030003 | 1 |  | 1989-06-28 |  | 1989-06-28 |  | Currently in Use | Gas (Historical Use) | 4000 | Galvanic (STIP-3) | 1989-06-28 | Galvanized Steel | Safe Suction (Euro)
4030004 | 1 | [5 empty] | Removed from Ground | Gas (Historical Use) | 8000 | Bare Steel | 1970-01-08 | Galvanized Steel | Safe Suction (Euro)
4030004 | 3 | [5 empty] | Permanently Out of Use - historical purposes | Empty | 250 | Bare Steel | 1956-01-09 | Not Marked
4030006 | 1A |  | 1998-12-08 | no | 1998-12-08 | no | Temporarily out of use |  | 3000 | Fiberglass | 2014-04-29 | Fiberglass Reinforced Plastic | Suction (American)
4030006 | 1B |  | 2014-05-15 | no | 2014-05-15 | no | Currently in Use | Gas (Historical Use) | 3000 | Fiberglass | 1998-12-08 | Fiberglass Reinforced Plastic | Suction (American)
4030006 | A | [5 empty] | Removed from Ground | Gas (Historical Use) | 1000 | Bare Steel | 1961-01-09 | Galvanized Steel
4030006 | B | [5 empty] | Removed from Ground | Diesel | 1000 | Bare Steel | 1961-01-09 | Galvanized Steel
4030006 | C | [5 empty] | Removed from Ground | Diesel | 1000 | Bare Steel | 1961-01-09 | Galvanized Steel
4030006 | D | [5 empty] | Removed from Ground | Gas (Historical Use) | 1000 | Bare Steel | 1998-12-01 | Galvanized Steel
4030008 | 1 | [5 empty] | Removed from Ground | Diesel | 2000 | Bare Steel | 1984-03-13 | Galvanized Steel | Safe Suction (Euro)
4030008 | 2 | [5 empty] | Removed from Ground | Gas (Historical Use) | 1500 | Bare Steel | 1971-03-14 | Galvanized Steel | Safe Suction (Euro)
4030008 | 3 | [5 empty] | Removed from Ground | Gas (Historical Use) | 2000 | Bare Steel | 1983-03-14 | Galvanized Steel | Safe Suction (Euro)
4030008 | 4 | [5 empty] | Removed from Ground | Gas (Historical Use) | 1500 | Bare Steel | 1983-03-14 | Galvanized Steel | Safe Suction (Euro)
4030008 | 5 | [5 empty] | Removed from Ground | Kerosene | 250 | Bare Steel | 1985-03-13 | Galvanized Steel | Safe Suction (Euro)
4030008 | 6 |  | 1993-09-01 |  | 1993-09-01 |  | Removed from Ground | Gas (Historical Use) | 6000 | Composite | 1993-09-01 | Galvanized Steel | Suction (American)
4030008 | 7 |  | 1993-09-01 |  | 1993-09-01 |  | Removed from Ground | Diesel | 6000 | Composite | 1993-09-01 | Galvanized Steel | Suction (American)
4030009 | 1 | [5 empty] | Removed from Ground | Diesel | 2000 | Bare Steel | 1980-03-17 | Unknown
4030010 | 1 |  |  | yes |  | yes | Removed from Ground | Gas (Historical Use) | 2000 | Bare Steel | 1976-04-17 | Bare Steel | Pressurized
4030010 | 2 | [5 empty] | Removed from Ground | Gas (Historical Use) | 6000 | Bare Steel | 1976-04-17 | Bare Steel | Pressurized
4030010 | 3 | [5 empty] | Removed from Ground | Gas (Historical Use) | 8000 | Bare Steel | 1976-04-17 | Bare Steel | Pressurized
4030010 | 5 | Flapper Valve | 1998-11-01 |  | 1998-11-01 |  | Temporarily out of use | Gas (Historical Use) | 3000 | Composite | 1998-11-01 | Double-Walled Fiberglass | Safe Suction (Euro)
4030010 | 6 | Flapper Valve | 1998-11-01 |  | 1998-11-01 |  | Temporarily out of use | Gas (Historical Use) | 3000 | Composite | 1998-11-01 | Double-Walled Fiberglass | Safe Suction (Euro)
4030011 | 1 | [5 empty] | Removed from Ground | Diesel | 2000 | Bare Steel | 1983-01-01 | Galvanized Steel
4030011 | 2 | [5 empty] | Removed from Ground | Gas (Historical Use) | 560 | Bare Steel | 1962-02-24 | Galvanized Steel
4030011 | 3 | [5 empty] | Removed from Ground | Gas (Historical Use) | 560 | Bare Steel | 1961-01-01 | Galvanized Steel
4030011 | 4 |  | 1991-01-01 |  | 1991-01-01 |  | Removed from Ground | Gas (Historical Use) | 1000 | Galvanic (STIP-3) | 1991-01-01 | Cathodically Protected
4030011 | 5 |  | 1991-01-01 |  | 1991-01-01 |  | Removed from Ground | Diesel | 1000 | Galvanic (STIP-3) | 1991-01-01 | Cathodically Protected
4030015 | 1 |  | 1996-06-04 |  | 1996-06-04 |  | Removed from Ground | Gas (Historical Use) | 8000 | Fiberglass | 1979-01-01 | Fiberglass Reinforced Plastic | Pressurized
4030015 | 2 |  | 1996-06-04 |  | 1996-06-04 |  | Removed from Ground | Gas (Historical Use) | 8000 | Fiberglass | 1979-01-01 | Fiberglass Reinforced Plastic | Pressurized
4030015 | 3 |  | 1996-06-04 |  | 1996-06-04 |  | Removed from Ground | Gas (Historical Use) | 8000 | Fiberglass | 1979-01-01 | Fiberglass Reinforced Plastic | Pressurized
4030015 | 4 |  | 1996-06-04 |  | 1996-06-04 |  | Removed from Ground | Diesel | 4000 | Steel-Impressed Current | 1979-01-01 | Fiberglass Reinforced Plastic | Pressurized
4030015 | 5 | Flapper Valve | 2017-01-18 | no | 2017-01-18 | no | Currently in Use | Gas (Historical Use) | 12000 | Composite Double Walled | 2017-01-18 | Double-Walled Flex | Pressurized
4030015 | 6A | Flapper Valve | 2017-01-18 | no | 2017-01-18 | no | Currently in Use | Gas (Historical Use) | 4000 | Composite Double Walled | 2017-01-18 | Double-Walled Flex | Pressurized
4030015 | 6B | Flapper Valve | 2017-01-18 | no | 2017-01-18 | no | Currently in Use | Diesel | 8000 | Composite Double Walled | 2017-01-18 | Double-Walled Flex | Pressurized
4030019 | 1 | [5 empty] | Removed from Ground | Diesel | 8000 | Bare Steel | 1976-04-29 | Galvanized Steel
4030019 | 2 | [5 empty] | Removed from Ground | Gas (Historical Use) | 500 | Bare Steel | 1976-04-29 | Galvanized Steel
4030019 | 3 | [5 empty] | Removed from Ground | Diesel | 3000 | Bare Steel | 1976-04-29 | Galvanized Steel
4030021 | 1 | Flapper Valve | 1993-05-10 | no | 1993-05-10 | no | Removed from Ground | Gas (Historical Use) | 6000 | Steel-Impressed Current | 1982-01-01 | Fiberglass Reinforced Plastic | Pressurized
4030021 | 2 | Flapper Valve | 1993-05-10 | no | 1993-05-10 | no | Removed from Ground | Gas (Historical Use) | 6000 | Steel-Impressed Current | 1982-01-01 | Fiberglass Reinforced Plastic | Pressurized
4030021 | 3 | Flapper Valve | 1993-05-10 | no | 1993-05-10 | no | Removed from Ground | Gas (Historical Use) | 6000 | Steel-Impressed Current | 1982-01-01 | Fiberglass Reinforced Plastic | Pressurized
4030022 | 1 | [5 empty] | Removed from Ground | Gas (Historical Use) | 1000 | Bare Steel | 1968-01-01 | Galvanized Steel | Suction (American)
4030022 | 2 | [5 empty] | Removed from Ground | Gas (Historical Use) | 1000 | Bare Steel | 1968-01-01 | Galvanized Steel | Suction (American)
4030022 | 3 |  | 1990-05-01 |  | 1990-05-01 |  | Currently in Use | Gas (Historical Use) | 2000 | Fiberglass | 1990-05-01 | Fiberglass Reinforced Plastic | Suction (American)
4030023 | 1 |  | 1993-04-16 |  | 1993-04-16 |  | Currently in Use | Diesel | 4000 | Steel-Impressed Current | 1974-03-10 |  | Suction (American)
4030023 | 2 |  | 1993-04-16 |  | 1993-04-16 |  | Currently in Use | Gas (Historical Use) | 4000 | Steel-Impressed Current | 1974-03-10 | Fiberglass Reinforced Plastic | Pressurized
4030023 | 3 |  | 1993-04-16 |  | 1993-04-16 |  | Currently in Use | Gas (Historical Use) | 4000 | Steel-Impressed Current | 1974-03-10 | Fiberglass Reinforced Plastic | Pressurized
4030023 | WHITE | [5 empty] | Removed from Ground | Gas (Historical Use) | 6000 | Bare Steel | 1974-03-10 | Galvanized Steel
4030024 | 1 | [5 empty] | Removed from Ground | Gas (Historical Use) | 560 | Bare Steel | 1985-04-21 | Bare Steel | Safe Suction (Euro)
4030024 | 2 | [5 empty] | Removed from Ground | Gas (Historical Use) | 2000 | Bare Steel | 1977-04-21 | Bare Steel | Safe Suction (Euro)
4030026 | 1 |  | 1993-06-01 |  | 1993-06-01 |  | Currently in Use | Gas (Historical Use) | 4008 | Cathodically Protected Steel | 1987-01-01 | Fiberglass Reinforced Plastic | Pressurized
4030026 | 2 | [5 empty] | Removed from Ground | Gas (Historical Use) | 6000 | Bare Steel | 1981-05-02 | Galvanized Steel
4030026 | 3 | [5 empty] | Removed from Ground | Gas (Historical Use) | 6000 | Bare Steel | 1981-05-02 | Galvanized Steel
4030026 | 4A |  | 1993-06-01 |  | 1993-06-01 |  | Currently in Use | Gas (Historical Use) | 6000 | Cathodically Protected Steel | 1993-06-14 | Fiberglass Reinforced Plastic | Pressurized
4030026 | 4B |  | 1993-06-01 |  | 1993-06-01 |  | Currently in Use | Gas (Historical Use) | 4000 | Cathodically Protected Steel | 1993-06-14 | Fiberglass Reinforced Plastic | Pressurized
4030027 | 1 | [5 empty] | Removed from Ground | Gas (Historical Use) | 4000 | Bare Steel | 1975-04-25 | Unknown
4030027 | 2 | [5 empty] | Removed from Ground | Gas (Historical Use) | 4000 | Bare Steel | 1975-04-25 | Unknown
4030027 | 3 | [5 empty] | Removed from Ground | Gas (Historical Use) | 4000 | Bare Steel | 1975-04-25 | Unknown
4030027 | 4 | [5 empty] | Removed from Ground | Gas (Historical Use) | 4000 | Bare Steel | 1975-04-25 | Unknown
4040001 | 1 | [5 empty] | Removed from Ground | Diesel | 3000 | Bare Steel | 1976-04-15 | Galvanized Steel
4040001 | 2 | [5 empty] | Removed from Ground | Diesel | 3000 | Bare Steel | 1976-04-15 | Galvanized Steel
4040001 | 3 | [5 empty] | Removed from Ground | Diesel | 3000 | Bare Steel | 1980-04-15 | Galvanized Steel
4040001 | 4 | [5 empty] | Removed from Ground | Diesel | 3000 | Bare Steel | 1980-04-15 | Galvanized Steel
4040001 | 5 | [5 empty] | Removed from Ground | Diesel | 3000 | Bare Steel | 1980-04-15 | Galvanized Steel
4040001 | 6 | [5 empty] | Removed from Ground | Diesel | 3000 | Bare Steel | 1975-04-16 | Galvanized Steel
4040001 | 7A |  | 1994-03-01 | no | 1994-03-01 | no | Currently in Use | Gas (Historical Use) | 2000 | Composite | 1994-03-01 | Fiberglass Reinforced Plastic | Pressurized
4040001 | 7B |  | 1994-03-01 | no | 1994-03-01 | no | Currently in Use | Diesel | 1000 | Composite | 1994-03-01 | Fiberglass Reinforced Plastic | Pressurized
4040001 | 7C |  | 1994-03-01 | no | 1994-03-01 | no | Currently in Use | Diesel | 1000 | Composite | 1994-03-01 | Fiberglass Reinforced Plastic | Pressurized
4040004 | 1 |  | 1997-07-05 | no | 1997-07-05 | no | Currently in Use | Diesel | 3000 | Steel-Impressed Current | 1972-02-25 |  | Safe Suction (Euro)
4040004 | 2 |  | 1997-07-05 |  | 1997-07-05 |  | Currently in Use | Gas (Historical Use) | 3000 | Steel-Impressed Current | 1972-02-25 |  | Safe Suction (Euro)
4040004 | 3 |  | 1997-07-05 | no | 1997-07-05 | no | Currently in Use | Gas (Historical Use) | 3000 | Steel-Impressed Current | 1972-02-25 |  | Safe Suction (Euro)
4040004 | 4 |  | 1997-07-05 |  | 1997-07-05 |  | Currently in Use | Gas (Historical Use) | 4000 | Steel-Impressed Current | 1978-02-24 |  | Suction (American)
4040004 | 5 |  | 1997-07-05 |  | 1997-07-05 |  | Currently in Use | Gas (Historical Use) | 4000 | Steel-Impressed Current | 1990-06-14 |  | Suction (American)
4040005 | 1 | [5 empty] | Permanently Out of Use - historical purposes | Gas (Historical Use) | 4000 | Bare Steel | 1961-02-04 | Galvanized Steel
4040005 | 2 | [5 empty] | Permanently Out of Use - historical purposes | Gas (Historical Use) | 2000 | Bare Steel | 1961-02-04 | Galvanized Steel
4040006 | 1 |  | 1997-08-14 |  | 1997-08-14 |  | Currently in Use | Diesel | 10000 | Steel-Impressed Current | 1981-03-04 | Double Walled | Pressurized
4040006 | 2 |  | 1997-08-14 |  | 1997-08-14 |  | Currently in Use | Diesel | 10000 | Steel-Impressed Current | 1981-03-04 | Double Walled | Pressurized
4040006 | 3 |  | 1997-08-14 |  | 1997-08-14 |  | Currently in Use | Gas (Historical Use) | 10000 | Steel-Impressed Current | 1981-03-04 | Double Walled | Pressurized
4040006 | 4 |  | 1997-08-14 |  | 1997-08-14 |  | Currently in Use | Gas (Historical Use) | 10000 | Steel-Impressed Current | 1981-03-04 | Double Walled | Pressurized
4040006 | 5 |  | 1997-08-14 |  | 1997-08-14 |  | Currently in Use | Gas (Historical Use) | 10000 | Steel-Impressed Current | 1981-03-04 | Double Walled | Pressurized
4040006 | 6 |  | 1997-08-14 |  | 1997-08-14 |  | Temporarily out of use | Kerosene | 4000 | Steel-Impressed Current | 1981-03-04 | Double Walled | Pressurized
4040007 | 1 | [5 empty] | Removed from Ground | Diesel | 4000 | Bare Steel | 1966-04-17 | Galvanized Steel
4040009 | 10404-1 | [5 empty] | Removed from Ground | Gas (Historical Use) | 550 | Bare Steel | 1971-02-05 | Galvanized Steel
4040009 | 10404-2 | [5 empty] | Removed from Ground | Gas (Historical Use) | 510 | Bare Steel | 1971-02-05 | Galvanized Steel
4040009 | 404D2 | [5 empty] | Removed from Ground | Diesel | 1000 | Unknown | 1993-08-03 | Not Marked | Pressurized
4040009 | 404G3 | [5 empty] | Removed from Ground | Gas (Historical Use) | 1000 | Unknown | 1993-08-03 | Not Marked | Pressurized
4040010 | 1 | [5 empty] | Removed from Ground | Diesel | 2000 | Bare Steel | 1971-04-26 | Galvanized Steel
4040011 | 1 | [5 empty] | Removed from Ground | Gas (Historical Use) | 1000 | Bare Steel | 1956-04-24 | Galvanized Steel
4040011 | 2 | [5 empty] | Removed from Ground | Gas (Historical Use) | 1000 | Bare Steel | 1956-04-24 | Galvanized Steel
4040011 | 3 | [5 empty] | Removed from Ground | Gas (Historical Use) | 560 | Bare Steel | 1956-04-24 | Galvanized Steel
4040011 | 4A | Flapper Valve | 1993-03-01 |  | 1993-03-01 |  | Temporarily out of use | Gas (Historical Use) | 2000 | Composite | 1993-03-01 | Fiberglass Reinforced Plastic | Safe Suction (Euro)
4040011 | 4B | Flapper Valve | 1993-03-01 |  | 1993-03-01 |  | Temporarily out of use | Gas (Historical Use) | 1000 | Composite | 1993-03-01 | Fiberglass Reinforced Plastic | Safe Suction (Euro)
4040015 | 1 | [5 empty] | Removed from Ground | Diesel | 6000 | Bare Steel | 1966-05-02 | Galvanized Steel
4040016 | 1 | [5 empty] | Removed from Ground | Gas (Historical Use) | 2000 | Bare Steel | 1972-04-15 | Galvanized Steel
4040016 | 2 | [5 empty] | Removed from Ground | Diesel | 3000 | Bare Steel | 1976-04-15 | Galvanized Steel
4040017 | 1 | [5 empty] | Removed from Ground | Gas (Historical Use) | 3000 | Bare Steel | 1956-05-06 | Galvanized Steel
4040017 | 2 | [5 empty] | Removed from Ground | Gas (Historical Use) | 3000 | Bare Steel | 1956-05-06 | Galvanized Steel
4040017 | 3 | [5 empty] | Removed from Ground | Gas (Historical Use) | 3000 | Bare Steel | 1956-05-06 | Galvanized Steel
4040018 | 1 | [5 empty] | Removed from Ground | Gas (Historical Use) | 1000 | Bare Steel | 1974-05-06 | Galvanized Steel
4040018 | 2 | [5 empty] | Removed from Ground | Gas (Historical Use) | 1000 | Bare Steel | 1974-05-06 | Galvanized Steel
4040610 | 1 | [5 empty] | Removed from Ground | Gas (Historical Use) | 10000 | Bare Steel | 1979-05-03 | Galvanized Steel | Suction (American)
4040610 | 2 |  |  | no |  | no | Removed from Ground | Diesel | 550 | Fiberglass | 1997-01-30
4040610 | M158065 | Flapper Valve | 1997-05-21 |  | 1997-05-21 |  | Removed from Ground | Gas (Historical Use) | 12111 | Tank Jacket | 1997-05-21 | Double-Walled Fiberglass | Safe Suction (Euro)
4050003 | 1 | [5 empty] | Removed from Ground | Diesel | 2000 | Bare Steel | 1980-01-08 | Galvanized Steel
4050003 | 2 | [5 empty] | Removed from Ground | Gas (Historical Use) | 1000 | Bare Steel | 1958-01-07 | Galvanized Steel
4050003 | 3 | [5 empty] | Removed from Ground | Gas (Historical Use) | 2000 | Bare Steel | 1979-01-08 | Galvanized Steel
4050003 | 4 |  |  | yes |  | yes | Removed from Ground | Used Oil | 500 | Bare Steel | 1958-01-07 | Galvanized Steel
4050007 | 1 | [5 empty] | Removed from Ground | Gas (Historical Use) | 2000 | Bare Steel | 1999-12-17 | Galvanized Steel | Suction (American)
4050007 | 2 | [5 empty] | Removed from Ground | Gas (Historical Use) | 2000 | Bare Steel | 1999-12-17 | Galvanized Steel | Suction (American)
4050007 | 3A |  | 1999-01-10 |  | 1999-01-10 |  | Currently in Use | Gas (Historical Use) | 9000 | Epoxy | 1988-01-01 | Double Walled | Pressurized
4050007 | 3B |  | 1999-01-10 |  | 1999-01-10 |  | Currently in Use | Other | 3000 | Epoxy | 1999-01-01 | Double Walled | Pressurized
4050008 | 1 | [5 empty] | Removed from Ground | Gas (Historical Use) | 1000 | Bare Steel | 1973-01-28 | Galvanized Steel | Safe Suction (Euro)
4050008 | 2 | [5 empty] | Removed from Ground | Gas (Historical Use) | 2000 | Bare Steel | 1973-01-01 | Galvanized Steel | Safe Suction (Euro)
4050008 | 3 | [5 empty] | Removed from Ground | Gas (Historical Use) | 2000 | Bare Steel | 1973-01-28 | Galvanized Steel | Safe Suction (Euro)
4050008 | 4 | [5 empty] | Removed from Ground | Gas (Historical Use) | 1000 | Bare Steel | 1973-01-28 | Galvanized Steel | Safe Suction (Euro)
4050008 | 5 | [5 empty] | Removed from Ground | Gas (Historical Use) | 1000 | Not Marked/Unknown | 1969-01-01 | Galvanized Steel | Safe Suction (Euro)
4050009 | 1 |  | 1997-04-02 |  | 1997-04-02 |  | Currently in Use | Diesel | 20000 | Cathodically Protected Steel | 1981-01-23 | Cathodically Protected | Pressurized
4050009 | 2 |  | 1997-04-02 |  | 1997-04-02 |  | Currently in Use | Gas (Historical Use) | 20000 | Cathodically Protected Steel | 1981-01-23 | Cathodically Protected | Pressurized
4050009 | 3 |  | 1997-04-02 |  | 1997-04-02 |  | Currently in Use | Gas (Historical Use) | 20000 | Cathodically Protected Steel | 1981-01-23 | Cathodically Protected | Pressurized
4050009 | 4 |  | 1997-04-02 |  | 1997-04-02 |  | Currently in Use | Diesel | 20000 | Cathodically Protected Steel | 1981-01-23 | Cathodically Protected | Pressurized
4050009 | 5 |  | 1997-04-02 |  | 1997-04-02 |  | Currently in Use | Kerosene | 20000 | Cathodically Protected Steel | 1981-01-23 | Cathodically Protected | Pressurized
4050011 | 1 |  | 1994-10-12 |  | 1994-10-12 |  | Removed from Ground | Gas (Historical Use) | 10000 | Cathodically Protected Steel | 1981-01-23 | Fiberglass Reinforced Plastic | Pressurized
4050011 | 2 |  | 1994-10-12 |  | 1994-10-12 |  | Removed from Ground | Gas (Historical Use) | 10000 | Cathodically Protected Steel | 1981-01-23 | Fiberglass Reinforced Plastic | Pressurized
4050011 | 3 |  | 1994-10-12 |  | 1994-10-12 |  | Removed from Ground | Gas (Historical Use) | 10000 | Cathodically Protected Steel | 1981-01-23 | Fiberglass Reinforced Plastic | Pressurized
4050011 | 4 |  | 1994-10-12 |  | 1994-10-12 |  | Removed from Ground | Diesel | 10000 | Cathodically Protected Steel | 1981-01-23 | Fiberglass Reinforced Plastic | Pressurized
4050011 | 5 |  | 1994-10-12 |  | 1994-10-12 |  | Removed from Ground | Kerosene | 1000 | Cathodically Protected Steel | 1994-01-01 | Fiberglass Reinforced Plastic | Safe Suction (Euro)
4050012 | 1 | [5 empty] | Removed from Ground | Empty | 2000 | Bare Steel | 1961-01-28 | Unknown
4050012 | 2 | [5 empty] | Removed from Ground | Empty | 4000 | Bare Steel | 1961-01-28 | Unknown
4050012 | 3 | [5 empty] | Permanently Out Of Use | Empty | 2000 | Bare Steel | 1961-01-28 | Unknown
4050014 | 1 |  | 1998-08-01 |  | 1998-08-01 |  | Currently in Use | Gas (Historical Use) | 8000 | Steel-Impressed Current | 1979-01-24 | Steel (Impressed Current) | Safe Suction (Euro)
4050014 | 2 |  | 1998-08-01 |  | 1998-08-01 |  | Currently in Use | Gas (Historical Use) | 8000 | Steel-Impressed Current | 1979-01-24 | Steel (Impressed Current) | Safe Suction (Euro)
4050014 | 3 |  | 1998-08-01 |  | 1998-08-01 |  | Currently in Use | Diesel | 6000 | Steel-Impressed Current | 1979-01-24 | Steel (Impressed Current) | Safe Suction (Euro)
4050015 | 1 |  | 1986-04-01 |  | 1998-08-13 |  | Currently in Use | Gas (Historical Use) | 10000 | Cathodically Protected Steel | 1983-01-24 | Fiberglass Reinforced Plastic | Pressurized
4050015 | 2 |  | 1986-04-01 |  | 1998-08-13 |  | Currently in Use | Gas (Historical Use) | 10000 | Cathodically Protected Steel | 1983-01-24 | Fiberglass Reinforced Plastic | Pressurized
4050015 | 3 |  | 1986-04-01 |  | 1998-08-13 |  | Currently in Use | Gas (Historical Use) | 10000 | Cathodically Protected Steel | 1983-01-24 | Fiberglass Reinforced Plastic | Pressurized
4050016 | 1 | Flapper Valve | 1997-04-02 | no | 1997-04-02 | no | Currently in Use | Regular | 8000 | Steel-Impressed Current | 1981-01-23 | Fiberglass Reinforced Plastic | Pressurized
4050016 | 2 | Flapper Valve | 1997-04-02 | no | 1997-04-02 | no | Currently in Use | Regular | 8000 | Steel-Impressed Current | 1981-01-23 | Fiberglass Reinforced Plastic | Pressurized
4050016 | 3 | Flapper Valve | 1997-04-02 | no | 1997-04-02 | no | Currently in Use | Premium | 8000 | Steel-Impressed Current | 1981-01-23 | Fiberglass Reinforced Plastic | Pressurized
4050016 | 4 | Flapper Valve | 1997-04-02 | no | 1997-04-02 | no | Currently in Use | Diesel | 10000 | Steel-Impressed Current | 1981-01-23 | Fiberglass Reinforced Plastic | Suction (American)
4050017 | 1 | [5 empty] | Temporarily out of use | Gas (Historical Use) | 4000 | Bare Steel | 1976-01-24 | Galvanized Steel | Pressurized
4050017 | 2 | [5 empty] | Temporarily out of use | Gas (Historical Use) | 5000 | Bare Steel | 1985-01-23 | Galvanized Steel | Pressurized
4050017 | 3 | [5 empty] | Temporarily out of use | Gas (Historical Use) | 5000 | Bare Steel | 1985-01-23 | Galvanized Steel | Pressurized
4050018 | 1 |  | 1997-04-01 |  | 1997-04-01 |  | Currently in Use | Gas (Historical Use) | 4000 | Galvanic (STIP-3) | 1986-01-23 | Cathodically Protected | Pressurized
4050018 | 2 |  | 1997-04-01 |  | 1997-04-01 |  | Currently in Use | Gas (Historical Use) | 4000 | Galvanic (STIP-3) | 1986-01-23 | Cathodically Protected | Pressurized
4050018 | 3 |  | 1997-04-01 |  | 1997-04-01 |  | Currently in Use | Gas (Historical Use) | 4000 | Galvanic (STIP-3) | 1986-01-23 | Cathodically Protected | Pressurized
4050019 | 1 |  | 1985-06-01 |  | 1998-08-03 |  | Currently in Use | Gas (Historical Use) | 4000 | Cathodically Protected Steel | 1986-01-23 | Cathodically Protected | Safe Suction (Euro)
4050019 | 2 |  | 1985-06-01 |  | 1998-08-03 |  | Currently in Use | Gas (Historical Use) | 4000 | Cathodically Protected Steel | 1986-01-23 | Cathodically Protected | Safe Suction (Euro)
4050019 | 3 |  | 1985-06-01 |  | 1998-08-03 |  | Temporarily out of use | Gas (Historical Use) | 4000 | Cathodically Protected Steel | 1986-01-23 | Cathodically Protected | Safe Suction (Euro)
4050021 | 1 | [5 empty] | Currently in Use | Gas (Historical Use) | 1000 | Bare Steel | 1966-01-23 | Galvanized Steel
4050021 | 2 | [5 empty] | Currently in Use | Gas (Historical Use) | 550 | Bare Steel | 1966-01-23 | Galvanized Steel
4050021 | 3 | [5 empty] | Temporarily out of use | Gas (Historical Use) | 550 | Bare Steel | 1966-01-23 | Galvanized Steel
4050022 | 1 | [5 empty] | Removed from Ground | Gas (Historical Use) | 1000 | Bare Steel | 1976-02-22 | Galvanized Steel | Suction (American)
4050023 | DIESEL | [5 empty] | Removed from Ground | Diesel | 10000 | Bare Steel | 1966-01-07 | Galvanized Steel
4050023 | EMERGGEN | [5 empty] | Removed from Ground | Gas (Historical Use) | 160 | Bare Steel | 1974-01-07 | Galvanized Steel
4050023 | FIREPUMP | [5 empty] | Removed from Ground | Gas (Historical Use) | 400 | Bare Steel | 1981-01-07 | Galvanized Steel
4050023 | GASOLINE | [5 empty] | Removed from Ground | Gas (Historical Use) | 550 | Bare Steel | 1974-01-07 | Galvanized Steel
4050025 | 1 | [5 empty] | Removed from Ground | Gas (Historical Use) | 2000 | Bare Steel | 1973-03-02 | Galvanized Steel | Safe Suction (Euro)
4050025 | 2 | [5 empty] | Removed from Ground | Gas (Historical Use) | 2000 | Bare Steel | 1973-03-02 | Galvanized Steel | Safe Suction (Euro)
4050025 | 3 | [5 empty] | Removed from Ground | Gas (Historical Use) | 1000 | Bare Steel | 1973-03-02 | Galvanized Steel | Safe Suction (Euro)
4050025 | 4 | Flapper Valve | 1997-09-03 | no | 1997-09-03 | no | Currently in Use | E-10 | 2000 | Composite | 1997-09-01 | Fiberglass Reinforced Plastic | Safe Suction (Euro)
4050025 | 5 | Flapper Valve | 1997-09-03 | no | 1997-09-03 | no | Temporarily out of use | E-10 | 1000 | Composite | 1997-09-01 | Fiberglass Reinforced Plastic | Safe Suction (Euro)
4050025 | 6 | Flapper Valve | 1997-09-03 | no | 1997-09-03 | no | Currently in Use | Diesel | 1000 | Composite | 1997-09-01 | Fiberglass Reinforced Plastic | Safe Suction (Euro)
4050026 | 2 |  | 1992-03-01 |  | 1992-03-01 |  | Removed from Ground | Not Marked/Tank Removed | 2000 | Cathodically Protected Steel | 1992-03-01 | Fiberglass Reinforced Plastic | Pressurized
4050026 | 3 |  | 1992-03-01 |  | 1992-03-01 |  | Removed from Ground | Not Marked/Tank Removed | 4000 | Cathodically Protected Steel | 1992-03-01 | Fiberglass Reinforced Plastic | Pressurized
4050026 | 4 | Flapper Valve | 2012-05-30 | no | 2012-05-30 | no | Currently in Use | Regular | 12000 | Epoxy Double-Walled | 2012-05-30 | Double-Walled Flex | Pressurized
4050030 | 1 |  | 1997-08-21 |  | 1997-08-21 |  | Removed from Ground | Diesel | 20000 | Steel-Impressed Current | 1971-01-01 | Cathodically Protected | Suction (American)
4050030 | 2 |  | 1997-08-21 |  | 1997-08-21 |  | Removed from Ground | Diesel | 20000 | Steel-Impressed Current | 1980-01-01 | Cathodically Protected | Suction (American)
4050032 | 1 | [5 empty] | Closed in Ground | Gas (Historical Use) | 550 | Marked Unknown | 1926-04-05 | Unknown
4050032 | 2 | [5 empty] | Closed in Ground | Gas (Historical Use) | 550 | Marked Unknown | 1926-04-05 | Unknown
4050033 | 1 |  | 1980-01-01 |  | 1998-11-01 |  | Currently in Use | Gas (Historical Use) | 2000 | Cathodically Protected Steel | 1981-04-09 | Cathodically Protected | Safe Suction (Euro)
4050033 | 2 |  | 1980-01-01 |  | 1998-11-01 |  | Temporarily out of use | Gas (Historical Use) | 2000 | Cathodically Protected Steel | 1981-04-09 | Cathodically Protected | Safe Suction (Euro)
4050033 | 3 |  | 1980-01-01 |  | 1998-11-01 |  | Currently in Use | Gas (Historical Use) | 2000 | Cathodically Protected Steel | 1981-04-09 | Cathodically Protected | Safe Suction (Euro)
4050036 | 1 | [5 empty] | Removed from Ground | Gas (Historical Use) | 1000 | Bare Steel | 1961-03-25 | Galvanized Steel
4050036 | 2 | [5 empty] | Removed from Ground | Gas (Historical Use) | 1000 | Bare Steel | 1961-03-25 | Galvanized Steel
4050036 | 3 | [5 empty] | Removed from Ground | Gas (Historical Use) | 2000 | Bare Steel | 1966-01-01 | Galvanized Steel
4050036 | 4 | [5 empty] | Removed from Ground | Gas (Historical Use) | 1000 | Bare Steel | 1982-01-01 | Galvanized Steel
4050038 | 1 | [5 empty] | Removed from Ground | Gas (Historical Use) | 6000 | Bare Steel | 1966-03-25 | Galvanized Steel
4050038 | 2 | [5 empty] | Removed from Ground | Gas (Historical Use) | 6000 | Bare Steel | 1966-03-25 | Galvanized Steel
4050038 | 3 | [5 empty] | Removed from Ground | Gas (Historical Use) | 10000 | Bare Steel | 1966-03-25 | Galvanized Steel
4050038 | 4 | [5 empty] | Removed from Ground | Diesel | 1000 | Bare Steel | 1966-03-25 | Galvanized Steel
4050039 | 1 | [5 empty] | Removed from Ground | Gas (Historical Use) | 2000 | Bare Steel | 1966-03-25 | Galvanized Steel | Safe Suction (Euro)
4050039 | 2 | [5 empty] | Removed from Ground | Gas (Historical Use) | 2000 | Bare Steel | 1966-03-25 | Galvanized Steel | Safe Suction (Euro)
4050039 | 3 | [5 empty] | Removed from Ground | Gas (Historical Use) | 2000 | Bare Steel | 1966-03-25 | Galvanized Steel | Safe Suction (Euro)
4050041 | 1 | [5 empty] | Removed from Ground | Gas (Historical Use) | 10000 | Bare Steel | 1971-03-20 | Galvanized Steel
4050041 | 2 | [5 empty] | Removed from Ground | Gas (Historical Use) | 10000 | Bare Steel | 1971-03-20 | Galvanized Steel
4050041 | 3 | [5 empty] | Removed from Ground | Gas (Historical Use) | 5000 | Bare Steel | 1971-03-20 | Galvanized Steel
4050041 | 4 |  |  | yes |  | yes | Removed from Ground | Used Oil | 550 | Bare Steel | 1971-01-01 | Galvanized Steel
4050042 | 1 | [5 empty] | Removed from Ground | Diesel | 560 | Bare Steel | 1965-01-01 | Bare Steel
4050042 | 2 | [5 empty] | Removed from Ground | Diesel | 1000 | Cathodically Protected Steel | 1990-02-01 | Cathodically Protected | Safe Suction (Euro)
4050042 | 3 | [5 empty] | Removed from Ground | Gas (Historical Use) | 2000 | Cathodically Protected Steel | 1990-02-01 | Cathodically Protected | Safe Suction (Euro)
4050042 | 4 |  | 1994-02-03 |  | 1994-02-03 |  | Removed from Ground | Diesel | 1000 | Galvanic (STIP-3) | 1994-02-03 | Cathodically Protected | Safe Suction (Euro)
4050042 | 5 |  | 1994-02-03 |  | 1994-02-03 |  | Removed from Ground | Gas (Historical Use) | 1000 | Galvanic (STIP-3) | 1994-02-03 | Cathodically Protected | Safe Suction (Euro)
4050042 | 6 |  | 2006-02-01 | no | 2006-02-01 | no | Currently in Use | Gas (Historical Use) | 2500 | Fiberglass Double Walled | 2006-02-01 | Fiberglass Reinforced Plastic | Safe Suction (Euro)
4050042 | 7 |  | 2006-02-01 | no | 2006-02-01 | no | Currently in Use | Diesel | 2500 | Fiberglass Double Walled | 2006-02-01 | Fiberglass Reinforced Plastic | Safe Suction (Euro)
4050043 | 1 | [5 empty] | Removed from Ground | Gas (Historical Use) | 560 | Bare Steel | 1955-12-17 | Galvanized Steel
4050043 | 2 | [5 empty] | Removed from Ground | Diesel | 560 | Bare Steel | 1955-12-17 | Galvanized Steel
4050043 | 3 |  | 1990-04-01 |  | 1990-04-01 |  | Removed from Ground | Gas (Historical Use) | 1000 | Galvanic (STIP-3) | 1990-04-01 | Cathodically Protected | Safe Suction (Euro)
4050043 | 4 |  | 1990-04-01 |  | 1990-04-01 |  | Removed from Ground | Gas (Historical Use) | 1000 | Galvanic (STIP-3) | 1990-04-01 | Cathodically Protected | Safe Suction (Euro)
4050044 | 1 |  |  | yes |  | yes | Removed from Ground | Used Oil | 1000 | Bare Steel | 1975-04-02 | Galvanized Steel
4050045 | 1 | [5 empty] | Removed from Ground | Gas (Historical Use) | 1000 | Bare Steel | 1978-04-08 | Galvanized Steel
4050050 | 202D1 | [5 empty] | Removed from Ground | Diesel | 1064 | Bare Steel | 1994-11-09 | Galvanized Steel
4050050 | 202G1 | [5 empty] | Removed from Ground | Gas (Historical Use) | 1060 | Bare Steel | 1984-01-16 | Galvanized Steel
4050050 | 202G2 | [5 empty] | Removed from Ground | Gas (Historical Use) | 1060 | Bare Steel | 1984-01-16 | Galvanized Steel
4050051 | 1 | [5 empty] | Removed from Ground | Gas (Historical Use) | 1000 | Composite | 1984-04-04 | Unknown
4050051 | 2 | [5 empty] | Removed from Ground | Diesel | 1000 | Composite | 1984-04-04 | Unknown
4050052 | 1 |  | 1997-07-30 |  | 1997-07-30 |  | Removed from Ground | Gas (Historical Use) | 10000 | Cathodically Protected Steel | 1978-01-01 | Double-Walled Flex | Pressurized
4050052 | 2 |  | 1997-07-30 |  | 1997-07-30 |  | Removed from Ground | Gas (Historical Use) | 5000 | Cathodically Protected Steel | 1978-01-01 | Double Walled | Pressurized
4050052 | 3 |  | 1997-07-30 |  | 1997-07-30 |  | Removed from Ground | Gas (Historical Use) | 5000 | Cathodically Protected Steel | 1978-01-01 | Double Walled | Pressurized
4050052 | 4A |  | 2011-01-26 |  | 2011-01-26 |  | Currently in Use | Gas (Historical Use) | 6000 | Composite Double Walled | 2011-01-26 | Double-Walled Flex | Pressurized
4050052 | 4B |  | 2011-01-26 |  | 2011-01-26 |  | Currently in Use | Gas (Historical Use) | 4000 | Composite Double Walled | 2011-01-26 | Double-Walled Flex | Pressurized
4050052 | 5 |  | 2011-04-13 | no | 2011-04-13 | no | Currently in Use | Gas (Historical Use) | 10000 | Composite Double Walled | 2011-04-13 | Double-Walled Flex | Pressurized
4050053 | 1 |  | 1996-04-18 |  | 1996-04-18 |  | Removed from Ground | Gas (Historical Use) | 6000 | Steel-Impressed Current | 1983-01-01 | Cathodically Protected | Pressurized
4050053 | 2 |  | 1996-04-18 |  | 1996-04-18 |  | Removed from Ground | Gas (Historical Use) | 6000 | Steel-Impressed Current | 1983-01-01 | Galvanized Steel | Pressurized
4050053 | 3 |  | 1996-04-18 |  | 1996-04-18 |  | Removed from Ground | Gas (Historical Use) | 3000 | Steel-Impressed Current | 1983-01-01 | Galvanized Steel | Pressurized
4050053 | 4 | Flapper Valve | 1996-04-18 |  | 1996-04-18 |  | Currently in Use | Gas (Historical Use) | 12000 | Composite Double Walled | 2001-03-29 | Double-Walled Flex | Pressurized
4050053 | 5 | Flapper Valve | 1996-04-18 |  | 1996-04-18 |  | Currently in Use | Gas (Historical Use) | 10000 | Composite Double Walled | 2001-03-29 | Double-Walled Flex | Pressurized
4050054 | 2 | Flapper Valve | 1996-06-18 |  | 1996-06-18 |  | Currently in Use | Gas (Historical Use) | 8000 | Steel-Impressed Current | 1982-01-01 | Double-Walled Flex | Pressurized
4050054 | 1 | Flapper Valve | 1996-06-18 |  | 1996-06-18 |  | Currently in Use | Gas (Historical Use) | 10000 | Steel-Impressed Current | 1982-01-01 | Double-Walled Flex | Pressurized
4050054 | 3 | Flapper Valve | 1996-06-18 |  | 1996-06-18 |  | Currently in Use | Gas (Historical Use) | 4000 | Steel-Impressed Current | 1982-01-01 | Double-Walled Flex | Pressurized
4050054 | 4 | Flapper Valve | 1996-06-18 |  | 1996-06-18 |  | Currently in Use | E-85 | 4000 | Steel-Impressed Current | 1982-01-01 | Double-Walled Flex | Pressurized
4050055 | 1 | [5 empty] | Removed from Ground | Gas (Historical Use) | 8000 | Bare Steel | 1968-03-25 | Galvanized Steel | Pressurized
4050055 | 2 | [5 empty] | Removed from Ground | Gas (Historical Use) | 8000 | Bare Steel | 1968-03-25 | Galvanized Steel | Pressurized
4050055 | 3 | [5 empty] | Removed from Ground | Diesel | 1000 | Bare Steel | 1968-03-25 | Galvanized Steel | Safe Suction (Euro)
4050055 | 4 |  |  | yes |  | yes | Removed from Ground | Used Oil | 500 | Bare Steel | 1968-03-25 | Galvanized Steel | Safe Suction (Euro)
4050056 | 1 |  | 1998-12-17 |  | 1998-12-17 |  | Temporarily out of use | Gas (Historical Use) | 8000 | Cathodically Protected Steel | 1984-04-25 | Fiberglass Reinforced Plastic | Pressurized
4050056 | 2 |  | 1998-12-17 |  | 1998-12-17 |  | Temporarily out of use | Gas (Historical Use) | 4000 | Cathodically Protected Steel | 1984-04-25 | Fiberglass Reinforced Plastic | Pressurized
4050056 | 3 |  | 1998-12-17 |  | 1998-12-17 |  | Temporarily out of use | Gas (Historical Use) | 4000 | Cathodically Protected Steel | 1984-04-25 | Fiberglass Reinforced Plastic | Pressurized
4050057 | 1 |  | 1998-09-01 |  | 1998-09-01 |  | Currently in Use | Gas (Historical Use) | 8000 | Steel-Impressed Current | 1983-04-26 | Fiberglass Reinforced Plastic | Pressurized
4050057 | 2 |  | 1998-09-01 |  | 1998-09-01 |  | Currently in Use | Gas (Historical Use) | 6000 | Steel-Impressed Current | 1983-04-26 | Fiberglass Reinforced Plastic | Pressurized
4050057 | 3 |  | 1998-09-01 |  | 1998-09-01 |  | Currently in Use | Gas (Historical Use) | 6000 | Steel-Impressed Current | 1983-04-26 | Fiberglass Reinforced Plastic | Pressurized
4050060 | 1 |  | 1997-11-01 |  | 1997-11-01 |  | Currently in Use | Gas (Historical Use) | 10000 | Steel-Impressed Current | 1971-04-24 | Cathodically Protected | Pressurized
4050060 | 2 |  | 1997-11-01 |  | 1997-11-01 |  | Temporarily out of use | Gas (Historical Use) | 10000 | Steel-Impressed Current | 1971-04-24 | Cathodically Protected | Pressurized
4050060 | 3 |  | 1997-11-01 |  | 1997-11-01 |  | Temporarily out of use | Gas (Historical Use) | 10000 | Steel-Impressed Current | 1971-04-24 | Cathodically Protected | Pressurized
4050060 | 4 | [5 empty] | Closed in Ground | Empty | 10000 | Bare Steel | 1971-04-24 | Galvanized Steel
4050061 | 1 |  | 1994-10-15 |  | 1994-10-15 | yes | Currently in Use | Gas (Historical Use) | 7500 | Not Marked/Unknown | 1970-04-23 | Fiberglass Reinforced Plastic | Safe Suction (Euro)
4050061 | 2 |  | 1994-10-15 |  | 1994-10-15 | yes | Currently in Use | Gas (Historical Use) | 7500 | Not Marked/Unknown | 1970-04-23 | Fiberglass Reinforced Plastic | Safe Suction (Euro)
4050061 | 3 |  | 1994-10-15 |  | 1994-10-15 | yes | Currently in Use | Gas (Historical Use) | 5000 | Not Marked/Unknown | 1978-04-23 | Fiberglass Reinforced Plastic | Safe Suction (Euro)
4050062 | 1 | [5 empty] | Removed from Ground | Gas (Historical Use) | 1000 | Bare Steel | 1956-04-23 | Galvanized Steel | Safe Suction (Euro)
4050062 | 2 | [5 empty] | Removed from Ground | Gas (Historical Use) | 550 | Bare Steel | 1956-04-23 | Galvanized Steel | Safe Suction (Euro)
4050062 | 3 | [5 empty] | Removed from Ground | Diesel | 2000 | Not Marked/Unknown |  | Galvanized Steel | Safe Suction (Euro)
4050063 | 1 | Flapper Valve | 1995-03-24 | no | 1990-04-15 | no | Currently in Use | E-10 | 10000 | Steel-Impressed Current | 1964-04-23 | Fiberglass Reinforced Plastic | Pressurized
4050063 | 2 | Flapper Valve | 1995-03-24 | no | 1990-04-15 | no | Currently in Use | E-10 | 10000 | Steel-Impressed Current | 1964-04-23 | Fiberglass Reinforced Plastic | Pressurized
4050064 | 1 | [5 empty] | Removed from Ground | Gas (Historical Use) | 1000 | Bare Steel | 1974-02-10 | Galvanized Steel
4050064 | 2 | [5 empty] | Removed from Ground | Gas (Historical Use) | 2000 | Bare Steel | 1981-02-10 | Galvanized Steel
4050064 | 3 |  | 1997-01-01 |  | 1997-01-01 |  | Removed from Ground | Gas (Historical Use) | 2500 | Fiberglass Double Walled | 1997-01-01 | Fiberglass Reinforced Plastic | Suction (American)
4050065 | 1 | [5 empty] | Removed from Ground | Gas (Historical Use) | 3000 | Bare Steel | 1968-04-22 | Galvanized Steel
4050065 | 2 | [5 empty] | Removed from Ground | Gas (Historical Use) | 3000 | Bare Steel | 1968-04-22 | Galvanized Steel
4050065 | 3 | [5 empty] | Removed from Ground | Gas (Historical Use) | 3000 | Bare Steel | 1968-04-22 | Galvanized Steel
4050065 | 4 | [5 empty] | Removed from Ground | Gas (Historical Use) | 3000 | Bare Steel | 1968-04-22 | Galvanized Steel
4050067 | 1 | [5 empty] | Closed in Ground | Gas (Historical Use) | 10000 | Bare Steel | 1952-12-31 | Galvanized Steel | Pressurized
4050067 | 3 |  |  | yes |  | yes | Removed from Ground | Used Oil | 500 | Bare Steel | 1991-06-01 | Unknown
4050067 | 618285 | Ball Float | 1991-06-06 | no | 1991-06-06 | no | Currently in Use | Diesel | 6000 | Fiberglass | 1991-06-06 | Fiberglass Reinforced Plastic | Pressurized
4050067 | 618440 |  | 1992-04-09 |  | 1992-04-09 |  | Removed from Ground | Gas (Historical Use) | 10000 | Fiberglass | 1992-04-09 | Fiberglass Reinforced Plastic | Pressurized
4050067 | MV2 | [5 empty] | Removed from Ground | Diesel | 6000 | Bare Steel | 1991-06-04 | Galvanized Steel | Pressurized
4050069 | 1 |  | 1990-01-01 |  | 1990-01-01 |  | Currently in Use | Gas (Historical Use) | 10000 | Steel-Impressed Current | 1983-12-01 | Cathodically Protected | Pressurized
4050069 | 2 |  | 1990-01-01 |  | 1990-01-01 |  | Currently in Use | Gas (Historical Use) | 10000 | Steel-Impressed Current | 1983-12-01 | Cathodically Protected | Pressurized
4050069 | 3 |  | 1990-01-01 |  | 1990-01-01 |  | Currently in Use | Gas (Historical Use) | 10000 | Steel-Impressed Current | 1983-12-01 | Cathodically Protected | Pressurized
4050069 | 4 |  | 1990-01-01 |  | 1990-01-01 |  | Currently in Use | Diesel | 10000 | Steel-Impressed Current | 1983-12-01 | Cathodically Protected | Safe Suction (Euro)
4050069 | 5 |  | 1990-01-01 |  | 1990-01-01 |  | Currently in Use | Kerosene | 4000 | Steel-Impressed Current | 1983-12-01 | Cathodically Protected | Pressurized
4050089 | 1A | [5 empty] | Removed from Ground | Other | 2500 | Bare Steel | 1977-05-07 | Bare Steel
4050089 | 1B | [5 empty] | Removed from Ground | Other | 2500 | Bare Steel | 1977-05-07 | Bare Steel
4050089 | 3 | [5 empty] | Closed in Ground | Diesel | 10000 | Bare Steel | 1975-06-15 | Not Marked
4050089 | 4 | [5 empty] | Closed in Ground | Diesel | 6000 | Bare Steel | 1975-06-15 | Not Marked
4050090 | 1 | [5 empty] | Removed from Ground | Gas (Historical Use) | 1000 | Cathodically Protected Steel | 1982-05-05 | Unknown
4050090 | 2 | [5 empty] | Removed from Ground | Gas (Historical Use) | 1000 | Cathodically Protected Steel | 1982-05-05 | Unknown
4050090 | 3 | Flapper Valve | 2008-06-02 | no | 2008-06-02 | no | Currently in Use | Regular | 10000 | Fiberglass Double Walled | 2008-04-01 | Double-Walled Fiberglass | Pressurized
4050091 | 1 | [5 empty] | Removed from Ground | Diesel | 1000 | Bare Steel | 1979-05-06 | Galvanized Steel
4050091 | 2 | [5 empty] | Removed from Ground | Diesel | 1000 | Bare Steel | 1976-05-05 | Galvanized Steel
4050092 | 1 | [5 empty] | Removed from Ground | Gas (Historical Use) | 500 | Bare Steel | 1974-05-02 | Galvanized Steel | Suction (American)
4050092 | 2 | [5 empty] | Removed from Ground | Diesel | 3000 | Bare Steel | 1974-05-02 | Galvanized Steel | Suction (American)
4050092 | 3 | [5 empty] | Removed from Ground | Other | 2000 | Bare Steel | 1982-05-02 | Galvanized Steel | Suction (American)
4050092 | 4 |  |  | yes |  | yes | Removed from Ground | Used Oil | 500 | Bare Steel | 1974-05-02 | Galvanized Steel | Safe Suction (Euro)
4050092 | 5 |  | 1989-04-01 |  | 1989-04-01 |  | Currently in Use | Diesel | 10000 | Cathodically Protected Steel | 1989-04-18 | Fiberglass Reinforced Plastic | Pressurized
4050092 | 6 |  | 1989-04-01 |  | 1989-04-01 |  | Currently in Use | Gas (Historical Use) | 8000 | Cathodically Protected Steel | 1989-04-18 | Fiberglass Reinforced Plastic | Pressurized
4050092 | 7 |  | 1989-04-01 |  | 1989-04-01 |  | Currently in Use | Diesel | 6000 | Cathodically Protected Steel | 1989-04-18 | Fiberglass Reinforced Plastic | Pressurized
4050092 | 8 |  | 2005-05-01 | no | 2005-05-01 | no | Currently in Use | Diesel | 10000 | Double Walled | 2005-05-01 | Double Walled | Pressurized
4050092 | 9A |  | 2005-05-01 | no | 2005-05-01 | no | Currently in Use | Gas (Historical Use) | 8000 | Double Walled | 2005-05-01 | Double Walled | Pressurized
4050092 | 9B |  | 2005-05-01 | no | 2005-05-01 | no | Currently in Use | Gas (Historical Use) | 4000 | Double Walled | 2005-05-01 | Double Walled | Pressurized
4050093 | 1 | Flapper Valve | 1997-07-14 | no | 1997-07-14 | no | Currently in Use | Diesel | 10000 | Steel-Impressed Current | 1982-03-24 | Bare Steel | Safe Suction (Euro)
4050093 | 2 |  |  | no |  | no | Closed in Ground | Empty | 500 | Bare Steel | 1961-03-24 | Bare Steel
4050093 | 3 |  |  | no |  | no | Closed in Ground | Empty | 1000 | Bare Steel | 1961-03-24 | Bare Steel
4050095 | 1 | Flapper Valve | 1996-07-23 | no | 1996-07-23 | no | Temporarily out of use | Regular | 6000 | Steel-Impressed Current | 1972-05-05 | Fiberglass Reinforced Plastic | Pressurized
4050095 | 2 | Flapper Valve | 1996-07-23 | no | 1996-07-23 | no | Temporarily out of use | Plus | 8000 | Steel-Impressed Current | 1972-05-05 | Fiberglass Reinforced Plastic | Pressurized
4050095 | 3 | Flapper Valve | 1996-07-23 | no | 1996-07-23 | no | Temporarily out of use | Gas (Historical Use) | 4000 | Steel-Impressed Current | 1972-05-05 | Fiberglass Reinforced Plastic | Pressurized
4050096 | 1 | [5 empty] | Removed from Ground | Gas (Historical Use) | 1000 | Bare Steel | 1974-05-01 | Galvanized Steel
4050096 | 2 | [5 empty] | Removed from Ground | Gas (Historical Use) | 2000 | Bare Steel | 1974-05-01 | Galvanized Steel
4050096 | 3 |  | 1990-01-01 |  | 1990-01-01 |  | Currently in Use | Gas (Historical Use) | 1000 | Galvanic (STIP-3) | 1989-12-15 | Fiberglass Reinforced Plastic | Safe Suction (Euro)
4050096 | 4 |  | 1990-01-01 |  | 1990-01-01 |  | Currently in Use | Gas (Historical Use) | 3000 | Galvanic (STIP-3) | 1989-12-15 | Fiberglass Reinforced Plastic | Safe Suction (Euro)
4050097 | 1 | [5 empty] | Removed from Ground | Diesel | 1000 | Bare Steel | 1974-05-02 | Galvanized Steel | Safe Suction (Euro)
4050097 | 2 | [5 empty] | Removed from Ground | Gas (Historical Use) | 1000 | Bare Steel | 1974-05-02 | Galvanized Steel | Safe Suction (Euro)
4050097 | 3 | [5 empty] | Removed from Ground | Gas (Historical Use) | 2000 | Bare Steel | 1978-05-02 | Galvanized Steel | Safe Suction (Euro)
4050097 | 4 | [5 empty] | Removed from Ground | Gas (Historical Use) | 2000 | Bare Steel | 1978-05-02 | Galvanized Steel | Safe Suction (Euro)
4050097 | 5 |  | 1996-02-01 |  | 1996-02-01 |  | Currently in Use | Gas (Historical Use) | 6000 | Epoxy | 1996-02-17 | Fiberglass Reinforced Plastic | Pressurized
4050097 | 6 |  | 1996-02-01 |  | 1996-02-01 |  | Currently in Use | Gas (Historical Use) | 10000 | Epoxy | 1996-02-17 | Fiberglass Reinforced Plastic | Pressurized
4050098 | 1 | [5 empty] | Removed from Ground | Gas (Historical Use) | 1000 | Bare Steel | 1971-05-03 | Galvanized Steel | Suction (American)
4050098 | 2 | [5 empty] | Removed from Ground | Gas (Historical Use) | 2000 | Bare Steel | 1976-05-02 | Galvanized Steel | Suction (American)
4050098 | 3 | [5 empty] | Removed from Ground | Gas (Historical Use) | 2000 | Bare Steel | 1976-05-02 | Fiberglass Reinforced Plastic | Suction (American)
4050100 | 1 | [5 empty] | Removed from Ground | Gas (Historical Use) | 1000 | Bare Steel | 1981-05-02 | Galvanized Steel | Suction (American)
4050100 | 2 | [5 empty] | Permanently Out Of Use | Gas (Historical Use) | 560 | Bare Steel | 1966-05-02 | Galvanized Steel | Suction (American)
4050100 | 3 | [5 empty] | Permanently Out Of Use | Gas (Historical Use) | 560 | Bare Steel | 1966-05-02 | Galvanized Steel | Suction (American)
4050102 | 1 | [5 empty] | Removed from Ground | Gas (Historical Use) | 3000 | Bare Steel | 1966-05-02 | Galvanized Steel
4050102 | 2 | [5 empty] | Removed from Ground | Gas (Historical Use) | 3000 | Bare Steel | 1966-05-02 | Galvanized Steel
4050102 | 3 | [5 empty] | Removed from Ground | Gas (Historical Use) | 3000 | Bare Steel | 1966-05-02 | Galvanized Steel
4050103 | 1 | [5 empty] | Closed in Ground | Diesel | 10000 | Bare Steel | 1971-05-03 | Galvanized Steel
4050103 | 2 | [5 empty] | Closed in Ground | Gas (Historical Use) | 10000 | Bare Steel | 1971-05-03 | Galvanized Steel
4050104 | 1 | [5 empty] | Removed from Ground | Gas (Historical Use) | 2000 | Cathodically Protected Steel | 1980-05-02 | Galvanized Steel | Safe Suction (Euro)
4050104 | 2 | [5 empty] | Removed from Ground | Gas (Historical Use) | 2000 | Cathodically Protected Steel | 1980-05-02 | Galvanized Steel | Safe Suction (Euro)
4050104 | 3 | [5 empty] | Removed from Ground | Gas (Historical Use) | 2000 | Cathodically Protected Steel | 1980-05-02 | Galvanized Steel | Safe Suction (Euro)
4050104 | 4 |  | 1998-07-01 | no | 1998-07-01 | no | Currently in Use | Gas (Historical Use) | 8000 | Galvanic (STIP-3) | 1987-06-12 | Double-Walled Flex | Safe Suction (Euro)
4050104 | 5 |  | 1998-07-09 |  | 1998-07-09 |  | Currently in Use | Gas (Historical Use) | 2000 | Galvanic (STIP-3) | 1987-06-12 | Double-Walled Flex | Safe Suction (Euro)
4050104 | 6 |  | 1998-07-09 |  | 1998-07-09 |  | Currently in Use | Diesel | 2000 | Galvanic (STIP-3) | 1998-07-09 | Double-Walled Flex | Safe Suction (Euro)
4050104 | 7 |  | 2001-04-06 |  | 2001-04-06 |  | Currently in Use | Other | 2000 | Composite | 2001-04-06 | Double-Walled Flex | Safe Suction (Euro)
4050105 | 1 | [5 empty] | Removed from Ground | Gas (Historical Use) | 550 | Bare Steel | 1971-05-06 | Galvanized Steel
4050106 | 1 | [5 empty] | Removed from Ground | Gas (Historical Use) | 1000 | Bare Steel | 1982-05-05 | Galvanized Steel
4050106 | 2 | [5 empty] | Removed from Ground | Gas (Historical Use) | 2000 | Bare Steel | 1982-05-05 | Galvanized Steel
4050106 | 3 | [5 empty] | Removed from Ground | Gas (Historical Use) | 2000 | Bare Steel | 1982-05-05 | Galvanized Steel
4050106 | 4 |  | 2000-03-27 |  | 2000-03-27 |  | Currently in Use | Gas (Historical Use) | 12000 | Composite | 2000-02-22 | Fiberglass Reinforced Plastic | Pressurized
4050106 | 5 |  | 2000-03-27 |  | 2000-03-27 |  | Currently in Use | Gas (Historical Use) | 8000 | Composite | 2000-02-22 | Fiberglass Reinforced Plastic | Pressurized
4050106 | 6 |  | 2000-03-27 |  | 2000-03-27 |  | Currently in Use | Diesel | 5000 | Composite | 2000-02-22 | Fiberglass Reinforced Plastic | Pressurized
4050106 | 7 |  | 2000-03-27 |  | 2000-03-27 |  | Currently in Use | Diesel | 3000 | Composite | 2000-02-22 | Fiberglass Reinforced Plastic | Pressurized
4050107 | 1 | [5 empty] | Removed from Ground | Gas (Historical Use) | 6000 | Bare Steel | 1965-04-04 | Galvanized Steel
4050107 | 2 | [5 empty] | Removed from Ground | Gas (Historical Use) | 4000 | Bare Steel | 1965-04-04 | Galvanized Steel
4050107 | 3 | [5 empty] | Removed from Ground | Gas (Historical Use) | 4000 | Bare Steel | 1965-04-04 | Galvanized Steel
4050107 | 4 |  |  | yes |  | yes | Removed from Ground | Used Oil | 550 | Bare Steel | 1965-04-04 | Galvanized Steel
4050108 | 1 | [5 empty] | Removed from Ground | Gas (Historical Use) | 15000 | Bare Steel | 1965-04-04 | Galvanized Steel
4050108 | 2 | [5 empty] | Removed from Ground | Gas (Historical Use) | 15000 | Bare Steel | 1965-04-04 | Galvanized Steel
4050108 | 3 | [5 empty] | Removed from Ground | Diesel | 15000 | Bare Steel | 1965-04-04 | Galvanized Steel
4050108 | 4 | [5 empty] | Removed from Ground | Gas (Historical Use) | 6000 | Bare Steel | 1965-04-04 | Galvanized Steel
4050108 | 5 |  |  | yes |  | yes | Removed from Ground | Used Oil | 550 | Bare Steel | 1965-04-04 | Galvanized Steel
4050110 | 1 | [5 empty] | Removed from Ground | Gas (Historical Use) | 1000 | Bare Steel | 1971-05-07 | Galvanized Steel
4050110 | 2 | [5 empty] | Removed from Ground | Gas (Historical Use) | 1000 | Bare Steel | 1971-05-07 | Galvanized Steel
4050111 | 1 | Flapper Valve | 1997-04-22 | no | 1997-04-22 | no | Currently in Use | Regular | 8000 | Steel-Impressed Current | 1981-05-01 | Fiberglass Reinforced Plastic | Pressurized
4050111 | 2 | Flapper Valve | 1997-04-22 | no | 1997-04-22 | no | Currently in Use | Regular | 8000 | Steel-Impressed Current | 1981-05-01 | Fiberglass Reinforced Plastic | Pressurized
4050111 | 3 | Flapper Valve | 1997-04-22 | no | 1997-04-22 | no | Currently in Use | Premium | 8000 | Steel-Impressed Current | 1981-05-01 | Fiberglass Reinforced Plastic | Pressurized
4050112 | 1 | Flapper Valve | 1992-01-01 | no | 1992-01-01 | no | Currently in Use | Plus | 8000 | Steel-Impressed Current | 1980-05-05 |  | Pressurized
4050112 | 2 | Flapper Valve | 1992-01-01 | no | 1992-01-01 | no | Temporarily out of use | Regular | 8000 | Steel-Impressed Current | 1980-05-05 |  | Pressurized
4050112 | 3 |  | 1992-01-01 | no | 1992-01-01 | no | Temporarily out of use | Premium | 6000 | Steel-Impressed Current | 1980-05-05 |  | Pressurized
4050113 | 1 | [5 empty] | Removed from Ground | Diesel | 22000 | Bare Steel | 1961-04-30 | Unknown
4050114 | 1 | [5 empty] | Removed from Ground | Diesel | 3000 | Bare Steel | 1984-01-01 | Galvanized Steel | Suction (American)
4050115 | 1 | [5 empty] | Removed from Ground | Gas (Historical Use) | 1000 | Bare Steel | 1978-05-07 | Galvanized Steel
4050116 | 1 |  | 1998-09-28 |  | 1998-09-28 |  | Currently in Use | Gas (Historical Use) | 5000 | Cathodically Protected Steel | 1983-05-08 | Cathodically Protected | Pressurized
4050116 | 2 |  | 1998-09-28 |  | 1998-09-28 |  | Currently in Use | Diesel | 5000 | Cathodically Protected Steel | 1983-05-08 | Cathodically Protected | Pressurized
4050116 | 3 |  | 1998-09-28 |  | 1998-08-28 |  | Currently in Use | Gas (Historical Use) | 4000 | Cathodically Protected Steel | 1983-05-08 | Cathodically Protected | Pressurized
4050116 | 4 |  | 1998-09-28 |  | 1998-09-28 |  | Currently in Use | Diesel | 1000 | Cathodically Protected Steel | 1982-05-07 | Cathodically Protected | Safe Suction (Euro)
4050116 | 5 | [5 empty] | Permanently Out Of Use | Empty | 2000 | Bare Steel | 1982-05-07 | Galvanized Steel | Safe Suction (Euro)
4050131 | 1 |  |  | yes |  | yes | Removed from Ground | Used Oil | 500 | Bare Steel | 1971-04-16 | Bare Steel | Gravity Fed
4060001 | 1 | [5 empty] | Removed from Ground | Diesel | 3000 | Bare Steel | 1955-12-28 | Bare Steel
4060001 | 2 | [5 empty] | Removed from Ground | Diesel | 3000 | Bare Steel | 1973-12-27 | Bare Steel
4060001 | 3 | [5 empty] | Currently in Use | Diesel | 3000 | Bare Steel | 1981-01-01 | Bare Steel
4060002 | 1 | [5 empty] | Removed from Ground | Diesel | 3000 | Bare Steel | 1982-12-28 | Bare Steel
4060003 | 1 | [5 empty] | Removed from Ground | Diesel | 1500 | Bare Steel | 1955-12-28 | Unknown
4060004 | 1 |  | 1993-10-01 |  | 1993-10-01 |  | Currently in Use | Gas (Historical Use) | 10000 | Lined Interior | 1969-02-06 | Fiberglass Reinforced Plastic | Pressurized
4060004 | 2 |  | 1993-10-01 |  | 1993-10-01 |  | Currently in Use | Gas (Historical Use) | 10000 | Lined Interior | 1969-02-06 | Fiberglass Reinforced Plastic | Pressurized
4060004 | 3 |  | 1993-10-01 |  | 1993-10-01 |  | Currently in Use | Diesel | 4000 | Lined Interior | 1975-02-06 | Fiberglass Reinforced Plastic | Pressurized
4060004 | 4 | [5 empty] | Removed from Ground | Diesel | 1000 | Marked Unknown | 1967-02-06 | Unknown
4060004 | 5 |  |  | yes |  | yes | Removed from Ground | Used Oil | 1000 | Marked Unknown | 1967-02-06 | Unknown
4060005 | 1 | [5 empty] | Removed from Ground | Kerosene | 20000 | Bare Steel | 1966-01-22 | Bare Steel
4060005 | 2 | [5 empty] | Removed from Ground | Other | 20000 | Bare Steel | 1966-01-22 | Bare Steel
4060005 | 3 | [5 empty] | Removed from Ground | Other | 20000 | Bare Steel | 1978-01-22 | Bare Steel
4060006 | 1 | [5 empty] | Removed from Ground | Gas (Historical Use) | 500 | Bare Steel | 1971-03-05 | Unknown
4060007 | 1 | [5 empty] | Closed in Ground | Gas (Historical Use) | 2000 | Bare Steel | 1971-04-12 | Galvanized Steel | Suction (American)
4060007 | 4 |  | 1998-06-01 |  | 1998-06-01 |  | Removed from Ground | Gas (Historical Use) | 6000 | Cathodically Protected Steel | 1989-06-12 | Cathodically Protected | Suction (American)
4060008 | 1 | Flapper Valve | 1998-11-11 | no | 1998-11-11 | no | Currently in Use | Gas (Historical Use) | 10000 | Steel-Impressed Current | 1981-02-18 | Steel (Impressed Current) | Pressurized
4060008 | 2 | Flapper Valve | 1998-11-11 | no | 1998-11-11 | no | Currently in Use | Gas (Historical Use) | 10000 | Steel-Impressed Current | 1981-02-18 | Steel (Impressed Current) | Pressurized
4060008 | 3 | Flapper Valve | 1998-11-11 | no | 1998-11-11 | no | Temporarily out of use | Diesel | 10000 | Steel-Impressed Current | 1981-02-18 | Steel (Impressed Current) | Pressurized
4060009 | 1 | Flapper Valve | 1998-11-03 | no | 1998-11-03 | no | Currently in Use | Gas (Historical Use) | 10000 | Steel-Impressed Current | 1981-02-18 | Steel (Impressed Current) | Pressurized
4060009 | 2 | Flapper Valve | 1998-11-03 | no | 1998-11-03 | no | Currently in Use | Gas (Historical Use) | 10000 | Steel-Impressed Current | 1981-02-18 | Steel (Impressed Current) | Pressurized
4060009 | 3 | Flapper Valve | 1998-11-03 | no | 1998-11-03 | no | Currently in Use | Diesel | 10000 | Steel-Impressed Current | 1981-02-18 | Steel (Impressed Current) | Pressurized
4060009 | 4 |  | 1998-11-03 |  | 1998-11-03 |  | Removed from Ground | Diesel | 10000 | Steel-Impressed Current | 1981-02-18 |  | Pressurized
4060010 | 1 |  | 1999-01-19 |  | 1999-01-19 |  | Temporarily out of use | Gas (Historical Use) | 8000 | Steel-Impressed Current | 1975-04-18 | Cathodically Protected
4060010 | 2 |  | 1999-01-19 |  | 1999-01-19 |  | Temporarily out of use | Diesel | 4000 | Steel-Impressed Current | 1975-04-18 | Cathodically Protected
4060010 | 3 |  | 1999-01-19 |  | 1999-01-19 |  | Temporarily out of use | Gas (Historical Use) | 4000 | Steel-Impressed Current | 1975-04-18 | Cathodically Protected
4060010 | 4 |  | 1999-01-19 |  | 1999-01-19 |  | Temporarily out of use | Diesel | 6000 | Steel-Impressed Current | 1985-04-17 | Cathodically Protected
4060011 | 1 |  | 1966-04-30 |  | 1966-04-30 |  | Removed from Ground | Gas (Historical Use) | 6000 | Steel-Impressed Current | 1966-04-30 | Galvanized Steel | Pressurized
4060011 | 2 |  | 1966-04-30 |  | 1966-04-30 |  | Removed from Ground | Gas (Historical Use) | 6000 | Steel-Impressed Current | 1966-04-30 | Galvanized Steel | Pressurized
4060011 | 3 |  | 1966-04-30 |  | 1966-04-30 |  | Removed from Ground | Gas (Historical Use) | 6000 | Steel-Impressed Current | 1966-04-30 | Galvanized Steel | Pressurized
4060011 | 4 |  | 1966-04-30 |  | 1966-04-30 |  | Removed from Ground | Gas (Historical Use) | 6000 | Steel-Impressed Current | 1966-04-30 | Galvanized Steel | Pressurized
4060011 | 5 |  | 2007-01-01 | yes | 1966-04-30 | yes | Removed from Ground | Used Oil | 500 | Cathodically Protected Steel | 1966-04-30 | Galvanized Steel | Pressurized
4060012 | 10102-1 | [5 empty] | Removed from Ground | Gas (Historical Use) | 1000 | Bare Steel | 1986-02-04 | Galvanized Steel | Suction (American)
4060012 | 10102-2 | [5 empty] | Removed from Ground | Diesel | 1000 | Bare Steel | 1986-02-04 | Galvanized Steel
4060012 | 10102-3 | [5 empty] | Removed from Ground | Gas (Historical Use) | 2000 | Cathodically Protected Steel | 1968-06-01 | Galvanized Steel
4060012 | 102D1 | [5 empty] | Removed from Ground | Diesel | 2000 | Cathodically Protected Steel | 1990-01-01 | Galvanized Steel | Suction (American)
4060013 | 1 | [5 empty] | Removed from Ground | Empty | 1000 | Bare Steel |  | Galvanized Steel
4060013 | 2 | [5 empty] | Removed from Ground | Empty | 1000 | Bare Steel |  | Galvanized Steel
4060013 | 3 | [5 empty] | Removed from Ground | Empty | 1000 | Bare Steel |  | Galvanized Steel
4060013 | 4 | [5 empty] | Removed from Ground | Gas (Historical Use) | 4000 | Bare Steel | 1956-12-31 | Galvanized Steel
4060014 | 1 | [5 empty] | Removed from Ground | Gas (Historical Use) | 6000 | Bare Steel | 1966-02-11 | Galvanized Steel | Pressurized
4060014 | 2 | [5 empty] | Removed from Ground | Gas (Historical Use) | 6000 | Bare Steel | 1966-02-11 | Galvanized Steel | Pressurized
4060014 | 3 | [5 empty] | Removed from Ground | Gas (Historical Use) | 6000 | Bare Steel | 1966-02-11 | Galvanized Steel | Pressurized
4060014 | 4 | [5 empty] | Removed from Ground | Diesel | 6000 | Bare Steel | 1983-02-12 | Galvanized Steel | Pressurized
4060014 | 5 | Flapper Valve | 1998-12-12 |  | 1998-12-12 |  | Currently in Use | Gas (Historical Use) | 10000 | Fiberglass | 1987-10-01 | Fiberglass Reinforced Plastic | Pressurized
4060014 | 6 | Flapper Valve | 1998-12-12 |  | 1998-12-12 |  | Currently in Use | Gas (Historical Use) | 10000 | Fiberglass | 1987-10-01 | Fiberglass Reinforced Plastic | Pressurized
4060014 | 7 | Flapper Valve | 1998-12-12 |  | 1998-12-12 |  | Currently in Use | Gas (Historical Use) | 10000 | Fiberglass | 1987-10-01 | Fiberglass Reinforced Plastic | Pressurized
4060014 | 8 | Flapper Valve | 1998-12-12 |  | 1998-12-12 |  | Currently in Use | Diesel | 6000 | Fiberglass | 1987-10-01 | Fiberglass Reinforced Plastic | Pressurized
4060014 | 9 | Flapper Valve | 1998-12-12 |  | 1998-12-12 |  | Currently in Use | Kerosene | 4000 | Fiberglass | 1987-10-01 | Fiberglass Reinforced Plastic | Pressurized
4060015 | 1 | [5 empty] | Removed from Ground | Gas (Historical Use) | 1020 | Bare Steel | 1974-04-01 | Galvanized Steel | Safe Suction (Euro)
4060015 | 2 | [5 empty] | Removed from Ground | Gas (Historical Use) | 1020 | Bare Steel | 1974-04-01 | Galvanized Steel | Safe Suction (Euro)
4060015 | 3 | [5 empty] | Removed from Ground | Gas (Historical Use) | 1020 | Bare Steel | 1974-04-01 | Galvanized Steel | Safe Suction (Euro)
4060015 | 4 | [5 empty] | Removed from Ground | Empty | 500 | Bare Steel | 1966-02-11 | Galvanized Steel
4060015 | 5 | [5 empty] | Removed from Ground | Empty | 500 | Bare Steel | 1966-02-11 | Galvanized Steel
4060016 | 1 | [5 empty] | Removed from Ground | Gas (Historical Use) | 6000 | Bare Steel | 1985-04-01 | Galvanized Steel | Suction (American)
4060016 | 2 | [5 empty] | Removed from Ground | Gas (Historical Use) | 560 | Bare Steel | 1971-04-02 | Galvanized Steel | Suction (American)
4060016 | 3 | [5 empty] | Removed from Ground | Gas (Historical Use) | 560 | Bare Steel | 1960-04-02 | Galvanized Steel | Suction (American)
4060016 | 4 | [5 empty] | Removed from Ground | Diesel | 560 | Bare Steel | 1960-04-02 | Bare Steel | Suction (American)
4060016 | 5A | Flapper Valve | 1998-10-22 | no | 1998-10-22 | no | Currently in Use | Gas (Historical Use) | 3000 | Composite | 1998-10-22 | Fiberglass Reinforced Plastic | Suction (American)
4060016 | 5B | Flapper Valve | 1998-10-22 | no | 1998-10-22 | no | Currently in Use | Diesel | 1000 | Composite | 1998-10-22 | Fiberglass Reinforced Plastic | Suction (American)
4060016 | 6 | Flapper Valve | 1998-10-22 |  | 1998-10-22 |  | Currently in Use | Diesel | 1000 | Composite | 1998-10-22 | Fiberglass Reinforced Plastic | Suction (American)
4060017 | 1 | [5 empty] | Closed in Ground | Diesel | 1000 | Bare Steel | 1971-04-02 | Galvanized Steel | Suction (American)
4060017 | 2 | [5 empty] | Closed in Ground | Gas (Historical Use) | 1000 | Bare Steel | 1971-04-02 | Galvanized Steel | Suction (American)
4060017 | 3 | [5 empty] | Closed in Ground | Gas (Historical Use) | 1000 | Bare Steel | 1971-04-02 | Galvanized Steel | Suction (American)
4060017 | 4 | [5 empty] | Closed in Ground | Gas (Historical Use) | 1000 | Bare Steel | 1971-04-02 | Galvanized Steel | Suction (American)
4060017 | 5 | [5 empty] | Closed in Ground | Gas (Historical Use) | 10000 | Bare Steel | 1981-01-01 | Galvanized Steel | Pressurized
4060018 | 1 | [5 empty] | Removed from Ground | Kerosene | 6000 | Bare Steel | 1992-11-07 | Copper | Suction (American)
4060019 | 1 | [5 empty] | Removed from Ground | Gas (Historical Use) | 550 | Bare Steel | 1961-01-21 | Galvanized Steel
4060019 | 2 | [5 empty] | Removed from Ground | Diesel | 550 | Bare Steel | 1961-01-21 | Galvanized Steel
4060020 | 1 |  | 1988-01-01 |  | 1988-01-01 |  | Removed from Ground | Gas (Historical Use) | 12000 | Bare Steel | 1980-05-04 | Galvanized Steel | Pressurized
4060020 | 10 | Ball Float | 2017-07-29 | no | 2014-07-29 | no | Currently in Use | Gas (Historical Use) | 15000 | Fiberglass Double Walled | 2014-07-29 | Double-Walled Fiberglass | Pressurized
4060020 | 2 |  | 1988-01-01 |  | 1988-01-01 |  | Removed from Ground | Gas (Historical Use) | 12000 | Bare Steel | 1980-05-04 | Galvanized Steel | Pressurized
4060020 | 3 |  | 1988-01-01 |  | 1988-01-01 |  | Removed from Ground | Gas (Historical Use) | 12000 | Bare Steel | 1980-05-04 | Galvanized Steel | Pressurized
4060020 | 4 |  | 1988-01-01 |  | 1988-01-01 |  | Removed from Ground | Gas (Historical Use) | 12000 | Bare Steel | 1980-05-04 | Galvanized Steel | Pressurized
4060020 | 5 | Ball Float | 1997-01-01 |  | 1997-01-01 |  | Removed from Ground | Gas (Historical Use) | 15000 | Double Walled | 1997-08-01 | Fiberglass Reinforced Plastic | Pressurized
4060020 | 6 | Ball Float | 1997-01-01 |  | 1997-01-01 |  | Removed from Ground | Diesel | 12000 | Double Walled | 1997-08-01 | Fiberglass Reinforced Plastic | Pressurized
4060020 | 7 | Ball Float | 1997-01-01 |  | 1997-01-01 |  | Removed from Ground | Gas (Historical Use) | 12000 | Double Walled | 1997-08-01 | Fiberglass Reinforced Plastic | Pressurized
4060020 | 8 | Ball Float | 2014-07-29 | no | 2014-07-29 | no | Currently in Use | Gas (Historical Use) | 20000 | Fiberglass Double Walled | 2014-07-29 | Double-Walled Fiberglass | Pressurized
4060020 | 9A | Ball Float | 2014-07-29 | no | 2014-07-29 | no | Currently in Use | Gas (Historical Use) | 10000 | Fiberglass Double Walled | 2014-07-29 | Double-Walled Fiberglass | Pressurized
4060020 | 9B | Ball Float | 2014-07-29 | no | 2014-07-29 | no | Currently in Use | Diesel | 10000 | Fiberglass Double Walled | 2014-07-29 | Double-Walled Fiberglass | Pressurized
4060022 | 1 | [5 empty] | Closed in Ground | Gas (Historical Use) | 500 | Bare Steel | 1960-05-02 | Galvanized Steel
4060022 | 2 | [5 empty] | Closed in Ground | Gas (Historical Use) | 1000 | Bare Steel | 1960-05-02 | Galvanized Steel
4060022 | 3 |  | 1998-12-01 | no | 1998-12-01 | no | Temporarily out of use | Gas (Historical Use) | 4000 | Steel-Impressed Current | 1978-05-02 | Cathodically Protected | Suction (American)
4060022 | 4 |  | 1998-12-01 | no | 1998-12-01 | no | Temporarily out of use | Gas (Historical Use) | 6000 | Steel-Impressed Current | 1978-05-02 | Cathodically Protected
4060024 | 2 | [5 empty] | Removed from Ground | Diesel | 1000 | Concrete | 1997-01-01 | Not Marked
4070001 | 1 | [5 empty] | Removed from Ground | Gas (Historical Use) | 2000 | Bare Steel | 1966-04-17 | Galvanized Steel
4070001 | 2 | [5 empty] | Removed from Ground | Gas (Historical Use) | 2000 | Bare Steel | 1967-04-18 | Galvanized Steel
4070001 | 3 | [5 empty] | Removed from Ground | Gas (Historical Use) | 3000 | Bare Steel | 1966-04-17 | Galvanized Steel
4070001 | 4 | [5 empty] | Removed from Ground | Diesel | 287 | Bare Steel | 1976-04-17 | Galvanized Steel
4070001 | 5 |  | 1998-06-17 |  | 1998-06-17 |  | Currently in Use | Gas (Historical Use) | 3000 | Galvanic (STIP-3) | 1986-01-01 | Fiberglass Reinforced Plastic | Safe Suction (Euro)
4070001 | 6 |  | 1998-06-17 |  | 1998-06-17 |  | Currently in Use | Gas (Historical Use) | 3000 | Galvanic (STIP-3) | 1986-01-01 | Fiberglass Reinforced Plastic | Safe Suction (Euro)
4070001 | 7 |  | 1998-06-17 |  | 1998-06-17 |  | Currently in Use | Gas (Historical Use) | 2000 | Galvanic (STIP-3) | 1986-01-01 | Fiberglass Reinforced Plastic | Safe Suction (Euro)
4070001 | 8 |  | 1998-06-17 |  | 1998-06-17 |  | Currently in Use | Diesel | 1000 | Galvanic (STIP-3) | 1986-01-01 | Fiberglass Reinforced Plastic | Safe Suction (Euro)
4070001 | 9 |  | 1998-06-17 |  | 1998-06-17 |  | Currently in Use | Kerosene | 550 | Galvanic (STIP-3) | 1986-01-01 | Fiberglass Reinforced Plastic | Safe Suction (Euro)
4070002 | 1 | [5 empty] | Removed from Ground | Gas (Historical Use) | 500 | Bare Steel | 1961-02-28 | Galvanized Steel
4070002 | 10 |  | 1989-01-01 |  | 1989-01-01 |  | Removed from Ground | Kerosene | 1000 | Cathodically Protected Steel | 1989-01-01 | Cathodically Protected
4070002 | 2 | [5 empty] | Removed from Ground | Gas (Historical Use) | 500 | Bare Steel | 1961-02-28 | Galvanized Steel
4070002 | 3 | [5 empty] | Removed from Ground | Gas (Historical Use) | 1000 | Bare Steel | 1976-02-29 | Galvanized Steel
4070002 | 4 | [5 empty] | Removed from Ground | Gas (Historical Use) | 100 | Bare Steel | 1976-02-29 | Galvanized Steel
4070002 | 5 | [5 empty] | Removed from Ground | Diesel | 500 | Bare Steel | 1985-02-28 | Galvanized Steel
4070002 | 6 |  | 1989-01-01 |  | 1989-01-01 |  | Removed from Ground | Gas (Historical Use) | 2000 | Cathodically Protected Steel | 1989-01-01 | Cathodically Protected | Safe Suction (Euro)
4070002 | 7 |  | 1989-01-01 |  | 1989-01-01 |  | Removed from Ground | Gas (Historical Use) | 2000 | Cathodically Protected Steel | 1989-01-01 | Cathodically Protected | Safe Suction (Euro)
4070002 | 8 |  | 1989-01-01 |  | 1989-01-01 |  | Removed from Ground | Gas (Historical Use) | 2000 | Cathodically Protected Steel | 1989-01-01 | Cathodically Protected | Safe Suction (Euro)
4070002 | 9 |  | 1989-01-01 |  | 1989-01-01 |  | Removed from Ground | Diesel | 1000 | Cathodically Protected Steel | 1989-01-01 | Cathodically Protected | Safe Suction (Euro)
4070003 | 1 | [5 empty] | Removed from Ground | Gas (Historical Use) | 2000 | Bare Steel | 1966-01-06 | Unknown
4070003 | 2 | [5 empty] | Removed from Ground | Gas (Historical Use) | 500 | Bare Steel | 1966-01-06 | Unknown
4070004 | 1 | [5 empty] | Removed from Ground | Other | 2000 | Bare Steel | 1966-01-06 | Galvanized Steel
4070005 | 1 | [5 empty] | Removed from Ground | Other | 3000 | Bare Steel | 1966-01-06 | Galvanized Steel
4070006 | 1 |  |  | yes |  | yes | Removed from Ground | Used Oil | 250 | Bare Steel | 1976-01-09 | Unknown
4070007 | 1 | [5 empty] | Removed from Ground | Gas (Historical Use) | 0 | Marked Unknown | 1966-03-04 | Unknown
4070007 | 2 | [5 empty] | Removed from Ground | Gas (Historical Use) | 0 | Marked Unknown | 1966-03-04 | Unknown
4070008 | 1 | [5 empty] | Closed in Ground | Gas (Historical Use) | 0 | Marked Unknown | 1966-03-04 | Unknown
4070008 | 2 | [5 empty] | Closed in Ground | Gas (Historical Use) | 0 | Marked Unknown | 1966-03-04 | Unknown
4070009 | 352050-1 | [5 empty] | Removed from Ground | Diesel | 1000 | Bare Steel | 1978-02-28 | Galvanized Steel
4070010 | 1 | [5 empty] | Permanently Out of Use - historical purposes | Diesel | 500 | Bare Steel |  | Copper
4070010 | 2 | [5 empty] | Permanently Out of Use - historical purposes | Other | 500 | Bare Steel | 1968-01-01 | Unknown
4070010 | 3 | [5 empty] | Permanently Out of Use - historical purposes | Other | 500 | Bare Steel | 1968-01-01 | Unknown
4070012 | 1 | [5 empty] | Removed from Ground | Gas (Historical Use) | 8000 | Bare Steel | 1977-01-30 | Galvanized Steel | Safe Suction (Euro)
4070012 | 2 | [5 empty] | Removed from Ground | Gas (Historical Use) | 5000 | Bare Steel | 1977-01-30 | Galvanized Steel | Safe Suction (Euro)
4070012 | 3 | [5 empty] | Removed from Ground | Gas (Historical Use) | 8000 | Bare Steel | 1977-01-30 | Galvanized Steel | Safe Suction (Euro)
4070012 | 4-P |  | 1993-02-01 |  | 1993-02-01 |  | Currently in Use | Gas (Historical Use) | 6000 | Epoxy | 1993-03-01 | Fiberglass Reinforced Plastic | Safe Suction (Euro)
4070012 | 5-S |  | 1993-02-01 |  | 1993-02-01 |  | Currently in Use | Gas (Historical Use) | 6000 | Epoxy | 1993-03-01 | Fiberglass Reinforced Plastic | Safe Suction (Euro)
4070012 | 6-B |  | 1993-02-01 |  | 1993-02-01 |  | Currently in Use | Gas (Historical Use) | 8000 | Epoxy | 1993-03-01 | Fiberglass Reinforced Plastic | Pressurized
4070014 | 1 | [5 empty] | Removed from Ground | Empty | 15000 | Bare Steel | 1977-01-31 | Bare Steel | Suction (American)
4070014 | 2 | [5 empty] | Removed from Ground | Other | 10000 | Bare Steel | 1977-01-31 | Bare Steel | Suction (American)
4070014 | 3 | [5 empty] | Removed from Ground | Other | 10000 | Bare Steel | 1969-01-31 | Bare Steel | Suction (American)
4070014 | 4 | [5 empty] | Removed from Ground | Gas (Historical Use) | 1000 | Bare Steel | 1969-01-31 | Bare Steel | Suction (American)
4070014 | 5 | [5 empty] | Closed in Ground | Empty | 1000 | Concrete | 1969-01-31 | Bare Steel
4070017 | 1 | [5 empty] | Removed from Ground | Gas (Historical Use) | 1000 | Bare Steel | 1985-03-10 | Galvanized Steel | Safe Suction (Euro)
4070018 | 1 | [5 empty] | Removed from Ground | Diesel | 7000 | Bare Steel | 1970-01-01 | Bare Steel | Suction (American)
4070018 | 2 | [5 empty] | Removed from Ground | Gas (Historical Use) | 550 | Bare Steel | 1970-01-01 | Bare Steel
4070018 | 3 | [5 empty] | Removed from Ground | Gas (Historical Use) | 550 | Bare Steel | 1970-01-01 | Bare Steel | Suction (American)
4070018 | 4 | Ball Float | 1998-11-20 |  | 1998-11-20 |  | Temporarily out of use | Diesel | 12000 | Composite | 1998-11-01 | Fiberglass Reinforced Plastic | Pressurized
4070019 | 1 |  | 1997-08-15 |  | 1997-08-15 |  | Currently in Use | Diesel | 5000 | Steel-Impressed Current | 1983-03-01 | Steel (Impressed Current) | Safe Suction (Euro)
4070020 | 1 |  | 1983-02-18 | no | 1983-02-18 | no | Currently in Use | Gas (Historical Use) | 10000 | Steel-Impressed Current | 1983-02-18 | Fiberglass Reinforced Plastic | Pressurized
4070020 | 2 |  | 1983-02-18 | no | 1983-02-18 | no | Currently in Use | Gas (Historical Use) | 10000 | Steel-Impressed Current | 1983-02-18 | Fiberglass Reinforced Plastic | Pressurized
4070020 | 3 |  | 1983-02-18 | no | 1983-02-18 | no | Currently in Use | Gas (Historical Use) | 10000 | Steel-Impressed Current | 1983-02-18 | Fiberglass Reinforced Plastic | Pressurized
4070021 | 1 |  | 1998-10-02 |  | 1998-10-02 |  | Removed from Ground | Gas (Historical Use) | 12000 | Steel-Impressed Current | 1978-02-18 | Cathodically Protected
4070021 | 2 |  | 1998-10-02 |  | 1998-10-02 |  | Removed from Ground | Gas (Historical Use) | 6110 | Steel-Impressed Current | 1978-02-18 | Cathodically Protected
4070021 | 3 |  | 1998-10-02 |  | 1998-10-02 |  | Removed from Ground | Gas (Historical Use) | 6000 | Steel-Impressed Current | 1978-02-18 | Cathodically Protected
4070021 | 4 |  | 1998-10-02 |  | 1998-10-02 |  | Removed from Ground | Diesel | 6110 | Steel-Impressed Current | 1978-02-18 | Cathodically Protected
4070021 | 5 |  | 2004-12-01 | no | 2004-12-01 | no | Currently in Use | Gas (Historical Use) | 12000 | Composite | 2004-05-01 | Double-Walled Flex | Pressurized
4070021 | 6 |  | 2004-05-01 | no | 2004-05-01 | no | Currently in Use | Gas (Historical Use) | 10000 | Composite | 2004-05-01 | Double-Walled Flex | Pressurized
4070021 | 7A |  | 2004-05-01 | no | 2004-05-01 | no | Currently in Use | Diesel | 8000 | Composite | 2004-05-01 | Double-Walled Flex | Pressurized
4070021 | 7B |  | 2004-05-01 | no | 2004-05-01 | no | Currently in Use | Diesel | 4000 | Composite | 2004-05-01 | Double-Walled Flex | Pressurized
4070021 | 8 |  | 2004-05-01 | no | 2004-05-01 | no | Currently in Use | Kerosene | 2000 | Composite | 2004-05-01 | Double-Walled Flex | Pressurized
4070022 | 1 | Flapper Valve | 1991-03-01 |  | 1991-03-01 |  | Currently in Use | Gas (Historical Use) | 10000 | Steel-Impressed Current | 1982-02-18 | Fiberglass Reinforced Plastic | Pressurized
4070022 | 2 | Flapper Valve | 1991-03-01 |  | 1991-03-01 |  | Currently in Use | Gas (Historical Use) | 10000 | Steel-Impressed Current | 1982-02-18 | Fiberglass Reinforced Plastic | Pressurized
4070022 | 3 | Flapper Valve | 1991-03-01 |  | 1991-03-01 |  | Currently in Use | Gas (Historical Use) | 10000 | Steel-Impressed Current | 1982-02-18 | Fiberglass Reinforced Plastic | Pressurized
4070022 | 4 | Flapper Valve | 1991-03-01 |  | 1991-03-01 |  | Currently in Use | Diesel | 10000 | Steel-Impressed Current | 1982-02-18 | Fiberglass Reinforced Plastic | Pressurized
4070023 | 1 | [5 empty] | Removed from Ground | Gas (Historical Use) | 4000 | Bare Steel | 1976-04-11 | Galvanized Steel
4070023 | 2 | [5 empty] | Removed from Ground | Diesel | 6000 | Bare Steel | 1976-04-11 | Galvanized Steel
4070024 | 1 | [5 empty] | Removed from Ground | Gas (Historical Use) | 4000 | Bare Steel | 1961-04-08 | Galvanized Steel
4070024 | 2 | [5 empty] | Removed from Ground | Gas (Historical Use) | 4000 | Bare Steel | 1961-04-08 | Galvanized Steel
4070024 | 3 | [5 empty] | Removed from Ground | Gas (Historical Use) | 4000 | Bare Steel | 1961-04-08 | Galvanized Steel
4070024 | 4 | [5 empty] | Removed from Ground | Diesel | 4000 | Bare Steel | 1961-04-08 | Galvanized Steel
4070024 | 5 |  |  | yes |  | yes | Removed from Ground | Used Oil | 1000 | Bare Steel | 1961-04-08 | Galvanized Steel
4070026 | 5 | [5 empty] | Removed from Ground | Diesel | 3000 | Bare Steel | 1951-04-08 | Galvanized Steel
4070026 | BLOCKPLANT | [5 empty] | Removed from Ground | Gas (Historical Use) | 500 | Bare Steel | 1936-04-07 | Galvanized Steel
4070026 | FUEL | [5 empty] | Removed from Ground | Diesel | 5000 | Bare Steel | 1956-04-07 | Galvanized Steel
4070026 | GAS | [5 empty] | Removed from Ground | Gas (Historical Use) | 1000 | Bare Steel | 1956-04-07 | Galvanized Steel
4070026 | STORE | [5 empty] | Removed from Ground | Gas (Historical Use) | 500 | Bare Steel | 1926-04-07 | Galvanized Steel
4070027 | 103D1 | [5 empty] | Removed from Ground | Diesel | 1000 | Bare Steel | 1973-01-01 | Galvanized Steel | Suction (American)
4070027 | 103G1 | [5 empty] | Removed from Ground | Gas (Historical Use) | 1000 | Bare Steel | 1973-01-01 | Galvanized Steel | Suction (American)
4070028 | 1 | [5 empty] | Removed from Ground | Gas (Historical Use) | 10000 | Bare Steel | 1974-03-29 | Galvanized Steel
4070028 | 2 | [5 empty] | Removed from Ground | Gas (Historical Use) | 5000 | Bare Steel | 1956-03-29 | Galvanized Steel
4070029 | 1 | [5 empty] | Removed from Ground | Gas (Historical Use) | 2000 | Bare Steel | 1976-04-07 | Galvanized Steel
4070029 | 2 | [5 empty] | Removed from Ground | Gas (Historical Use) | 6000 | Bare Steel | 1974-04-07 | Galvanized Steel
4070029 | 3 | [5 empty] | Removed from Ground | Gas (Historical Use) | 6000 | Bare Steel | 1974-04-07 | Galvanized Steel
4070030 | 1 | [5 empty] | Removed from Ground | Gas (Historical Use) | 10000 | Not Marked/Unknown |  | Not Marked
4070030 | 2 | [5 empty] | Removed from Ground | Gas (Historical Use) | 10000 | Not Marked/Unknown |  | Not Marked
4070030 | 3 | [5 empty] | Removed from Ground | Gas (Historical Use) | 3000 | Not Marked/Unknown |  | Not Marked
4070030 | 4 | [5 empty] | Removed from Ground | Gas (Historical Use) | 3000 | Not Marked/Unknown |  | Not Marked
4070031 | 2 | [5 empty] | Removed from Ground | Gas (Historical Use) | 500 | Bare Steel | 1961-04-25 | Galvanized Steel
4070031 | 1 | [5 empty] | Removed from Ground | Gas (Historical Use) | 1000 | Bare Steel | 1935-04-26 | Galvanized Steel
4070031 | 2 | [5 empty] | Removed from Ground | Gas (Historical Use) | 500 | Bare Steel | 1961-04-25 | Galvanized Steel
4070033 | 1 | Overfill Alarm | 1994-06-07 |  | 1994-06-07 |  | Temporarily out of use | Empty | 10000 | Galvanic (STIP-3) | 1985-04-25 | Galvanized Steel | Pressurized
4070033 | 2 | Overfill Alarm | 1994-06-07 |  | 1994-06-07 |  | Temporarily out of use | Empty | 10000 | Galvanic (STIP-3) | 1985-04-25 | Galvanized Steel | Pressurized
4070033 | 3 | Overfill Alarm | 1994-06-07 |  | 1994-06-07 |  | Temporarily out of use | Empty | 8000 | Galvanic (STIP-3) | 1985-04-25 | Galvanized Steel | Pressurized
4070033 | 4 | Overfill Alarm | 1994-06-07 |  | 1994-06-07 |  | Temporarily out of use | Empty | 8000 | Galvanic (STIP-3) | 1985-04-25 | Galvanized Steel | Pressurized
4070033 | 5 | Overfill Alarm | 1994-06-07 |  | 1994-06-07 |  | Temporarily out of use | Empty | 2000 | Galvanic (STIP-3) | 1985-04-25 | Galvanized Steel | Pressurized
4070033 | 6 | Overfill Alarm | 1994-06-07 |  | 1994-06-07 |  | Temporarily out of use | Empty | 2000 | Galvanic (STIP-3) | 1985-04-25 | Galvanized Steel | Pressurized
4070034 | 1 | [5 empty] | Removed from Ground | Diesel | 6000 | Bare Steel | 1976-04-25 | Galvanized Steel
4070034 | 2 | [5 empty] | Removed from Ground | Kerosene | 3000 | Bare Steel | 1971-04-26 | Galvanized Steel
4070034 | 3 | [5 empty] | Removed from Ground | Gas (Historical Use) | 1000 | Bare Steel | 1971-04-26 | Galvanized Steel
4070034 | 4 | [5 empty] | Removed from Ground | Gas (Historical Use) | 1000 | Bare Steel | 1976-04-25 | Galvanized Steel
4070034 | 5 | [5 empty] | Removed from Ground | Gas (Historical Use) | 1000 | Bare Steel | 1976-04-25 | Galvanized Steel
4070035 | 1 | [5 empty] | Removed from Ground | Gas (Historical Use) | 500 | Bare Steel | 1966-04-08 | Galvanized Steel
4070035 | 2 | [5 empty] | Removed from Ground | Gas (Historical Use) | 500 | Bare Steel | 1966-04-08 | Galvanized Steel
4070035 | 3 | [5 empty] | Removed from Ground | Gas (Historical Use) | 1500 | Bare Steel | 1976-04-08 | Galvanized Steel
4070035 | 4 | [5 empty] | Removed from Ground | Diesel | 1000 | Bare Steel | 1976-04-08 | Galvanized Steel
4070036 | 1 | [5 empty] | Removed from Ground | Gas (Historical Use) | 1000 | Bare Steel | 1981-04-25 | Galvanized Steel
4070038 | 1 |  | 1998-03-25 | no | 1998-03-25 | no | Removed from Ground | Empty | 6000 | Steel-Impressed Current | 1976-04-25 |  | Suction (American)
4070038 | 2 |  | 1998-03-25 | no | 1998-03-25 | no | Removed from Ground | Empty | 6000 | Steel-Impressed Current | 1976-04-25 |  | Suction (American)
4070038 | 3 |  | 1998-03-25 | no | 1998-03-25 | no | Removed from Ground | Empty | 6000 | Steel-Impressed Current | 1976-04-25 |  | Suction (American)
4070038 | 4 |  | 1998-03-25 | no | 1998-03-25 | no | Removed from Ground | Empty | 1000 | Steel-Impressed Current | 1984-04-25 |  | Suction (American)
4070038 | 5 |  | 1998-03-25 | no | 1998-03-25 | no | Removed from Ground | Empty | 500 | Steel-Impressed Current | 1984-04-25 |  | Suction (American)
4070040 | 1 | [5 empty] | Removed from Ground | Gas (Historical Use) | 1000 | Bare Steel | 1974-04-25 | Galvanized Steel
4070040 | 2 | [5 empty] | Removed from Ground | Gas (Historical Use) | 1000 | Bare Steel | 1974-04-25 | Galvanized Steel
4070040 | 3 | [5 empty] | Removed from Ground | Gas (Historical Use) | 2000 | Bare Steel | 1976-04-25 | Galvanized Steel
4070040 | 4 |  | 1992-03-01 |  | 1992-03-01 |  | Currently in Use | Gas (Historical Use) | 6032 | Steel-Impressed Current | 1992-03-18 | Fiberglass Reinforced Plastic | Pressurized
4070040 | 5 |  | 1992-03-01 |  | 1992-03-01 |  | Currently in Use | Gas (Historical Use) | 8272 | Steel-Impressed Current | 1992-03-18 | Fiberglass Reinforced Plastic | Pressurized
4070040 | 6 |  | 1992-03-01 |  | 1992-03-01 |  | Currently in Use | Gas (Historical Use) | 6032 | Steel-Impressed Current | 1992-03-18 | Fiberglass Reinforced Plastic | Pressurized
4070040 | 7 |  | 1992-03-01 |  | 1992-03-01 |  | Currently in Use | Diesel | 4014 | Steel-Impressed Current | 1992-03-18 | Fiberglass Reinforced Plastic | Pressurized
4070040 | 8 |  | 1992-03-01 |  | 1992-03-01 |  | Currently in Use | Kerosene | 2019 | Steel-Impressed Current | 1992-03-18 | Fiberglass Reinforced Plastic | Pressurized
4070041 | 1 | [5 empty] | Removed from Ground | Gas (Historical Use) | 2000 | Bare Steel | 1983-04-26 | Galvanized Steel
4070041 | 10 |  | 1995-04-18 |  | 1995-04-18 |  | Removed from Ground | Kerosene | 1000 | Fiberglass | 1995-04-18 | Fiberglass Reinforced Plastic | Safe Suction (Euro)
4070041 | 2 | [5 empty] | Removed from Ground | Gas (Historical Use) | 1000 | Bare Steel | 1983-04-26 | Galvanized Steel
4070041 | 3 | [5 empty] | Removed from Ground | Gas (Historical Use) | 1000 | Bare Steel | 1983-04-26 | Galvanized Steel
4070041 | 4 | [5 empty] | Removed from Ground | Diesel | 500 | Bare Steel | 1983-04-26 | Galvanized Steel
4070041 | 5 | [5 empty] | Removed from Ground | Kerosene | 285 | Bare Steel | 1983-04-26 | Galvanized Steel
4070041 | 6 |  | 1995-04-18 |  | 1995-04-18 |  | Removed from Ground | Gas (Historical Use) | 4000 | Fiberglass | 1995-04-18 | Fiberglass Reinforced Plastic | Safe Suction (Euro)
4070041 | 7 |  | 1995-04-18 |  | 1995-04-18 |  | Removed from Ground | Gas (Historical Use) | 4000 | Fiberglass | 1995-04-18 | Fiberglass Reinforced Plastic | Safe Suction (Euro)
4070041 | 8 |  | 1995-04-18 |  | 1995-04-18 |  | Removed from Ground | Gas (Historical Use) | 4000 | Fiberglass | 1995-04-18 | Fiberglass Reinforced Plastic | Safe Suction (Euro)
4070041 | 9 |  | 1995-04-18 |  | 1995-04-18 |  | Removed from Ground | Gas (Historical Use) | 1000 | Fiberglass | 1995-04-18 | Fiberglass Reinforced Plastic | Safe Suction (Euro)
4070042 | 1 | [5 empty] | Removed from Ground | Gas (Historical Use) | 2000 | Bare Steel | 1974-04-25 | Galvanized Steel
4070042 | 2 | [5 empty] | Removed from Ground | Gas (Historical Use) | 1000 | Bare Steel | 1974-04-25 | Galvanized Steel
4070042 | 3 | [5 empty] | Removed from Ground | Gas (Historical Use) | 1000 | Bare Steel | 1976-04-25 | Galvanized Steel
4070042 | 4 | [5 empty] | Removed from Ground | Diesel | 1000 | Bare Steel | 1982-04-25 | Galvanized Steel
4070042 | 5 |  | 1993-05-20 |  | 1993-05-20 |  | Removed from Ground | Gas (Historical Use) | 3000 | Cathodically Protected Steel | 1993-05-20 | Fiberglass Reinforced Plastic | Safe Suction (Euro)
4070042 | 6 |  | 1993-05-20 |  | 1993-05-20 |  | Removed from Ground | Gas (Historical Use) | 2000 | Cathodically Protected Steel | 1993-05-20 | Fiberglass Reinforced Plastic | Safe Suction (Euro)
4070042 | 7 |  | 1993-05-20 |  | 1993-05-20 |  | Removed from Ground | Gas (Historical Use) | 2000 | Cathodically Protected Steel | 1993-05-20 | Fiberglass Reinforced Plastic | Safe Suction (Euro)
4070042 | 8 |  | 1993-05-20 |  | 1993-05-20 |  | Removed from Ground | Diesel | 1000 | Cathodically Protected Steel | 1993-05-20 | Fiberglass Reinforced Plastic | Safe Suction (Euro)
4070042 | 9 | [5 empty] | Removed from Ground | Kerosene | 1000 | Cathodically Protected Steel | 1993-05-20 | Fiberglass Reinforced Plastic | Safe Suction (Euro)
4070043 | 1 | [5 empty] | Removed from Ground | Gas (Historical Use) | 1000 | Cathodically Protected Steel | 1985-04-25 | Galvanized Steel | Suction (American)
4070043 | 2 | [5 empty] | Removed from Ground | Gas (Historical Use) | 1000 | Cathodically Protected Steel | 1981-04-25 | Galvanized Steel | Suction (American)
4070044 | 1 | [5 empty] | Removed from Ground | Diesel | 3000 | Bare Steel | 1980-04-21 | Bare Steel
4070044 | 2 | [5 empty] | Removed from Ground | Gas (Historical Use) | 3000 | Bare Steel | 1980-04-21 | Bare Steel
4070044 | 3 | [5 empty] | Removed from Ground | Hazardous Substance | 2000 | Bare Steel | 1980-04-21 | Bare Steel
4070044 | 4 | [5 empty] | Removed from Ground | Hazardous Substance | 2000 | Bare Steel | 1980-04-21 | Bare Steel
4070044 | 5 | [5 empty] | Removed from Ground | Other | 30000 | Cathodically Protected Steel | 1980-04-21 | Bare Steel | Suction (American)
4070044 | 6 | [5 empty] | Removed from Ground | Other | 30000 | Cathodically Protected Steel | 1980-04-21 | Bare Steel
4070044 | 7 | [5 empty] | Removed from Ground | Other | 15000 | Bare Steel | 1980-01-01 | Bare Steel
4070044 | 8 | [5 empty] | Removed from Ground | Other | 30000 | Bare Steel | 1980-01-01 | Bare Steel
4070045 | 1 |  | 1990-01-01 |  | 1990-01-01 |  | Removed from Ground | Gas (Historical Use) | 2000 | Cathodically Protected Steel | 1984-04-25 | Cathodically Protected | Safe Suction (Euro)
4070045 | 2 |  | 1990-01-01 |  | 1990-01-01 |  | Removed from Ground | Gas (Historical Use) | 2000 | Cathodically Protected Steel | 1990-01-01 | Cathodically Protected | Safe Suction (Euro)
4070045 | 3 |  | 1990-01-01 |  | 1990-01-01 |  | Removed from Ground | Gas (Historical Use) | 3000 | Cathodically Protected Steel | 1990-01-01 | Cathodically Protected | Safe Suction (Euro)
4070045 | 4 |  | 1990-01-01 |  | 1990-01-01 |  | Currently in Use | Diesel | 1000 | Galvanic (STIP-3) | 1984-04-25 | Galvanized Steel | Safe Suction (Euro)
4070045 | 5 |  | 1990-01-01 |  | 1990-01-01 |  | Temporarily out of use | Kerosene | 1000 | Galvanic (STIP-3) | 1984-04-25 | Galvanized Steel | Safe Suction (Euro)
4070045 | 6 |  | 2001-09-25 | no | 2001-09-25 | no | Currently in Use | Gas (Historical Use) | 6000 | Epoxy | 2001-09-25 | Double Walled/Sec. Containment | Pressurized
4070045 | 7 |  | 2001-09-25 | no | 2001-09-25 | no | Currently in Use | Gas (Historical Use) | 4000 | Epoxy | 2001-09-25 | Double Walled/Sec. Containment | Pressurized
4070046 | 1 |  |  | yes |  | yes | Removed from Ground | Used Oil | 1000 | Bare Steel | 1973-04-10 | Galvanized Steel
4070047 | 1 | [5 empty] | Removed from Ground | Diesel | 1000 | Bare Steel | 1983-04-26 | Galvanized Steel
4070047 | 2 | [5 empty] | Removed from Ground | Gas (Historical Use) | 1000 | Bare Steel | 1983-04-26 | Galvanized Steel
4070048 | 1 | Ball Float | 1998-06-01 |  | 1998-06-01 |  | Currently in Use | Gas (Historical Use) | 10000 | Galvanic (STIP-3) | 1984-04-28 | Fiberglass Reinforced Plastic | Pressurized
4070048 | 2 | Ball Float | 1998-06-01 |  | 1998-06-01 |  | Currently in Use | Gas (Historical Use) | 8000 | Galvanic (STIP-3) | 1984-04-28 | Fiberglass Reinforced Plastic | Pressurized
4070048 | 3 | Ball Float | 1998-06-01 |  | 1998-06-01 |  | Currently in Use | Gas (Historical Use) | 8000 | Galvanic (STIP-3) | 1984-04-28 | Fiberglass Reinforced Plastic | Pressurized
4070048 | 4 | Ball Float | 1998-06-01 |  | 1998-06-01 |  | Currently in Use | Diesel | 6000 | Galvanic (STIP-3) | 1984-04-28 | Steel (Impressed Current) | Suction (American)
4070048 | 5 | Ball Float | 1998-06-01 | no | 1998-09-01 | no | Currently in Use | Diesel | 1000 | Galvanic (STIP-3) | 1984-04-28 | Steel (Impressed Current) | Suction (American)
4070049 | 1 |  | 1998-12-31 |  | 1998-12-31 |  | Removed from Ground | Gas (Historical Use) | 4000 | Steel-Impressed Current | 1983-04-26 | Cathodically Protected | Suction (American)
4070049 | 2 |  | 1991-12-31 |  | 1991-12-31 |  | Removed from Ground | Gas (Historical Use) | 2000 | Steel-Impressed Current | 1983-04-26 | Cathodically Protected | Suction (American)
4070049 | 3 |  | 1998-12-31 |  | 1998-12-31 |  | Removed from Ground | Gas (Historical Use) | 2000 | Steel-Impressed Current | 1983-04-26 | Cathodically Protected | Suction (American)
4070049 | 4 |  | 1998-12-31 |  | 1998-12-31 |  | Removed from Ground | Diesel | 1000 | Steel-Impressed Current | 1983-04-26 | Cathodically Protected | Suction (American)
4070049 | 5 |  | 1998-12-31 |  | 1998-12-31 |  | Removed from Ground | Kerosene | 500 | Steel-Impressed Current | 1987-10-25 | Cathodically Protected | Safe Suction (Euro)
4070049 | 6 |  |  | no |  | no | Removed from Ground | Gas (Historical Use) | 10000 | Unknown | 2005-01-20 | Unknown
4070049 | 7 |  |  | no |  | no | Removed from Ground | Gas (Historical Use) | 10000 | Unknown | 2005-01-20 | Unknown
4070050 | 1 | [5 empty] | Removed from Ground | Gas (Historical Use) | 6000 | Bare Steel | 1976-04-24 | Galvanized Steel
4070050 | 2 | [5 empty] | Removed from Ground | Gas (Historical Use) | 3000 | Bare Steel | 1971-04-25 | Galvanized Steel
4070050 | 3 | [5 empty] | Removed from Ground | Diesel | 1000 | Bare Steel | 1971-04-25 | Galvanized Steel
4070050 | 4 | [5 empty] | Removed from Ground | Kerosene | 1000 | Bare Steel | 1971-04-25 | Galvanized Steel
4070050 | 5 |  | 1993-05-03 | no | 1993-05-03 | no | Removed from Ground | Diesel | 5076 | Galvanic (STIP-3) | 1993-05-03 | Fiberglass Reinforced Plastic | Safe Suction (Euro)
4070052 | 1 | [5 empty] | Removed from Ground | Diesel | 10000 | Bare Steel | 1983-04-25 | Galvanized Steel
4070052 | 2 | [5 empty] | Removed from Ground | Gas (Historical Use) | 3000 | Bare Steel | 1984-04-24 | Galvanized Steel
4070053 | 1 | [5 empty] | Removed from Ground | Diesel | 10000 | Bare Steel |  | Bare Steel
4070053 | 2 | [5 empty] | Removed from Ground | Diesel | 10000 | Bare Steel |  | Bare Steel
4070053 | 3 | [5 empty] | Removed from Ground | Gas (Historical Use) | 2000 | Bare Steel |  | Bare Steel
4070054 | 1 | Flapper Valve | 1998-08-01 | no | 1998-08-01 | no | Currently in Use | Diesel | 10000 | Steel-Impressed Current | 1976-04-01 | Steel (Impressed Current) | Safe Suction (Euro)
4070054 | 2 | Flapper Valve | 1998-08-01 | no | 1998-08-01 | no | Currently in Use | Gas (Historical Use) | 10000 | Steel-Impressed Current | 1978-04-01 | Steel (Impressed Current) | Safe Suction (Euro)
4070054 | 3 | [5 empty] | Removed from Ground | Gas (Historical Use) | 3000 | Cathodically Protected Steel | 1978-04-01 | Galvanized Steel | Suction (American)
4070054 | 4 | [5 empty] | Removed from Ground | Gas (Historical Use) | 3000 | Bare Steel | 1978-04-01 | Galvanized Steel | Safe Suction (Euro)
4070054 | 5 |  |  | no |  | no | Removed from Ground | Used Oil | 550 | Unknown | 1976-01-01 | Unknown
4070055 | 1 | [5 empty] | Removed from Ground | Diesel | 1000 | Bare Steel | 1976-06-05 | Bare Steel | Safe Suction (Euro)
4070055 | 2 | [5 empty] | Removed from Ground | Diesel | 3000 | Bare Steel | 1976-06-05 | Bare Steel | Safe Suction (Euro)
4070055 | 3 | [5 empty] | Closed in Ground | Diesel | 8000 | Cathodically Protected Steel | 1990-01-01 | Fiberglass Reinforced Plastic
4070055 | 4 | [5 empty] | Closed in Ground | Gas (Historical Use) | 3000 | Cathodically Protected Steel | 1990-01-01 | Fiberglass Reinforced Plastic
4070055 | 5 | [5 empty] | Closed in Ground | Other | 1000 | Cathodically Protected Steel | 1990-01-01 | Fiberglass Reinforced Plastic
4070055 | 6 | [5 empty] | Closed in Ground | Other | 1000 | Cathodically Protected Steel | 1990-01-01 | Fiberglass Reinforced Plastic
4070056 | 1 |  | 1998-03-26 |  | 1998-03-26 |  | Removed from Ground | Gas (Historical Use) | 4000 | Steel-Impressed Current | 1971-04-18 | Cathodically Protected | Safe Suction (Euro)
4070056 | 2 |  | 1998-03-26 |  | 1998-03-26 |  | Removed from Ground | Gas (Historical Use) | 4000 | Steel-Impressed Current | 1971-04-18 | Cathodically Protected | Safe Suction (Euro)
4070056 | 3 |  | 1998-03-26 |  | 1998-03-26 |  | Removed from Ground | Gas (Historical Use) | 4000 | Steel-Impressed Current | 1971-04-18 | Cathodically Protected | Safe Suction (Euro)
4070056 | 5 |  | 1998-03-26 |  | 1998-03-26 |  | Removed from Ground | Diesel | 4000 | Steel-Impressed Current | 1971-04-18 | Cathodically Protected | Safe Suction (Euro)
4070058 | 1 | [5 empty] | Removed from Ground | Gas (Historical Use) | 560 | Bare Steel | 1947-12-31 | Galvanized Steel
4070058 | 2 | [5 empty] | Removed from Ground | Gas (Historical Use) | 1000 | Bare Steel | 1947-12-31 | Galvanized Steel
4070060 | 1 | [5 empty] | Removed from Ground | Gas (Historical Use) | 10000 | Bare Steel | 1974-05-01 | Galvanized Steel
4070060 | 2 | [5 empty] | Removed from Ground | Gas (Historical Use) | 10000 | Bare Steel | 1974-05-01 | Galvanized Steel
4070060 | 3 | [5 empty] | Removed from Ground | Gas (Historical Use) | 6000 | Bare Steel | 1974-05-01 | Galvanized Steel
4070060 | 4 | [5 empty] | Removed from Ground | Gas (Historical Use) | 6000 | Bare Steel | 1974-05-01 | Galvanized Steel
4070061 | 1 | [5 empty] | Removed from Ground | Gas (Historical Use) | 1000 | Bare Steel | 1971-04-18 | Galvanized Steel
4070062 | 1 | [5 empty] | Removed from Ground | Gas (Historical Use) | 550 | Bare Steel | 1971-04-18 | Galvanized Steel
4070063 | 1 | [5 empty] | Removed from Ground | Diesel | 1000 | Bare Steel | 1978-04-16 | Galvanized Steel
4070064 | 1 | [5 empty] | Removed from Ground | Empty | 550 | Bare Steel | 1966-04-28 | Galvanized Steel
4070064 | 2 | [5 empty] | Removed from Ground | Empty | 550 | Bare Steel | 1966-04-28 | Galvanized Steel
4070064 | 3 | [5 empty] | Removed from Ground | Empty | 1000 | Bare Steel | 1966-04-28 | Galvanized Steel
4070065 | 1 | [5 empty] | Removed from Ground | Gas (Historical Use) | 500 | Bare Steel | 1976-05-01 | Galvanized Steel
4070065 | 2 | [5 empty] | Removed from Ground | Gas (Historical Use) | 500 | Bare Steel | 1976-05-01 | Galvanized Steel
4070068 | 1 | Flapper Valve | 1997-03-01 |  | 1997-03-01 |  | Currently in Use | Gas (Historical Use) | 8000 | Steel-Impressed Current | 1982-05-01 | Fiberglass Reinforced Plastic | Pressurized
4070068 | 2 | Flapper Valve | 1997-03-01 | no | 1997-03-01 | no | Currently in Use | Diesel | 8000 | Steel-Impressed Current | 1982-05-01 | Fiberglass Reinforced Plastic | Pressurized
4070068 | 3 | Flapper Valve | 1997-03-01 | no | 1997-03-01 | no | Currently in Use | Gas (Historical Use) | 8000 | Steel-Impressed Current | 1982-05-01 | Fiberglass Reinforced Plastic | Pressurized
4070069 | 1 |  | 1994-03-23 |  | 1994-03-23 |  | Currently in Use | Gas (Historical Use) | 5000 | Steel-Impressed Current | 1980-05-01 | Cathodically Protected | Pressurized
4070069 | 2 |  | 1994-03-23 |  | 1994-03-23 |  | Currently in Use | Gas (Historical Use) | 6000 | Steel-Impressed Current | 1980-05-01 | Cathodically Protected | Pressurized
4070069 | 3 |  | 1994-03-23 |  | 1994-03-23 |  | Currently in Use | Gas (Historical Use) | 8000 | Steel-Impressed Current | 1980-05-01 | Cathodically Protected | Pressurized
4070071 | 1 | [5 empty] | Removed from Ground | Gas (Historical Use) | 10000 | Bare Steel | 1972-05-01 | Galvanized Steel | Pressurized
4070071 | 2 | [5 empty] | Removed from Ground | Gas (Historical Use) | 10000 | Bare Steel | 1972-05-01 | Galvanized Steel | Pressurized
4070071 | 3 | [5 empty] | Removed from Ground | Gas (Historical Use) | 4000 | Bare Steel | 1972-05-01 | Galvanized Steel | Pressurized
4070071 | 4 | Ball Float | 1996-04-10 |  | 1996-04-10 |  | Currently in Use | Gas (Historical Use) | 9816 | Fiberglass | 1996-04-10 | Double-Walled Fiberglass | Pressurized
4070071 | 5 | Ball Float | 1996-04-10 |  | 1996-04-10 |  | Currently in Use | Gas (Historical Use) | 9816 | Fiberglass | 1996-04-10 | Double-Walled Fiberglass | Pressurized
4070071 | 6 | Ball Float | 1996-04-10 |  | 1996-04-10 |  | Currently in Use | Gas (Historical Use) | 9816 | Fiberglass | 1996-04-10 | Double-Walled Fiberglass | Pressurized
4070072 | 1 |  | 1994-12-28 |  | 1994-12-28 |  | Currently in Use | Gas (Historical Use) | 8000 | Steel-Impressed Current | 1978-05-01 | Steel (Impressed Current) | Pressurized
4070072 | 2 |  | 1994-12-28 |  | 1994-12-28 |  | Currently in Use | Gas (Historical Use) | 8000 | Steel-Impressed Current | 1978-05-01 | Steel (Impressed Current) | Pressurized
4070072 | 3 |  | 1994-12-28 |  | 1994-12-28 |  | Currently in Use | Gas (Historical Use) | 8000 | Steel-Impressed Current | 1978-05-01 | Steel (Impressed Current) | Pressurized
4070073 | 1 |  | 1994-04-29 |  | 1994-04-29 |  | Currently in Use | Gas (Historical Use) | 10000 | Steel-Impressed Current | 1978-05-01 | Steel (Impressed Current) | Pressurized
4070073 | 2 |  | 1994-04-29 |  | 1994-04-29 |  | Currently in Use | Diesel | 10000 | Steel-Impressed Current | 1978-05-01 | Steel (Impressed Current) | Suction (American)
4070073 | 3 |  | 1994-04-29 |  | 1994-04-29 |  | Currently in Use | Gas (Historical Use) | 10000 | Steel-Impressed Current | 1978-05-01 | Steel (Impressed Current) | Pressurized
4070074 | 1P | [5 empty] | Removed from Ground | Gas (Historical Use) | 10000 | Bare Steel | 1959-01-01 | Unknown
4070074 | 1R | [5 empty] | Removed from Ground | Gas (Historical Use) | 3000 | Bare Steel | 1959-01-01 | Unknown
4070074 | 1U | [5 empty] | Removed from Ground | Gas (Historical Use) | 10000 | Bare Steel | 1959-01-01 | Unknown
4070074 | 1WO |  |  | yes |  | yes | Removed from Ground | Used Oil | 280 | Bare Steel | 1959-01-01 | Unknown
4070074 | 2R | [5 empty] | Removed from Ground | Gas (Historical Use) | 3000 | Bare Steel | 1959-01-01 | Unknown
4070074 | 3R | [5 empty] | Removed from Ground | Gas (Historical Use) | 3000 | Bare Steel | 1959-01-01 | Unknown
4070075 | 1 | [5 empty] | Removed from Ground | Other | 550 | Bare Steel | 1974-07-17 | Copper | Suction (American)
4070076 | 1 | [5 empty] | Removed from Ground | Diesel | 1 | Bare Steel | 1971-07-17 | Unknown
4070076 | 2 | [5 empty] | Removed from Ground | Kerosene | 1 | Bare Steel | 1971-07-17 | Unknown
4070076 | 3 | [5 empty] | Removed from Ground | Kerosene | 1 | Bare Steel | 1979-07-17 | Unknown
4070076 | 4 | [5 empty] | Removed from Ground | Kerosene | 1 | Bare Steel | 1979-07-17 | Unknown
4070076 | 5 | [5 empty] | Removed from Ground | Kerosene | 1 | Bare Steel | 1974-07-16 | Unknown
4070079 | 1 | [5 empty] | Removed from Ground | Gas (Historical Use) | 560 | Bare Steel | 1999-07-14 | Galvanized Steel | Suction (American)
4070079 | 2 | [5 empty] | Removed from Ground | Gas (Historical Use) | 1060 | Bare Steel | 1999-07-14 | Galvanized Steel | Suction (American)
4070079 | 3 | [5 empty] | Closed in Ground | Gas (Historical Use) | 0 | Bare Steel |  | Galvanized Steel
4070080 | 1 | [5 empty] | Removed from Ground | Other | 2000 | Bare Steel | 1990-09-01 | Not Marked
4070080 | 2 | [5 empty] | Removed from Ground | Other | 2000 | Not Marked/Unknown | 1990-09-01 | Not Marked
4070080 | 3 | [5 empty] | Removed from Ground | Other | 1000 | Not Marked/Unknown | 1990-09-01 | Not Marked
4070080 | 4 |  | 1990-09-01 |  | 1990-09-01 |  | Currently in Use | Gas (Historical Use) | 8000 | Galvanic (STIP-3) | 1990-09-01 | Fiberglass Reinforced Plastic | Pressurized
4070080 | 5 |  | 1990-09-01 |  | 1990-09-01 |  | Currently in Use | Gas (Historical Use) | 8000 | Galvanic (STIP-3) | 1990-09-01 | Fiberglass Reinforced Plastic | Pressurized
4070080 | 6 |  | 1990-09-01 |  | 1990-09-01 |  | Currently in Use | Diesel | 8000 | Galvanic (STIP-3) | 1990-09-01 | Fiberglass Reinforced Plastic | Pressurized
4070080 | 7 |  | 1990-09-01 |  | 1990-09-01 |  | Currently in Use | Kerosene | 2000 | Galvanic (STIP-3) | 1990-09-01 | Fiberglass Reinforced Plastic | Safe Suction (Euro)
4070082 | 1 | [5 empty] | Removed from Ground | Kerosene | 6000 | Bare Steel | 1965-01-01 | Copper | Suction (American)
4070083 | 1 | [5 empty] | Removed from Ground | Gas (Historical Use) | 1000 | Bare Steel | 1961-04-17 | Galvanized Steel
4070083 | 2 | [5 empty] | Removed from Ground | Gas (Historical Use) | 1000 | Bare Steel | 1961-04-17 | Galvanized Steel
4070083 | 3 | [5 empty] | Removed from Ground | Gas (Historical Use) | 550 | Bare Steel | 1961-04-17 | Galvanized Steel
4070084 | 1 |  | 1998-10-10 |  | 1998-10-10 |  | Temporarily out of use | Gas (Historical Use) | 5000 | Steel-Impressed Current | 1966-04-17 | Cathodically Protected | Safe Suction (Euro)
4070084 | 2 |  | 1998-10-10 |  | 1998-10-10 |  | Temporarily out of use | Gas (Historical Use) | 5000 | Steel-Impressed Current | 1966-04-17 | Cathodically Protected | Safe Suction (Euro)
4070084 | 3 | [5 empty] | Removed from Ground | Gas (Historical Use) | 1000 | Bare Steel | 1966-04-17 | Galvanized Steel
4070084 | 4 |  | 1998-10-10 |  | 1998-10-10 |  | Temporarily out of use | Gas (Historical Use) | 2000 | Steel-Impressed Current | 1991-01-01 | Cathodically Protected | Safe Suction (Euro)
4070084 | 5 |  | 1998-10-10 |  | 1998-10-10 |  | Temporarily out of use | Kerosene | 550 | Steel-Impressed Current | 1991-01-01 | Cathodically Protected | Safe Suction (Euro)
4070085 | 1 | [5 empty] | Removed from Ground | Gas (Historical Use) | 1000 | Bare Steel | 1970-04-17 | Galvanized Steel
4070085 | 2 | [5 empty] | Removed from Ground | Gas (Historical Use) | 560 | Bare Steel | 1970-04-17 | Galvanized Steel
4070085 | 3 | [5 empty] | Removed from Ground | Gas (Historical Use) | 560 | Bare Steel | 1970-04-17 | Galvanized Steel
4070085 | 4 | [5 empty] | Removed from Ground | Gas (Historical Use) | 560 | Bare Steel | 1970-04-17 | Galvanized Steel
4070086 | 1 | [5 empty] | Removed from Ground | Diesel | 500 | Bare Steel | 1979-05-03 | Galvanized Steel
4070700 | 1 |  | 1994-03-24 |  | 1994-03-24 |  | Removed from Ground | Gas (Historical Use) | 8000 | Cathodically Protected Steel | 1980-05-01 | Bare Steel | Pressurized
4070700 | 2 |  | 1994-03-24 |  | 1994-03-24 |  | Removed from Ground | Gas (Historical Use) | 8000 | Cathodically Protected Steel | 1980-05-01 | Bare Steel | Pressurized
4070700 | 3 |  | 1994-03-24 |  | 1994-03-24 |  | Removed from Ground | Gas (Historical Use) | 8000 | Cathodically Protected Steel | 1980-05-01 | Bare Steel | Pressurized
4070700 | 4 |  | 1994-03-24 |  | 1994-03-24 |  | Removed from Ground | Gas (Historical Use) | 6000 | Cathodically Protected Steel | 1980-05-01 | Bare Steel | Pressurized
4080001 | 1 | [5 empty] | Removed from Ground | Gas (Historical Use) | 0 | Bare Steel | 1998-06-16 | Galvanized Steel
4080004 | 1 | [5 empty] | Removed from Ground | Gas (Historical Use) | 6000 | Bare Steel | 1982-02-18 | Galvanized Steel
4080004 | 2 | [5 empty] | Removed from Ground | Diesel | 6000 | Bare Steel | 1982-02-18 | Galvanized Steel
4080005 | 1 | [5 empty] | Removed from Ground | Gas (Historical Use) | 10000 | Bare Steel | 1982-02-18 | Galvanized Steel
4080005 | 2 | [5 empty] | Removed from Ground | Diesel | 8000 | Bare Steel | 1982-02-18 | Galvanized Steel
4080005 | 3 | Ball Float | 1994-05-01 | no | 1994-05-01 | no | Currently in Use | Diesel | 12000 | Composite | 1994-05-01 | Fiberglass Reinforced Plastic | Pressurized
4080005 | 4 | Ball Float | 1994-05-01 |  | 1994-05-01 |  | Currently in Use | Gas (Historical Use) | 8000 | Composite | 1994-05-01 | Fiberglass Reinforced Plastic | Pressurized
4080007 | 1 | [5 empty] | Permanently Out of Use - historical purposes | Kerosene | 2000 | Bare Steel | 1966-02-18 | Galvanized Steel
4080009 | 1 | [5 empty] | Permanently Out of Use - historical purposes | Kerosene | 2000 | Bare Steel | 1964-02-19 | Galvanized Steel
4080010 | 1 | [5 empty] | Removed from Ground | Gas (Historical Use) | 10000 | Bare Steel | 1983-02-25 | Galvanized Steel
4080010 | 2 | [5 empty] | Removed from Ground | Gas (Historical Use) | 8000 | Bare Steel | 1983-02-25 | Galvanized Steel
4080010 | 3 | [5 empty] | Removed from Ground | Gas (Historical Use) | 8000 | Bare Steel | 1983-02-25 | Galvanized Steel
4080011 | 1 | [5 empty] | Removed from Ground | Diesel | 10000 | Bare Steel | 1973-02-19 | Bare Steel
4080011 | 2 | [5 empty] | Removed from Ground | Gas (Historical Use) | 550 | Bare Steel | 1969-02-19 | Bare Steel
4080013 | 2101 | Ball Float | 1998-11-01 | no | 1998-11-01 | no | Currently in Use | Gas (Historical Use) | 10000 | Galvanic (STIP-3) | 1985-10-01 | Fiberglass Reinforced Plastic | Pressurized
4080013 | 2102 | Ball Float | 1998-11-01 | no | 1998-11-01 | no | Currently in Use | Gas (Historical Use) | 10000 | Galvanic (STIP-3) | 1985-10-01 | Fiberglass Reinforced Plastic | Pressurized
4080013 | 2103 | Ball Float | 1998-11-01 | no | 1998-11-01 | no | Currently in Use | Gas (Historical Use) | 10000 | Galvanic (STIP-3) | 1985-10-01 | Fiberglass Reinforced Plastic | Pressurized
4080014 | 2701 |  | 1986-01-01 |  | 1992-03-15 |  | Currently in Use | Gas (Historical Use) | 10000 | Galvanic (STIP-3) | 1986-01-01 | Fiberglass Reinforced Plastic | Pressurized
4080014 | 2702 |  | 1986-01-01 |  | 1992-03-15 |  | Currently in Use | Gas (Historical Use) | 10000 | Galvanic (STIP-3) | 1986-01-01 | Fiberglass Reinforced Plastic | Pressurized
4080014 | 2703 |  | 1986-01-01 |  | 1992-03-15 |  | Currently in Use | Gas (Historical Use) | 6000 | Galvanic (STIP-3) | 1986-01-01 | Fiberglass Reinforced Plastic | Pressurized
4080015 | 1 | Ball Float | 1996-04-01 |  | 1996-04-01 |  | Currently in Use | Gas (Historical Use) | 6000 | Steel-Impressed Current | 1974-01-08 | Fiberglass Reinforced Plastic | Pressurized
4080015 | 2 | Ball Float | 1996-04-01 |  | 1996-04-01 |  | Currently in Use | Gas (Historical Use) | 6000 | Steel-Impressed Current | 1974-01-08 | Fiberglass Reinforced Plastic | Pressurized
4080015 | 3 | Ball Float | 1996-04-01 |  | 1996-04-01 |  | Currently in Use | Gas (Historical Use) | 6000 | Steel-Impressed Current | 1974-01-08 | Fiberglass Reinforced Plastic | Pressurized
4080016 | 1 | [5 empty] | Removed from Ground | Gas (Historical Use) | 6000 | Bare Steel | 1978-01-09 | Galvanized Steel | Pressurized
4080016 | 2 | [5 empty] | Removed from Ground | Gas (Historical Use) | 6000 | Bare Steel | 1978-01-09 | Galvanized Steel | Pressurized
4080016 | 3 | [5 empty] | Removed from Ground | Gas (Historical Use) | 6000 | Bare Steel | 1978-01-09 | Galvanized Steel | Pressurized
4080017 | 1 | Flapper Valve | 1995-01-10 | no | 1995-01-10 | no | Currently in Use | Gas (Historical Use) | 15000 | Steel-Impressed Current | 1966-01-08 | Fiberglass Reinforced Plastic | Pressurized
4080017 | 2 | Flapper Valve | 1995-01-10 | no | 1995-01-10 | no | Currently in Use | Gas (Historical Use) | 15000 | Steel-Impressed Current | 1966-01-08 | Fiberglass Reinforced Plastic | Pressurized
4080017 | 3 | Flapper Valve | 1995-01-10 | no | 1995-01-10 | no | Currently in Use | Racing Fuel | 15000 | Steel-Impressed Current | 1966-01-08 | Fiberglass Reinforced Plastic | Pressurized
4080017 | 4 | Flapper Valve | 1995-01-10 | no | 1995-01-10 | no | Currently in Use | Diesel | 15000 | Steel-Impressed Current | 1966-01-08 | Fiberglass Reinforced Plastic | Pressurized
4080017 | 5 | Flapper Valve | 1995-01-10 | no | 1995-01-10 | no | Currently in Use | Diesel | 15000 | Steel-Impressed Current | 1966-01-08 | Fiberglass Reinforced Plastic | Pressurized
4080017 | 6 | [5 empty] | Removed from Ground | Kerosene | 2000 | Bare Steel | 1966-01-08 | Galvanized Steel | Safe Suction (Euro)
4080017 | 7 | Ball Float | 2008-03-01 | no | 2008-03-01 | no | Currently in Use | Diesel | 20000 | Fiberglass Double Walled | 2008-03-01 | Double-Walled Fiberglass | Pressurized
4080018 | 1 | [5 empty] | Removed from Ground | Gas (Historical Use) | 3000 | Bare Steel | 1947-12-31 | Galvanized Steel
4080018 | 2 | [5 empty] | Removed from Ground | Gas (Historical Use) | 3000 | Bare Steel | 1947-12-31 | Galvanized Steel
4080018 | 3 | [5 empty] | Removed from Ground | Gas (Historical Use) | 3000 | Bare Steel | 1947-12-31 | Galvanized Steel
4080018 | 4 | [5 empty] | Removed from Ground | Diesel | 2000 | Bare Steel | 1947-12-31 | Galvanized Steel
4080018 | 5 | [5 empty] | Removed from Ground | Empty | 2000 | Bare Steel | 1947-12-31 | Galvanized Steel
4080018 | 6 | [5 empty] | Removed from Ground | Gas (Historical Use) | 10000 | Bare Steel | 1986-12-31 | Galvanized Steel | Pressurized
4080018 | 7 | [5 empty] | Removed from Ground | Gas (Historical Use) | 10000 | Bare Steel | 1986-12-31 | Galvanized Steel | Pressurized
4080018 | 8 | [5 empty] | Removed from Ground | Gas (Historical Use) | 10000 | Bare Steel | 1986-12-31 | Galvanized Steel | Pressurized
4080021 | 1 | [5 empty] | Removed from Ground | Gas (Historical Use) | 3000 | Bare Steel | 1976-01-10 | Galvanized Steel
4080021 | 2 | [5 empty] | Removed from Ground | Gas (Historical Use) | 4000 | Bare Steel | 1976-01-10 | Galvanized Steel
4080021 | 3 | [5 empty] | Removed from Ground | Gas (Historical Use) | 1100 | Bare Steel | 1966-01-09 | Galvanized Steel
4080021 | 4 | [5 empty] | Removed from Ground | Gas (Historical Use) | 1100 | Bare Steel | 1966-01-09 | Galvanized Steel
4080021 | 5 | [5 empty] | Removed from Ground | Empty | 500 | Bare Steel | 1966-01-09 | Galvanized Steel
4080024 | 1 | [5 empty] | Removed from Ground | Gas (Historical Use) | 1065 | Bare Steel | 1961-01-09 | Galvanized Steel
4080024 | 2 |  | 1992-03-17 |  | 1992-03-17 |  | Removed from Ground | Gas (Historical Use) | 1065 | Bare Steel | 1961-01-09 | Galvanized Steel
4080025 | 1 | [5 empty] | Removed from Ground | Gas (Historical Use) | 2000 | Bare Steel | 1976-01-10 | Galvanized Steel
4080025 | 2 | [5 empty] | Removed from Ground | Gas (Historical Use) | 2000 | Bare Steel | 1976-01-10 | Galvanized Steel
4080026 | 1 |  |  | no |  | no | Removed from Ground | Gas (Historical Use) | 10000 | Bare Steel | 1972-01-10 | Galvanized Steel | Pressurized
4080026 | 2 | Flapper Valve | 1992-03-17 | no | 1992-03-17 | no | Currently in Use | Diesel | 20000 | Steel-Impressed Current | 2013-01-16 | Steel (Impressed Current) | Pressurized
4080026 | 3 | Flapper Valve | 1992-03-17 | no | 1992-03-17 | no | Currently in Use | Diesel | 20000 | Steel-Impressed Current | 2013-01-16 | Steel (Impressed Current) | Pressurized
4080026 | 4 |  |  | no |  | no | Removed from Ground | Gas (Historical Use) | 10000 | Bare Steel | 1972-01-10 | Galvanized Steel | Pressurized
4080026 | 5 |  |  | no |  | no | Removed from Ground | Gas (Historical Use) | 10000 | Bare Steel | 1972-01-10 | Galvanized Steel | Pressurized
4080026 | 6 | Flapper Valve | 1993-11-19 | no | 1993-11-19 | no | Currently in Use | Diesel | 20000 | Steel-Impressed Current | 2013-01-16 | Steel (Impressed Current) | Pressurized
4080026 | 7 | Ball Float | 2003-09-15 | no | 2003-09-15 | no | Currently in Use | Regular | 12000 | Composite | 2013-01-16 | Double-Walled Fiberglass | Pressurized
4080026 | 8 | Ball Float | 2003-09-15 | no | 2003-09-15 | no | Currently in Use | Premium | 12000 | Composite | 2013-01-16 | Double-Walled Fiberglass | Pressurized
4080027 | 1 | [5 empty] | Permanently Out of Use - historical purposes | Gas (Historical Use) | 2000 | Bare Steel | 1981-01-09 | Galvanized Steel
4080027 | 2 | [5 empty] | Permanently Out of Use - historical purposes | Gas (Historical Use) | 2000 | Bare Steel | 1981-01-09 | Galvanized Steel
4080027 | 3 | [5 empty] | Permanently Out of Use - historical purposes | Kerosene | 500 | Bare Steel | 1976-01-10 | Galvanized Steel
4080029 | 1 | [5 empty] | Removed from Ground | Gas (Historical Use) | 1000 | Bare Steel | 1966-01-09 | Galvanized Steel | Safe Suction (Euro)
4080029 | 2 | [5 empty] | Removed from Ground | Gas (Historical Use) | 3000 | Bare Steel | 1976-01-10 | Galvanized Steel | Safe Suction (Euro)
4080029 | 3 | [5 empty] | Removed from Ground | Gas (Historical Use) | 3000 | Bare Steel | 1976-01-10 | Galvanized Steel | Safe Suction (Euro)
4080029 | 4 | [5 empty] | Removed from Ground | Diesel | 1000 | Bare Steel | 1966-01-09 | Galvanized Steel | Safe Suction (Euro)
4080031 | 1 | [5 empty] | Removed from Ground | Gas (Historical Use) | 1000 | Bare Steel | 1971-01-10 | Galvanized Steel
4080031 | 2 | [5 empty] | Removed from Ground | Gas (Historical Use) | 1000 | Bare Steel | 1971-01-10 | Galvanized Steel
4080032 | 1 | [5 empty] | Removed from Ground | Gas (Historical Use) | 3000 | Bare Steel | 1973-03-04 | Galvanized Steel
4080033 | 1 | [5 empty] | Closed in Ground | Gas (Historical Use) | 280 | Bare Steel | 1966-01-01 | Galvanized Steel
4080034 | 1 | [5 empty] | Removed from Ground | Kerosene | 260 | Bare Steel | 1984-02-19 | Galvanized Steel | Safe Suction (Euro)
4080035 | 5 |  |  | yes |  | yes | Removed from Ground | Used Oil | 500 | Bare Steel | 1999-12-01 | Galvanized Steel
4080035 | PREM-A | [5 empty] | Removed from Ground | Gas (Historical Use) | 2000 | Bare Steel | 1966-01-01 | Unknown | Suction (American)
4080035 | PREM-B | [5 empty] | Removed from Ground | Gas (Historical Use) | 2000 | Bare Steel | 1966-01-01 | Unknown | Suction (American)
4080035 | REG | [5 empty] | Removed from Ground | Gas (Historical Use) | 2000 | Bare Steel | 1966-01-01 | Unknown | Suction (American)
4080035 | UL | [5 empty] | Removed from Ground | Gas (Historical Use) | 2000 | Bare Steel | 1966-01-01 | Unknown | Suction (American)
4080036 | 1 |  | 1998-03-26 | no | 1998-03-26 | no | Currently in Use | Aviaion gas/AV Gas | 10000 | Steel-Impressed Current | 1979-02-26 |  | Pressurized
4080036 | 2 |  | 1998-03-26 | no | 1998-03-26 | no | Currently in Use | Aviaion gas/AV Gas | 10000 | Steel-Impressed Current | 1982-02-25 |  | Pressurized
4080037 | 1 | [5 empty] | Removed from Ground | Gas (Historical Use) | 1000 | Bare Steel | 1971-01-01 | Galvanized Steel | Suction (American)
4080037 | 2 | [5 empty] | Removed from Ground | Gas (Historical Use) | 1000 | Bare Steel | 1971-01-01 | Galvanized Steel | Suction (American)
4080037 | 3 | [5 empty] | Removed from Ground | Diesel | 500 | Bare Steel | 1996-12-17 | Unknown | Suction (American)
4080038 | 1 | [5 empty] | Removed from Ground | Empty | 2000 | Bare Steel | 1983-02-27 | Galvanized Steel
4080038 | 2 | [5 empty] | Removed from Ground | Empty | 1000 | Bare Steel | 1983-02-27 | Galvanized Steel
4080039 | 1 | [5 empty] | Removed from Ground | Gas (Historical Use) | 3000 | Bare Steel | 1981-02-26 | Galvanized Steel | Suction (American)
4080040 | A | [5 empty] | Removed from Ground | Gas (Historical Use) | 12000 | Bare Steel | 1981-07-19 | Galvanized Steel | Pressurized
4080040 | B | [5 empty] | Removed from Ground | Gas (Historical Use) | 12000 | Bare Steel | 1981-07-19 | Galvanized Steel | Pressurized
4080040 | C | [5 empty] | Removed from Ground | Gas (Historical Use) | 12000 | Bare Steel | 1981-07-19 | Galvanized Steel | Pressurized
4080040 | D | [5 empty] | Removed from Ground | Diesel | 20000 | Bare Steel | 1981-07-19 | Galvanized Steel | Pressurized
4080040 | E | [5 empty] | Removed from Ground | Diesel | 20000 | Bare Steel | 1981-07-19 | Galvanized Steel | Pressurized
4080040 | F | [5 empty] | Removed from Ground | Diesel | 20000 | Bare Steel | 1981-07-19 | Galvanized Steel | Pressurized
4080040 | G | [5 empty] | Removed from Ground | Diesel | 20000 | Bare Steel | 1981-07-19 | Galvanized Steel | Pressurized
4080040 | I |  | 1998-12-21 |  | 1998-12-21 |  | Currently in Use | Diesel | 20000 | Fiberglass | 1998-12-21 | Fiberglass Reinforced Plastic | Pressurized
4080040 | J |  | 1998-12-21 |  | 1998-12-21 |  | Currently in Use | Diesel | 20000 | Fiberglass | 1998-12-21 | Fiberglass Reinforced Plastic | Pressurized
4080040 | K |  | 1998-12-21 |  | 1998-12-21 |  | Currently in Use | Diesel | 20000 | Fiberglass | 1998-12-21 | Fiberglass Reinforced Plastic | Pressurized
4080040 | L |  | 1999-03-01 |  | 1999-03-01 |  | Currently in Use | Gas (Historical Use) | 12000 | Fiberglass | 1999-01-01 | Double Walled | Pressurized
4080040 | M |  | 1999-03-01 |  | 1999-03-01 |  | Currently in Use | Gas (Historical Use) | 12000 | Fiberglass | 1999-01-01 | Double Walled | Pressurized
4080040 | N |  | 1999-03-01 |  | 1999-03-01 |  | Currently in Use | Gas (Historical Use) | 10000 | Fiberglass | 1999-01-01 | Double Walled | Pressurized
4080040 | O |  | 1999-03-01 |  | 1999-03-01 |  | Currently in Use | Diesel | 4000 | Fiberglass | 1999-01-01 | Double Walled | Pressurized
4080040 | P |  | 1999-03-01 |  | 1999-03-01 |  | Currently in Use | Diesel | 4000 | Fiberglass | 1999-01-01 | Double Walled | Pressurized
4080043 | 1 | [5 empty] | Removed from Ground | Diesel | 3000 | Bare Steel | 1979-01-16 | Galvanized Steel
4080043 | 2 | [5 empty] | Removed from Ground | Gas (Historical Use) | 3000 | Bare Steel | 1979-01-16 | Galvanized Steel
4080043 | 3 | [5 empty] | Removed from Ground | Diesel | 1000 | Cathodically Protected Steel | 1989-04-01 | Galvanized Steel
4080043 | 4 | [5 empty] | Removed from Ground | Gas (Historical Use) | 1000 | Cathodically Protected Steel | 1989-04-01 | Galvanized Steel
4080044 | 1 | [5 empty] | Removed from Ground | Diesel | 500 | Bare Steel | 1976-03-05 | Galvanized Steel | Safe Suction (Euro)
4080044 | 2 | [5 empty] | Removed from Ground | Gas (Historical Use) | 500 | Bare Steel | 1971-03-06 | Galvanized Steel | Safe Suction (Euro)
4080045 | 1 |  | 1998-11-18 |  | 1998-11-18 |  | Removed from Ground | Gas (Historical Use) | 8000 | Cathodically Protected Steel | 1975-03-13 | Cathodically Protected | Suction (American)
4080045 | 2 |  | 1998-11-18 |  | 1998-11-18 |  | Removed from Ground | Gas (Historical Use) | 8000 | Steel-Impressed Current | 1975-03-13 | Cathodically Protected | Suction (American)
4080045 | N626191A | Ball Float | 2005-02-14 | no | 2005-02-14 | no | Currently in Use | Gas (Historical Use) | 6000 | Epoxy | 2005-02-14 | Fiberglass Reinforced Plastic | Pressurized
4080045 | N626191B | Ball Float | 2005-02-14 | no | 2005-02-14 | no | Currently in Use | Diesel | 4000 | Epoxy | 2005-02-14 | Fiberglass Reinforced Plastic | Pressurized
4080045 | N626259 | Ball Float | 2005-02-14 | no | 2005-02-14 | no | Currently in Use | Gas (Historical Use) | 10000 | Epoxy | 2005-02-14 | Fiberglass Reinforced Plastic | Pressurized
4080046 | 1 | [5 empty] | Removed from Ground | Gas (Historical Use) | 1000 | Bare Steel | 1975-03-08 | Galvanized Steel
4080046 | 2 | [5 empty] | Removed from Ground | Gas (Historical Use) | 2000 | Bare Steel | 1975-03-08 | Galvanized Steel
4080047 | 1 |  | 1999-08-01 |  | 1999-08-01 |  | Currently in Use | Gas (Historical Use) | 5000 | Steel-Impressed Current | 1981-03-06 | Fiberglass Reinforced Plastic | Pressurized
4080047 | 2 |  | 1999-08-01 | no | 1999-08-01 | no | Currently in Use | Gas (Historical Use) | 5000 | Steel-Impressed Current | 1981-03-06 | Fiberglass Reinforced Plastic | Pressurized
4080048 | 1 | [5 empty] | Removed from Ground | Diesel | 10000 | Bare Steel | 1970-03-14 | Galvanized Steel
4080048 | 2 | [5 empty] | Removed from Ground | Diesel | 10000 | Bare Steel | 1970-03-14 | Galvanized Steel
4080048 | 3 | [5 empty] | Removed from Ground | Other | 6000 | Bare Steel | 1974-03-14 | Galvanized Steel
4080048 | 4 | [5 empty] | Removed from Ground | Diesel | 1000 | Bare Steel | 1970-03-14 | Galvanized Steel
4080049 | 1 | [5 empty] | Removed from Ground | Gas (Historical Use) | 10000 | Bare Steel | 1979-03-13 | Galvanized Steel
4080049 | 1G | Ball Float | 1994-12-12 | no | 1994-12-12 | no | Temporarily out of use | Regular | 12000 | Composite | 1994-12-12 | Fiberglass Reinforced Plastic | Pressurized
4080049 | 2 | [5 empty] | Removed from Ground | Gas (Historical Use) | 7500 | Bare Steel | 1975-03-13 | Galvanized Steel
4080049 | 2D | Ball Float | 1994-12-12 | no | 1994-12-12 | no | Temporarily out of use | Diesel | 12000 | Composite | 1994-12-12 | Fiberglass Reinforced Plastic | Pressurized
4080049 | 3 | [5 empty] | Removed from Ground | Diesel | 4000 | Bare Steel | 1972-03-12 | Galvanized Steel
4080049 | 4 |  |  | yes |  | yes | Removed from Ground | Used Oil | 1000 | Bare Steel | 1967-03-13 | Galvanized Steel
4080050 | 1 | [5 empty] | Removed from Ground | Gas (Historical Use) | 1000 | Bare Steel | 1981-03-12 | Galvanized Steel
4080050 | 2 | [5 empty] | Removed from Ground | Diesel | 1000 | Bare Steel | 1981-03-12 | Galvanized Steel
4080053 | 1 | [5 empty] | Removed from Ground | Diesel | 2500 | Bare Steel | 1976-03-19 | Galvanized Steel
4080053 | 2 | [5 empty] | Removed from Ground | Diesel | 2500 | Bare Steel | 1976-03-19 | Galvanized Steel
4080053 | 3 | [5 empty] | Removed from Ground | Diesel | 3000 | Marked Unknown | 1996-02-15 | Unknown
4080057 | 1 | [5 empty] | Removed from Ground | Gas (Historical Use) | 2000 | Composite | 1982-04-08 | Galvanized Steel
4080062 | 1 | [5 empty] | Removed from Ground | Gas (Historical Use) | 1000 | Bare Steel | 1980-04-07 | Galvanized Steel
4080062 | 2 | [5 empty] | Removed from Ground | Diesel | 500 | Bare Steel | 1956-04-07 | Galvanized Steel
4080062 | 3 | [5 empty] | Removed from Ground | Gas (Historical Use) | 1000 | Bare Steel | 1979-04-08 | Galvanized Steel
4080062 | 4 | [5 empty] | Removed from Ground | Diesel | 1000 | Bare Steel | 1961-04-07 | Galvanized Steel
4080064 | 1 | [5 empty] | Removed from Ground | Gas (Historical Use) | 1000 | Cathodically Protected Steel | 1966-04-10 | Galvanized Steel
4080064 | 2 | [5 empty] | Removed from Ground | Gas (Historical Use) | 1000 | Cathodically Protected Steel | 1966-04-10 | Galvanized Steel
4080065 | 1 | Ball Float | 1985-01-01 | no | 1985-01-01 | no | Currently in Use | Gas (Historical Use) | 9728 | Fiberglass Double Walled | 1985-04-15 | Double-Walled Fiberglass | Pressurized
4080065 | 2 |  | 1985-01-01 | no | 1985-01-01 | no | Currently in Use | Gas (Historical Use) | 9728 | Fiberglass Double Walled | 1985-04-15 | Double-Walled Fiberglass | Pressurized
4080065 | 3 | Ball Float | 1985-01-01 | no | 1985-01-01 | no | Currently in Use | Gas (Historical Use) | 10000 | Fiberglass Double Walled | 1985-04-15 | Double-Walled Fiberglass | Pressurized
4080065 | 4 |  | 1985-01-01 |  | 1985-01-01 |  | Removed from Ground | Diesel | 4000 | Bare Steel | 1984-12-01 | Double-Walled Fiberglass | Pressurized
4080065 | 5 |  | 1997-07-31 | no | 1997-07-31 | no | Currently in Use | Diesel | 4000 | Fiberglass Double Walled | 1997-07-30 | Double-Walled Fiberglass | Pressurized
4080066 | 1 |  | 1991-03-01 |  | 1991-03-01 |  | Currently in Use | Gas (Historical Use) | 10000 | Fiberglass Double Walled | 1991-03-01 | Double-Walled Fiberglass
4080066 | 2 |  | 1991-03-01 |  | 1991-03-01 |  | Currently in Use | Gas (Historical Use) | 10000 | Fiberglass Double Walled | 1991-03-01 | Double-Walled Fiberglass
4080066 | 3 |  | 1991-03-01 |  | 1991-03-01 |  | Currently in Use | Gas (Historical Use) | 10000 | Fiberglass Double Walled | 1991-03-01 | Double-Walled Fiberglass
4080066 | 4 |  | 1991-03-01 |  | 1991-03-01 |  | Currently in Use | Diesel | 10000 | Fiberglass Double Walled | 1991-03-01 | Double-Walled Fiberglass
4080066 | 5 |  | 1991-03-01 |  | 1991-03-01 |  | Temporarily out of use | Kerosene | 4000 | Fiberglass | 1994-03-01 | Double-Walled Fiberglass
4080067 | 1 | [5 empty] | Removed from Ground | Diesel | 500 | Bare Steel | 1964-04-15 | Galvanized Steel
4080067 | 2 | [5 empty] | Removed from Ground | Gas (Historical Use) | 4000 | Bare Steel | 1974-04-15 | Galvanized Steel
4080067 | 3 | [5 empty] | Removed from Ground | Gas (Historical Use) | 6000 | Bare Steel | 1974-04-15 | Galvanized Steel
4080069 | 1 | [5 empty] | Removed from Ground | Diesel | 560 | Bare Steel | 1964-01-08 | Galvanized Steel | Safe Suction (Euro)
4080069 | 2 | [5 empty] | Removed from Ground | Gas (Historical Use) | 2000 | Bare Steel | 1977-01-07 | Galvanized Steel | Safe Suction (Euro)
4080069 | 204706 |  | 1992-07-08 |  | 1992-07-08 |  | Removed from Ground | Gas (Historical Use) | 1000 | Galvanic (STIP-3) | 1992-07-08 | Cathodically Protected | Safe Suction (Euro)
4080069 | 204710 |  | 1992-07-08 |  | 1992-07-08 |  | Removed from Ground | Diesel | 1000 | Galvanic (STIP-3) | 1992-07-08 | Cathodically Protected | Safe Suction (Euro)
4080071 | 1 | Ball Float | 1994-09-01 | no | 1994-09-01 | no | Currently in Use | Regular | 10000 | Epoxy | 1994-09-01 | Double-Walled Flex | Pressurized
4080071 | 2 | Ball Float | 1994-09-01 | no | 1994-09-01 | no | Currently in Use | Premium | 10000 | Epoxy | 1994-09-01 | Double-Walled Flex | Pressurized
4080071 | 3 | Ball Float | 1994-09-01 | no | 1994-09-01 | no | Currently in Use | Diesel | 8000 | Epoxy | 1994-09-01 | Double-Walled Flex | Pressurized
4080072 | 1 |  | 1996-03-01 |  | 1996-03-01 |  | Currently in Use | Gas (Historical Use) | 10000 | Steel-Impressed Current | 1984-04-02 | Fiberglass Reinforced Plastic | Pressurized
4080072 | 2 |  | 1996-03-01 |  | 1996-03-01 |  | Currently in Use | Gas (Historical Use) | 10000 | Steel-Impressed Current | 1984-04-02 | Fiberglass Reinforced Plastic | Pressurized
4080072 | 3 |  | 1996-03-01 |  | 1996-03-01 |  | Currently in Use | Gas (Historical Use) | 6000 | Steel-Impressed Current | 1984-04-02 | Fiberglass Reinforced Plastic | Pressurized
4080073 | 1001401 | [5 empty] | Removed from Ground | Gas (Historical Use) | 1000 | Bare Steel | 1993-02-02 | Galvanized Steel
4080073 | 1001402 | [5 empty] | Removed from Ground | Diesel | 500 | Bare Steel | 1993-02-02 | Galvanized Steel
4080073 | 1060301 | [5 empty] | Removed from Ground | Gas (Historical Use) | 1000 | Bare Steel | 1990-04-02 | Not Marked
4080074 | 1 |  | 1997-07-15 |  | 1997-07-15 |  | Currently in Use | Gas (Historical Use) | 10000 | Fiberglass | 1997-07-15 | Double-Walled Fiberglass | Pressurized
4080074 | 2 |  | 1997-07-15 |  | 1997-07-15 |  | Currently in Use | Diesel | 10000 | Fiberglass | 1997-07-15 | Double-Walled Fiberglass | Pressurized
4080074 | 601D1 | [5 empty] | Removed from Ground | Diesel | 10000 | Bare Steel | 1961-02-07 | Galvanized Steel | Safe Suction (Euro)
4080074 | 601G1 | [5 empty] | Removed from Ground | Gas (Historical Use) | 10000 | Bare Steel | 1961-02-07 | Galvanized Steel | Safe Suction (Euro)
4080074 | 601G2 | [5 empty] | Removed from Ground | Gas (Historical Use) | 2000 | Bare Steel | 1961-02-07 | Galvanized Steel | Safe Suction (Euro)
4080075 | 6015001 | [5 empty] | Removed from Ground | Diesel | 2000 | Bare Steel | 1964-02-08 | Unknown
4080078 | 615002 | [5 empty] | Removed from Ground | Gas (Historical Use) | 1000 | Bare Steel | 1954-02-07 | Galvanized Steel
4080079 | 1 | [5 empty] | Permanently Out Of Use | Gas (Historical Use) | 10000 | Fiberglass | 1985-06-01 | Double-Walled Fiberglass | Pressurized
4080079 | 10 | Ball Float | 1993-11-11 | no | 1993-11-11 | no | Currently in Use | Diesel | 4000 | Composite | 1993-10-01 | Double-Walled Flex
4080079 | 2 | Ball Float | 1993-11-11 | no | 1993-11-11 | no | Currently in Use | Gas (Historical Use) | 10000 | Fiberglass | 1985-06-01 | Double-Walled Flex | Pressurized
4080079 | 3 | Ball Float | 1993-11-11 | no | 1993-11-11 | no | Currently in Use | Gas (Historical Use) | 10000 | Fiberglass | 1985-06-01 | Double-Walled Flex | Pressurized
4080079 | 4 |  |  | yes |  | yes | Removed from Ground | Used Oil | 1000 | Fiberglass | 1985-04-21 | Fiberglass Reinforced Plastic
4080079 | 5 | [5 empty] | Removed from Ground | Other | 50 | Bare Steel | 1971-07-16 | Galvanized Steel
4080079 | 6 | [5 empty] | Removed from Ground | Other | 50 | Bare Steel | 1971-07-16 | Galvanized Steel
4080079 | 7 | [5 empty] | Removed from Ground | Other | 50 | Bare Steel | 1984-01-01 | Galvanized Steel
4080079 | 8 | [5 empty] | Removed from Ground | Other | 50 | Bare Steel | 1984-01-01 | Galvanized Steel
4080079 | 9 | Ball Float | 1993-11-11 | no | 1993-11-11 | no | Currently in Use | Gas (Historical Use) | 10000 | Composite | 1993-10-01 | Double-Walled Flex
4080081 | 1 | [5 empty] | Removed from Ground | Gas (Historical Use) | 8000 | Bare Steel | 1993-09-01 | Unknown
4080083 | 1 | [5 empty] | Removed from Ground | Other | 10000 | Bare Steel | 1950-04-21 | Galvanized Steel
4080087 | 1 |  | 1995-11-01 |  | 1995-11-01 |  | Removed from Ground | Diesel | 6000 | Cathodically Protected Steel | 1985-04-05 | Fiberglass Reinforced Plastic | Pressurized
4080087 | 2 |  | 1995-11-01 |  | 1995-11-01 |  | Removed from Ground | Gas (Historical Use) | 6000 | Cathodically Protected Steel | 1985-04-05 | Fiberglass Reinforced Plastic | Pressurized
4080087 | 3 |  | 1995-11-01 |  | 1995-11-01 |  | Removed from Ground | Gas (Historical Use) | 6000 | Cathodically Protected Steel | 1985-04-05 | Cathodically Protected | Pressurized
4080087 | 4 |  | 1994-11-22 |  | 1994-11-22 |  | Removed from Ground | Kerosene | 1000 | Composite | 1994-11-01 | Cathodically Protected | Safe Suction (Euro)
4080088 | 1 | [5 empty] | Removed from Ground | Gas (Historical Use) | 2000 | Bare Steel | 1984-04-05 | Galvanized Steel | Safe Suction (Euro)
4080088 | 2 | [5 empty] | Removed from Ground | Diesel | 10000 | Bare Steel | 1984-04-05 | Galvanized Steel | Safe Suction (Euro)
4080089 | 1 |  |  | yes |  | yes | Removed from Ground | Used Oil | 1000 | Cathodically Protected Steel | 1969-03-10 | Galvanized Steel
4080089 | 2 | [5 empty] | Removed from Ground | Gas (Historical Use) | 6000 | Cathodically Protected Steel | 1969-03-10 | Fiberglass Reinforced Plastic
4080089 | 3 | [5 empty] | Removed from Ground | Gas (Historical Use) | 6000 | Cathodically Protected Steel | 1969-03-10 | Fiberglass Reinforced Plastic
4080089 | 4 | [5 empty] | Removed from Ground | Gas (Historical Use) | 8000 | Cathodically Protected Steel | 1969-03-10 | Fiberglass Reinforced Plastic
4080090 | 1 | [5 empty] | Removed from Ground | Gas (Historical Use) | 1000 | Bare Steel | 1971-07-13 | Unknown
4080090 | 3 | [5 empty] | Removed from Ground | Gas (Historical Use) | 1000 | Bare Steel | 1971-07-13 | Unknown
4080090 | 40-MG2 | [5 empty] | Removed from Ground | Gas (Historical Use) | 2500 | Double Walled | 1990-07-13 | Unknown | Gravity Fed
4080090 | 40-MG3 | Flapper Valve | 1998-02-14 |  | 1998-02-14 |  | Currently in Use | Gas (Historical Use) | 2500 | Fiberglass Double Walled | 1998-02-09 | Double-Walled Fiberglass | Pressurized
4080091 | 1 | [5 empty] | Removed from Ground | Gas (Historical Use) | 1000 | Bare Steel | 1963-04-24 | Galvanized Steel
4080091 | 2 | [5 empty] | Removed from Ground | Gas (Historical Use) | 1000 | Bare Steel | 1963-04-24 | Galvanized Steel
4080091 | 3 | [5 empty] | Removed from Ground | Gas (Historical Use) | 2000 | Bare Steel | 1982-04-23 | Galvanized Steel
4080094 | 1 | [5 empty] | Removed from Ground | Gas (Historical Use) | 8000 | Bare Steel | 1980-03-07 | Galvanized Steel
4080094 | 2 | [5 empty] | Removed from Ground | Gas (Historical Use) | 8000 | Bare Steel | 1980-03-07 | Galvanized Steel
4080094 | 3 | [5 empty] | Removed from Ground | Kerosene | 500 | Bare Steel | 1980-03-07 | Galvanized Steel
4080094 | 4 | [5 empty] | Removed from Ground | Kerosene | 3000 | Bare Steel | 1986-01-01 | Galvanized Steel
4080095 | 1 | [5 empty] | Removed from Ground | Gas (Historical Use) | 560 | Bare Steel | 2000-02-22 | Galvanized Steel | Suction (American)
4080095 | 2 | [5 empty] | Removed from Ground | Gas (Historical Use) | 560 | Bare Steel | 2000-02-22 | Galvanized Steel | Suction (American)
4080097 | 1 | [5 empty] | Removed from Ground | Gas (Historical Use) | 1060 | Bare Steel | 1999-12-16 | Galvanized Steel | Safe Suction (Euro)
4080097 | 2 | [5 empty] | Removed from Ground | Gas (Historical Use) | 1060 | Bare Steel | 1999-12-16 | Galvanized Steel | Safe Suction (Euro)
4080097 | 3 | [5 empty] | Removed from Ground | Kerosene | 1060 | Bare Steel | 1999-12-16 | Galvanized Steel | Safe Suction (Euro)
4080097 | 4 | [5 empty] | Removed from Ground | Gas (Historical Use) | 1000 | Bare Steel | 1999-12-16 | Galvanized Steel | Safe Suction (Euro)
4080098 | 2 | [5 empty] | Removed from Ground | Gas (Historical Use) | 2000 | Bare Steel | 1966-02-25 | Galvanized Steel
4080098 | 3 | [5 empty] | Removed from Ground | Gas (Historical Use) | 1000 | Bare Steel | 1976-02-26 | Galvanized Steel
4080098 | 4 | [5 empty] | Removed from Ground | Diesel | 1000 | Bare Steel | 1976-02-26 | Galvanized Steel | Suction (American)
4080099 | 1 | Flapper Valve | 1998-12-10 | no | 1998-12-10 | no | Currently in Use | Gas (Historical Use) | 20000 | Steel-Impressed Current | 1981-02-25 |  | Pressurized
4080099 | 2 | Flapper Valve | 1998-12-10 | no | 1998-12-10 | no | Currently in Use | Gas (Historical Use) | 20000 | Steel-Impressed Current | 1981-02-25 |  | Pressurized
4080099 | 3 | Flapper Valve | 1998-12-10 | no | 1998-12-10 | no | Currently in Use | Diesel | 20000 | Steel-Impressed Current | 1981-02-25 |  | Pressurized
4080099 | 4 | Flapper Valve | 1998-12-10 | no | 1998-12-10 | no | Currently in Use | Gas (Historical Use) | 10000 | Steel-Impressed Current | 1981-02-25 |  | Pressurized
4080099 | 5 | Flapper Valve | 1998-12-10 | no | 1998-12-10 | no | Currently in Use | Kerosene | 3000 | Steel-Impressed Current | 1981-02-25 |  | Pressurized
4080099 | 6 | Flapper Valve | 1998-12-10 | no | 1998-12-10 | no | Currently in Use | Diesel | 4000 | Steel-Impressed Current | 1981-02-25 |  | Pressurized
4080099 | 7 |  | 1998-12-10 | no | 1998-12-10 | no | Temporarily out of use |  | 1000 | Steel-Impressed Current | 1981-02-25
4080100 | 1 |  | 1999-01-20 |  | 1999-01-20 |  | Removed from Ground | Gas (Historical Use) | 1000 | Steel-Impressed Current | 1981-02-28 | Cathodically Protected | Safe Suction (Euro)
4080100 | 2 |  | 1999-01-20 |  | 1999-01-20 |  | Removed from Ground | Gas (Historical Use) | 560 | Steel-Impressed Current | 1981-02-28 | Cathodically Protected | Safe Suction (Euro)
4080100 | 3 |  | 1999-01-20 |  | 1999-01-20 |  | Removed from Ground | Gas (Historical Use) | 1000 | Steel-Impressed Current | 1999-01-20 | Cathodically Protected | Safe Suction (Euro)
4080101 | 1 |  | 1998-11-01 |  | 1998-11-01 |  | Removed from Ground | Gas (Historical Use) | 1000 | Steel-Impressed Current | 1971-02-26 | Cathodically Protected | Suction (American)
4080101 | 2 |  | 1998-11-01 |  | 1998-11-01 |  | Removed from Ground | Gas (Historical Use) | 1000 | Steel-Impressed Current | 1971-02-26 | Cathodically Protected | Suction (American)
4080101 | 3 |  | 1998-11-01 |  | 1998-11-01 |  | Removed from Ground | Gas (Historical Use) | 1000 | Steel-Impressed Current | 1971-02-26 | Cathodically Protected | Suction (American)
4080101 | 4 | [5 empty] | Removed from Ground | Diesel | 500 | Bare Steel | 1971-02-26 | Galvanized Steel | Suction (American)
4080101 | 5 |  |  | yes |  | yes | Removed from Ground | Used Oil | 500 | Bare Steel | 1971-02-26 | Galvanized Steel
4080103 | 1 | Flapper Valve | 2009-11-10 |  | 1996-01-01 |  | Currently in Use | Diesel | 20000 | Steel-Impressed Current | 1982-03-10 | Fiberglass Reinforced Plastic | Pressurized
4080103 | 2 | Flapper Valve | 2009-11-10 |  | 1996-01-01 |  | Currently in Use | Gas (Historical Use) | 12000 | Steel-Impressed Current | 1982-03-10 | Fiberglass Reinforced Plastic | Pressurized
4080103 | 3 | Flapper Valve | 2009-11-10 |  | 1996-01-01 |  | Currently in Use | Gas (Historical Use) | 12000 | Steel-Impressed Current | 1982-03-10 | Fiberglass Reinforced Plastic | Pressurized
4080103 | 4 | Flapper Valve | 2009-11-10 |  | 1996-01-01 |  | Currently in Use | Gas (Historical Use) | 10000 | Steel-Impressed Current | 1982-03-10 | Fiberglass Reinforced Plastic | Pressurized
4080103 | 5 | Flapper Valve | 2009-11-10 |  | 1996-01-01 |  | Currently in Use | Kerosene | 4000 | Steel-Impressed Current | 1982-03-10 | Fiberglass Reinforced Plastic | Pressurized
4080105 | 1 | [5 empty] | Removed from Ground | Gas (Historical Use) | 1000 | Bare Steel | 1961-05-10 | Galvanized Steel
4080105 | 2 | [5 empty] | Removed from Ground | Diesel | 1000 | Bare Steel | 1961-05-10 | Galvanized Steel
4080105 | 3 | [5 empty] | Removed from Ground | Diesel | 6000 | Bare Steel | 1979-05-11 | Galvanized Steel
4080106 | 1 | [5 empty] | Currently in Use | Diesel | 320 | Bare Steel | 1972-05-01 | Galvanized Steel
4080106 | 2 | [5 empty] | Currently in Use | Gas (Historical Use) | 475 | Bare Steel | 1972-05-01 | Galvanized Steel
4080107 | 1 | [5 empty] | Removed from Ground | Gas (Historical Use) | 10000 | Bare Steel | 1976-02-21 | Bare Steel | Pressurized
4080107 | 2 | [5 empty] | Removed from Ground | Gas (Historical Use) | 3000 | Bare Steel | 1972-02-21 | Bare Steel | Pressurized
4080107 | 3 | [5 empty] | Removed from Ground | Gas (Historical Use) | 3000 | Bare Steel | 1972-02-21 | Bare Steel | Pressurized
4080107 | 4 | [5 empty] | Removed from Ground | Gas (Historical Use) | 2000 | Bare Steel | 1972-02-21 | Bare Steel | Pressurized
4080109 | 1 | [5 empty] | Removed from Ground | Gas (Historical Use) | 3000 | Bare Steel | 1977-02-20 | Galvanized Steel | Safe Suction (Euro)
4080109 | 2 | [5 empty] | Removed from Ground | Gas (Historical Use) | 3000 | Bare Steel | 1977-02-20 | Galvanized Steel | Safe Suction (Euro)
4080109 | 3 | [5 empty] | Removed from Ground | Gas (Historical Use) | 1000 | Bare Steel | 1977-02-20 | Galvanized Steel | Safe Suction (Euro)
4080110 | 1 | Ball Float | 1996-03-01 | no | 1996-03-01 | no | Currently in Use | Gas (Historical Use) | 8000 | Steel-Impressed Current | 1982-09-12 | Steel (Impressed Current) | Pressurized
4080110 | 2 | Ball Float | 1996-03-01 | no | 1996-03-01 | no | Currently in Use | Gas (Historical Use) | 8000 | Steel-Impressed Current | 1982-09-12 | Steel (Impressed Current) | Pressurized
4080110 | 3 | Flapper Valve | 1996-03-01 | no | 1996-03-01 | no | Currently in Use | Gas (Historical Use) | 6000 | Steel-Impressed Current | 1982-09-12 | Steel (Impressed Current) | Pressurized
4080111 | 1 | [5 empty] | Currently in Use | Gas (Historical Use) | 1000 | Bare Steel | 1966-02-20 | Galvanized Steel
4080111 | 2 | [5 empty] | Currently in Use | Gas (Historical Use) | 1000 | Bare Steel | 1966-02-20 | Galvanized Steel
4080111 | 3 | [5 empty] | Currently in Use | Gas (Historical Use) | 550 | Bare Steel | 1966-02-20 | Galvanized Steel
4080112 | 1 | [5 empty] | Removed from Ground | Gas (Historical Use) | 2000 | Bare Steel | 1984-02-21 | Galvanized Steel
4080112 | 2 | [5 empty] | Removed from Ground | Gas (Historical Use) | 2000 | Bare Steel | 1974-02-20 | Galvanized Steel
4080112 | 3 | [5 empty] | Removed from Ground | Gas (Historical Use) | 1000 | Bare Steel | 1974-02-20 | Galvanized Steel
4080112 | 4 |  | 1992-05-12 |  | 1992-05-12 |  | Currently in Use | Diesel | 2000 | Galvanic (STIP-3) | 1992-05-15 | Fiberglass Reinforced Plastic | Safe Suction (Euro)
4080112 | 5 |  | 1992-05-12 |  | 1992-05-12 |  | Currently in Use | Diesel | 2000 | Galvanic (STIP-3) | 1992-05-15 | Fiberglass Reinforced Plastic | Safe Suction (Euro)
4080112 | 6 |  | 1992-05-12 |  | 1992-05-12 |  | Currently in Use | Kerosene | 1000 | Galvanic (STIP-3) | 1992-05-15 | Fiberglass Reinforced Plastic | Safe Suction (Euro)
4080112 | 7A |  | 2005-04-10 | no | 2005-04-10 | no | Temporarily out of use | Gas (Historical Use) | 3000 | Composite | 2005-04-10 | Fiberglass Reinforced Plastic | Safe Suction (Euro)
4080112 | 8A |  | 2007-01-28 | no | 2007-01-28 | no | Currently in Use | Gas (Historical Use) | 10000 | Composite | 2007-01-28 | Flex | Pressurized
4080112 | 8B |  | 2007-01-28 | no | 2007-01-28 | no | Currently in Use | Gas (Historical Use) | 5000 | Composite | 2007-01-28 | Flex | Safe Suction (Euro)
4080112 | D7B |  | 2005-04-10 | no | 2005-04-10 | no | Currently in Use | Gas (Historical Use) | 1000 | Composite | 2005-04-10 | Fiberglass Reinforced Plastic | Safe Suction (Euro)
4080113 | 1 | [5 empty] | Removed from Ground | Gas (Historical Use) | 6000 | Bare Steel | 1985-02-20 | Galvanized Steel
4080113 | 2 | [5 empty] | Removed from Ground | Gas (Historical Use) | 6000 | Bare Steel | 1985-02-20 | Galvanized Steel
4080114 | 1 |  | 1998-06-01 |  | 1998-06-01 |  | Removed from Ground | Gas (Historical Use) | 1000 | Steel-Impressed Current | 1976-02-21 | Cathodically Protected | Safe Suction (Euro)
4080114 | 2 |  | 1998-06-01 |  | 1998-06-01 |  | Removed from Ground | Gas (Historical Use) | 2000 | Steel-Impressed Current | 1987-01-01 | Cathodically Protected | Safe Suction (Euro)
4080114 | 3 |  | 1998-06-01 |  | 1998-06-01 |  | Removed from Ground | Diesel | 2000 | Steel-Impressed Current | 1987-01-01 | Cathodically Protected | Safe Suction (Euro)
4080114 | 4 | [5 empty] | Removed from Ground | Gas (Historical Use) | 550 | Bare Steel | 1966-02-20 | Galvanized Steel
4080114 | 5 | [5 empty] | Removed from Ground | Gas (Historical Use) | 550 | Bare Steel | 1966-02-20 | Galvanized Steel
4080115 | 1 | Flapper Valve | 1998-04-08 | no | 1998-04-08 | no | Currently in Use | Regular | 8000 | Steel-Impressed Current | 1982-02-20 | Fiberglass Reinforced Plastic | Pressurized
4080115 | 2 | Flapper Valve | 1998-04-08 | no | 1998-04-08 | no | Currently in Use | Regular | 6000 | Steel-Impressed Current | 1982-02-20 | Fiberglass Reinforced Plastic | Pressurized
4080115 | 3 | Flapper Valve | 1998-04-08 | no | 1998-04-08 | no | Currently in Use | Premium | 6000 | Steel-Impressed Current | 1982-02-20 | Fiberglass Reinforced Plastic | Pressurized
4080115 | 4 | Flapper Valve | 1998-04-08 | no | 1998-04-08 | no | Currently in Use | Diesel | 4000 | Steel-Impressed Current | 1982-02-20 | Fiberglass Reinforced Plastic | Pressurized
4080116 | 1 |  |  | no |  | no | Removed from Ground | Gas (Historical Use) | 2000 | Bare Steel | 1978-02-20 | Galvanized Steel
4080116 | 2 |  |  | no |  | no | Removed from Ground | Gas (Historical Use) | 2000 | Bare Steel | 1978-02-20 | Galvanized Steel
4080116 | 3 |  |  | no |  | no | Removed from Ground | Gas (Historical Use) | 2000 | Bare Steel | 1978-02-20 | Galvanized Steel
4080116 | 4 | Ball Float | 1993-03-24 | no | 1993-03-24 | no | Currently in Use | Diesel | 2000 | Galvanic (STIP-3) | 1993-03-24 | Fiberglass Reinforced Plastic | Pressurized
4080116 | 5 | Ball Float | 1995-03-24 | no | 1995-03-24 | no | Currently in Use | Premium | 2000 | Galvanic (STIP-3) | 1993-03-24 | Fiberglass Reinforced Plastic | Pressurized
4080116 | 6 | Ball Float | 1995-03-24 | no | 1995-03-24 | no | Currently in Use | Premium | 4000 | Galvanic (STIP-3) | 1993-03-24 | Fiberglass Reinforced Plastic | Pressurized
4080116 | 7 | Flapper Valve | 1995-11-22 | no | 1995-11-22 | no | Currently in Use | Kerosene | 2000 | Composite | 1995-11-22 | Fiberglass Reinforced Plastic | Safe Suction (Euro)
4080116 | 8 | Ball Float | 2000-05-20 | no | 2000-05-20 | no | Currently in Use | Regular | 10000 | Composite | 2000-05-20 | Fiberglass Reinforced Plastic | Pressurized
4080117 | 1 |  | 1998-04-08 |  | 1998-04-08 |  | Removed from Ground | Diesel | 3000 | Steel-Impressed Current | 1969-02-20 | Fiberglass Reinforced Plastic | Pressurized
4080117 | 2 |  | 1998-04-08 |  | 1998-04-08 |  | Removed from Ground | Gas (Historical Use) | 6000 | Steel-Impressed Current | 1969-02-20 | Fiberglass Reinforced Plastic | Pressurized
4080117 | 3 |  | 1998-04-08 |  | 1998-04-08 |  | Removed from Ground | Gas (Historical Use) | 8000 | Steel-Impressed Current | 1974-02-20 | Fiberglass Reinforced Plastic | Pressurized
4080117 | 4 |  | 1998-04-08 |  | 1998-04-08 |  | Removed from Ground | Gas (Historical Use) | 6000 | Steel-Impressed Current | 1974-02-20 | Fiberglass Reinforced Plastic | Pressurized
4080118 | 1 |  | 1997-12-09 | no | 1997-12-09 | no | Removed from Ground |  | 8000 | Steel-Impressed Current | 1997-12-03 |  | Pressurized
4080118 | 2 |  | 1997-12-09 | no | 1997-12-09 | no | Removed from Ground |  | 6000 | Steel-Impressed Current | 1997-12-03 |  | Pressurized
4080118 | 3 |  | 1997-12-09 | no | 1997-12-09 | no | Removed from Ground |  | 6000 | Steel-Impressed Current | 1997-12-03 |  | Pressurized
4080118 | 4 |  | 1997-12-09 | no | 1997-12-09 | no | Removed from Ground | Diesel | 10000 | Steel-Impressed Current | 1997-12-03 |  | Pressurized
4080119 | 1 |  | 1998-06-01 | no | 1998-06-01 | no | Currently in Use | Gas (Historical Use) | 6000 |  | 1985-02-20 | Flex | Pressurized
4080119 | 2 |  | 1998-06-01 | no | 1998-06-01 | no | Currently in Use | Gas (Historical Use) | 6000 |  | 1985-02-20 | Flex | Pressurized
4080119 | 3 |  | 1998-06-01 | no | 1998-06-01 | no | Currently in Use | Gas (Historical Use) | 6000 |  | 1985-02-20 | Flex | Pressurized
4080119 | 4 |  | 1998-06-01 | no | 1998-06-01 | no | Currently in Use | Kerosene | 1000 |  | 1985-02-20 | Cathodically Protected | Safe Suction (Euro)
4080119 | 5 |  | 2004-05-23 | no | 2004-05-23 | no | Currently in Use | Diesel | 4000 |  | 2004-05-23 | Flex | Pressurized
4080120 | 1 | [5 empty] | Removed from Ground | Gas (Historical Use) | 2000 | Bare Steel | 1974-02-05 | Galvanized Steel
4080120 | 2 | [5 empty] | Removed from Ground | Gas (Historical Use) | 2000 | Bare Steel | 1974-02-05 | Galvanized Steel
4080120 | 3 | [5 empty] | Removed from Ground | Gas (Historical Use) | 1000 | Bare Steel | 1974-02-05 | Galvanized Steel
4080120 | 4 |  | 1993-06-01 |  | 1993-06-01 |  | Currently in Use | Gas (Historical Use) | 8000 | Galvanic (STIP-3) | 1993-06-01 | Double-Walled Fiberglass | Pressurized
4080120 | 5 |  | 1993-06-01 |  | 1993-06-01 |  | Currently in Use | Gas (Historical Use) | 6000 | Galvanic (STIP-3) | 1993-06-01 | Double-Walled Fiberglass | Pressurized
4080120 | 6 |  | 1993-06-01 |  | 1993-06-01 |  | Currently in Use | Diesel | 6000 | Galvanic (STIP-3) | 1993-06-01 | Double-Walled Fiberglass | Pressurized
4080121 | 1 |  | 1998-06-09 |  | 1998-06-09 |  | Temporarily out of use | Gas (Historical Use) | 4000 | Steel-Impressed Current | 1984-02-06 | Cathodically Protected | Pressurized
4080121 | 2 |  | 1998-06-09 |  | 1998-06-09 |  | Temporarily out of use | Gas (Historical Use) | 4000 | Steel-Impressed Current | 1984-02-06 | Cathodically Protected | Pressurized
4080121 | 3 |  | 1998-06-09 |  | 1998-06-09 |  | Temporarily out of use | Gas (Historical Use) | 4000 | Steel-Impressed Current | 1984-02-06 | Cathodically Protected | Pressurized
4080122 | 1 |  | 1998-08-01 |  | 1998-08-01 |  | Currently in Use | Gas (Historical Use) | 30000 | Steel-Impressed Current | 1976-02-21 | Cathodically Protected | Pressurized
4080122 | 10 |  | 2007-08-07 | yes | 1998-08-01 | yes | Temporarily out of use | Used Oil | 550 | Steel-Impressed Current | 1976-02-21 | Cathodically Protected
4080122 | 2 |  | 1998-08-01 |  | 1998-08-01 |  | Currently in Use | Gas (Historical Use) | 30000 | Steel-Impressed Current | 1976-02-21 | Cathodically Protected | Pressurized
4080122 | 3 |  | 1998-08-01 |  | 1998-08-01 |  | Currently in Use | Gas (Historical Use) | 20000 | Steel-Impressed Current | 1976-02-21 | Cathodically Protected | Pressurized
4080122 | 4 |  | 1998-08-01 |  | 1998-08-01 |  | Currently in Use | Hazardous Substance | 20000 | Steel-Impressed Current | 1976-02-21 | Cathodically Protected | Pressurized
4080122 | 5 |  | 1998-08-01 |  | 1998-08-01 |  | Currently in Use | Diesel | 20000 | Steel-Impressed Current | 1976-02-21 | Cathodically Protected | Pressurized
4080122 | 6 |  | 1998-08-01 |  | 1998-08-01 |  | Currently in Use | Kerosene | 10000 | Steel-Impressed Current | 1976-02-21 | Cathodically Protected | Pressurized
4080122 | 7 |  | 1998-08-01 |  | 1998-08-01 |  | Currently in Use | Gas (Historical Use) | 10000 | Steel-Impressed Current | 1976-02-21 | Cathodically Protected | Pressurized
4080122 | 8 |  | 1998-08-01 |  | 1998-08-01 |  | Currently in Use | Other | 2000 | Steel-Impressed Current | 1976-02-21 | Cathodically Protected | Pressurized
4080122 | 9 |  | 1998-08-01 |  | 1998-08-01 |  | Currently in Use | Other | 2000 | Steel-Impressed Current | 1976-02-21 | Cathodically Protected
4080125 | 1 | Ball Float | 1993-05-01 | no | 1993-05-01 | no | Currently in Use | Regular | 6000 | Steel-Impressed Current | 1985-02-27 | Steel (Impressed Current) | Pressurized
4080125 | 2 | Ball Float | 1993-05-01 | no | 1993-05-01 | no | Currently in Use | Regular | 6000 | Steel-Impressed Current | 1985-02-27 | Steel (Impressed Current) | Pressurized
4080125 | 3 | Ball Float | 1993-05-01 | no | 1993-05-01 | no | Currently in Use | Premium | 6000 | Steel-Impressed Current | 1985-02-27 | Steel (Impressed Current) | Pressurized
4080127 | 12001 | Ball Float | 1997-12-20 |  | 1997-12-20 |  | Currently in Use | Gas (Historical Use) | 10027 | Steel-Impressed Current | 1982-04-28 | Fiberglass Reinforced Plastic | Pressurized
4080127 | 12002 | Ball Float | 1997-12-20 |  | 1997-12-20 |  | Currently in Use | Gas (Historical Use) | 10027 | Steel-Impressed Current | 1982-04-28 | Fiberglass Reinforced Plastic | Pressurized
4080127 | 12003 | Ball Float | 1997-12-20 |  | 1997-12-20 |  | Currently in Use | Gas (Historical Use) | 6110 | Steel-Impressed Current | 1982-04-28 | Fiberglass Reinforced Plastic | Pressurized
4080128 | 13001 | Ball Float | 1997-02-01 |  | 1997-02-01 |  | Currently in Use | Gas (Historical Use) | 10027 | Steel-Impressed Current | 1982-04-28 | Fiberglass Reinforced Plastic | Pressurized
4080128 | 13002 | Ball Float | 1997-02-01 |  | 1997-02-01 |  | Currently in Use | Gas (Historical Use) | 10027 | Steel-Impressed Current | 1982-04-28 | Fiberglass Reinforced Plastic | Pressurized
4080128 | 13003 | Ball Float | 1997-02-01 |  | 1997-02-01 |  | Currently in Use | Gas (Historical Use) | 6110 | Steel-Impressed Current | 1982-04-28 | Fiberglass Reinforced Plastic | Pressurized
4080129 | 9001 |  | 1996-05-01 |  | 1996-05-01 |  | Currently in Use | Gas (Historical Use) | 10008 | Steel-Impressed Current | 1981-04-28 | Fiberglass Reinforced Plastic | Pressurized
4080129 | 9002 |  | 1996-05-01 |  | 1996-05-01 |  | Currently in Use | Gas (Historical Use) | 10008 | Steel-Impressed Current | 1981-04-28 | Fiberglass Reinforced Plastic | Pressurized
4080129 | 9003 |  | 1996-05-01 |  | 1996-05-01 |  | Currently in Use | Gas (Historical Use) | 6110 | Steel-Impressed Current | 1981-04-28 | Fiberglass Reinforced Plastic | Pressurized
4080130 | 10001 | Ball Float | 1997-08-01 |  | 1997-08-01 |  | Currently in Use | Gas (Historical Use) | 10134 | Steel-Impressed Current | 1981-04-28 | Fiberglass Reinforced Plastic | Pressurized
4080130 | 10002 | Ball Float | 1997-08-01 |  | 1997-08-01 |  | Currently in Use | Gas (Historical Use) | 10134 | Steel-Impressed Current | 1981-04-28 | Fiberglass Reinforced Plastic | Pressurized
4080131 | 618346 | Overfill Alarm | 1991-05-04 |  | 1991-05-04 |  | Currently in Use | Diesel | 6000 | Composite | 1991-01-01 | Double-Walled Fiberglass | Pressurized
4080131 | A |  | 1989-01-27 |  | 1989-01-27 |  | Closed in Ground | Diesel | 10000 | Fiberglass | 1982-06-11 | Fiberglass Reinforced Plastic | Pressurized
4080131 | B | [5 empty] | Removed from Ground | Gas (Historical Use) | 10000 | Bare Steel | 1977-06-11 | Galvanized Steel | Pressurized
4080133 | 1 | [5 empty] | Removed from Ground | Gas (Historical Use) | 10000 | Bare Steel | 1995-05-23 | Galvanized Steel
4080133 | 2 | [5 empty] | Removed from Ground | Gas (Historical Use) | 2000 | Bare Steel | 1995-05-23 | Galvanized Steel
4080133 | 3 | [5 empty] | Removed from Ground | Gas (Historical Use) | 2000 | Bare Steel | 1995-05-23 | Galvanized Steel
4080136 | 1 | [5 empty] | Closed in Ground | Gas (Historical Use) | 1000 | Bare Steel | 1970-05-08 | Bare Steel | Suction (American)
4080136 | 2 | [5 empty] | Closed in Ground | Gas (Historical Use) | 1000 | Bare Steel | 1970-05-08 | Bare Steel
4080136 | 3 |  |  | no |  | no | Closed in Ground | Used Oil | 500 | Unknown | 2000-08-17 | Unknown
4080137 | 1 | [5 empty] | Currently in Use | Gas (Historical Use) | 2000 | Bare Steel | 1978-05-08 | Bare Steel
4080137 | 2 | [5 empty] | Currently in Use | Gas (Historical Use) | 1000 | Bare Steel | 1978-05-08 | Bare Steel
4080137 | 3 | [5 empty] | Currently in Use | Gas (Historical Use) | 1000 | Bare Steel | 1978-05-08 | Bare Steel
4080137 | 4 | [5 empty] | Currently in Use | Gas (Historical Use) | 1000 | Bare Steel | 1978-05-08 | Bare Steel
4080138 | 1 |  | 1997-07-12 |  | 1997-07-12 |  | Removed from Ground | Gas (Historical Use) | 5000 | Steel-Impressed Current | 1984-05-08 | Cathodically Protected | Pressurized
4080138 | 2 |  | 1997-07-12 |  | 1997-07-12 |  | Removed from Ground | Gas (Historical Use) | 5000 | Steel-Impressed Current | 1984-05-08 | Cathodically Protected | Pressurized
4080138 | 3 |  | 1997-07-12 |  | 1997-07-12 |  | Removed from Ground | Gas (Historical Use) | 6000 | Steel-Impressed Current | 1984-05-08 | Cathodically Protected | Pressurized
4080139 | 1 |  | 1989-08-23 |  | 1989-08-23 |  | Removed from Ground | Other | 8000 | Bare Steel | 1970-05-08 | Bare Steel
4080139 | 2 |  | 1989-08-23 |  | 1989-08-23 |  | Removed from Ground | Other | 10000 | Bare Steel | 1970-05-08 | Bare Steel
4080139 | 3 |  | 1989-08-23 |  | 1989-08-23 |  | Removed from Ground | Other | 10000 | Bare Steel | 1970-05-08 | Bare Steel
4080139 | 4 |  | 1989-08-23 |  | 1989-08-23 |  | Removed from Ground | Other | 10000 | Bare Steel | 1970-05-08 | Bare Steel
4080139 | 5 |  | 1998-08-26 |  | 1998-09-26 |  | Currently in Use | Gas (Historical Use) | 12000 | Composite | 1998-08-26 | Fiberglass Reinforced Plastic | Pressurized
4080139 | 6 |  | 1998-08-26 |  | 1998-09-26 |  | Currently in Use | Gas (Historical Use) | 10000 | Composite | 1998-08-26 | Fiberglass Reinforced Plastic | Pressurized
4080139 | 7 |  | 1998-08-26 |  | 1998-09-26 |  | Currently in Use | Diesel | 20000 | Fiberglass | 1998-08-26 | Fiberglass Reinforced Plastic | Pressurized
4080139 | 8 |  | 1998-08-26 |  | 1998-09-26 |  | Currently in Use | Diesel | 10000 | Composite | 1998-08-26 | Fiberglass Reinforced Plastic | Pressurized
4080143 | 1 | [5 empty] | Removed from Ground | Gas (Historical Use) | 1000 | Bare Steel | 1966-05-08 | Bare Steel | Suction (American)
4080143 | 2 | [5 empty] | Removed from Ground | Gas (Historical Use) | 1000 | Bare Steel | 1966-05-08 | Bare Steel
4080144 | 1 | [5 empty] | Removed from Ground | Empty | 1000 | Bare Steel | 1956-05-05 | Galvanized Steel | Suction (American)
4080144 | 2 | [5 empty] | Removed from Ground | Empty | 1000 | Bare Steel | 1956-05-05 | Galvanized Steel | Suction (American)
4080145 | 1 | [5 empty] | Removed from Ground | Diesel | 4000 | Bare Steel | 1987-08-01 | Galvanized Steel
4080145 | 2 | [5 empty] | Removed from Ground | Gas (Historical Use) | 4000 | Bare Steel | 1987-08-01 | Galvanized Steel
4080146 | 1 | [5 empty] | Removed from Ground | Gas (Historical Use) | 4000 | Bare Steel | 1980-04-29 | Galvanized Steel
4080146 | 2 |  | 1997-05-06 |  | 1997-05-06 |  | Removed from Ground | Gas (Historical Use) | 10000 | Composite | 1997-05-06 | Fiberglass Reinforced Plastic | Safe Suction (Euro)
4080148 | 1 | [5 empty] | Removed from Ground | Gas (Historical Use) | 4000 | Bare Steel | 1981-04-29 | Galvanized Steel | Safe Suction (Euro)
4080151 | 1 | [5 empty] | Removed from Ground | Diesel | 4000 | Bare Steel | 1983-04-26 | Galvanized Steel
4080152 | 1 | [5 empty] | Removed from Ground | Gas (Historical Use) | 1000 | Bare Steel | 1986-01-01 | Galvanized Steel | Suction (American)
4080152 | 2 | [5 empty] | Removed from Ground | Diesel | 1000 | Bare Steel | 1986-01-01 | Galvanized Steel | Suction (American)
4080154 | 1 |  | 1998-12-01 |  | 1998-12-01 |  | Removed from Ground | Gas (Historical Use) | 2000 | Steel-Impressed Current | 1972-04-25 | Cathodically Protected | Suction (American)
4080154 | 2 |  | 1998-12-01 |  | 1998-12-01 |  | Removed from Ground | Gas (Historical Use) | 2000 | Steel-Impressed Current | 1972-04-25 | Cathodically Protected | Suction (American)
4080154 | 3 |  | 1998-12-01 |  | 1998-12-01 |  | Removed from Ground | Gas (Historical Use) | 2000 | Steel-Impressed Current | 1972-04-25 | Cathodically Protected | Suction (American)
4080155 | 1 | [5 empty] | Removed from Ground | Gas (Historical Use) | 2000 | Bare Steel | 1982-04-25 | Galvanized Steel | Suction (American)
4080155 | 2 | [5 empty] | Removed from Ground | Gas (Historical Use) | 1000 | Bare Steel | 1970-04-25 | Galvanized Steel | Suction (American)
4080155 | 3 | [5 empty] | Removed from Ground | Gas (Historical Use) | 1000 | Bare Steel | 1970-04-25 | Galvanized Steel | Suction (American)
4080155 | 4 | Overfill Alarm | 1997-02-01 |  | 1997-02-01 |  | Currently in Use | Gas (Historical Use) | 8000 | Fiberglass | 1997-02-01 | Fiberglass Reinforced Plastic | Pressurized
4080155 | 5 | Ball Float | 1997-02-01 |  | 1997-02-01 |  | Currently in Use | Gas (Historical Use) | 10000 | Fiberglass | 1997-02-01 | Fiberglass Reinforced Plastic | Pressurized
4080155 | 6 | Flapper Valve | 1997-02-01 | no | 1997-02-01 | no | Currently in Use | Kerosene | 2000 | Fiberglass | 1997-02-01 | Fiberglass Reinforced Plastic | Safe Suction (Euro)
4080156 | 1 | [5 empty] | Removed from Ground | Gas (Historical Use) | 1500 | Bare Steel | 1960-04-25 | Galvanized Steel
4080156 | 2 | [5 empty] | Removed from Ground | Gas (Historical Use) | 1500 | Bare Steel | 1960-04-25 | Galvanized Steel
4080156 | 3 | [5 empty] | Removed from Ground | Gas (Historical Use) | 1500 | Bare Steel | 1960-04-25 | Galvanized Steel
4080156 | 4 | [5 empty] | Removed from Ground | Gas (Historical Use) | 1500 | Bare Steel | 1960-04-25 | Galvanized Steel
4080156 | 5 | [5 empty] | Removed from Ground | Gas (Historical Use) | 1500 | Bare Steel | 1960-04-25 | Galvanized Steel
4080156 | 6 | [5 empty] | Removed from Ground | Diesel | 1000 | Bare Steel | 1980-04-25 | Galvanized Steel
4080156 | 7 | [5 empty] | Removed from Ground | Gas (Historical Use) | 1500 | Bare Steel | 1960-04-25 | Galvanized Steel
4080156 | 8 | [5 empty] | Removed from Ground | Gas (Historical Use) | 550 | Bare Steel | 1960-04-25 | Galvanized Steel
4080158 | 1 | [5 empty] | Temporarily out of use | Gas (Historical Use) | 1000 | Bare Steel | 1969-04-25 | Galvanized Steel
4080158 | 2 | [5 empty] | Temporarily out of use | Gas (Historical Use) | 2000 | Bare Steel | 1976-04-25 | Galvanized Steel
4080158 | 3 | [5 empty] | Temporarily out of use | Gas (Historical Use) | 1000 | Bare Steel | 1969-04-25 | Galvanized Steel
4080159 | 1 | [5 empty] | Removed from Ground | Gas (Historical Use) | 4000 | Bare Steel | 1974-04-25 | Galvanized Steel | Pressurized
4080159 | 2 | [5 empty] | Removed from Ground | Gas (Historical Use) | 4000 | Bare Steel | 1974-04-25 | Galvanized Steel | Pressurized
4080159 | 3 | [5 empty] | Removed from Ground | Gas (Historical Use) | 3000 | Bare Steel | 1974-04-25 | Galvanized Steel | Pressurized
4080160 | 1 |  | 1998-12-01 |  | 1998-12-01 |  | Removed from Ground | Gas (Historical Use) | 2000 | Steel-Impressed Current | 1975-04-26 | Cathodically Protected | Suction (American)
4080160 | 2 |  | 1998-12-01 |  | 1998-12-01 |  | Removed from Ground | Gas (Historical Use) | 1000 | Steel-Impressed Current | 1984-04-25 | Cathodically Protected | Suction (American)
4080160 | 3 |  | 1998-12-01 |  | 1998-12-01 |  | Removed from Ground | Gas (Historical Use) | 1000 | Steel-Impressed Current | 1975-04-26 | Cathodically Protected | Suction (American)
4080160 | 4 |  | 1998-12-01 |  | 1998-12-01 |  | Removed from Ground | Diesel | 2000 | Steel-Impressed Current | 1975-04-26 | Cathodically Protected | Suction (American)
4080160 | 5 | Ball Float | 2010-04-01 | no | 2010-04-01 | no | Currently in Use | Gas (Historical Use) | 12000 | Tank Jacket Double Walled | 2010-04-01 | Double-Walled Fiberglass | Pressurized
4080160 | 6 | Ball Float | 2010-04-01 | no | 2010-04-01 | no | Currently in Use | Gas (Historical Use) | 5000 | Tank Jacket Double Walled | 2010-04-01 | Double-Walled Fiberglass | Pressurized
4080160 | 7 | Ball Float | 2010-04-01 | no | 2010-04-01 | no | Currently in Use | Diesel | 5000 | Tank Jacket Double Walled | 2010-04-01 | Double-Walled Fiberglass | Pressurized
4080161 | 1 | [5 empty] | Removed from Ground | Empty | 1000 | Bare Steel | 1960-04-25 | Galvanized Steel
4080161 | 2 | [5 empty] | Removed from Ground | Empty | 1000 | Bare Steel | 1960-04-25 | Galvanized Steel
4080161 | 3 | [5 empty] | Removed from Ground | Empty | 1000 | Bare Steel | 1960-04-25 | Galvanized Steel
4080162 | 1 | [5 empty] | Removed from Ground | Empty | 4000 | Bare Steel | 1982-04-25 | Galvanized Steel | Suction (American)
4080162 | 2 | [5 empty] | Removed from Ground | Empty | 2000 | Bare Steel | 1970-04-25 | Galvanized Steel | Suction (American)
4080162 | 3 | [5 empty] | Removed from Ground | Empty | 2000 | Bare Steel | 1970-04-25 | Galvanized Steel | Suction (American)
4080162 | 4 | [5 empty] | Removed from Ground | Empty | 1000 | Bare Steel | 1982-04-25 | Galvanized Steel | Suction (American)
4080163 | 1 | Ball Float | 1997-07-08 | no | 1997-07-08 | no | Currently in Use | Regular | 8000 | Steel-Impressed Current | 1972-04-25 | Fiberglass Reinforced Plastic | Pressurized
4080163 | 2 | Ball Float | 1997-07-08 | no | 1997-07-08 | no | Currently in Use | Premium | 8000 | Steel-Impressed Current | 1972-04-25 | Fiberglass Reinforced Plastic | Pressurized
4080163 | 3 | Ball Float | 1997-07-08 | no | 1997-07-08 | no | Currently in Use | Diesel On Road | 8000 | Steel-Impressed Current | 1972-04-25 | Fiberglass Reinforced Plastic | Pressurized
4080163 | 4 | [5 empty] | Removed from Ground | Diesel | 2000 | Bare Steel | 1974-04-25 | Galvanized Steel
4080163 | 5 |  |  | yes |  | yes | Removed from Ground | Used Oil | 500 | Bare Steel | 1972-04-25 | Galvanized Steel
4080164 | 1 | [5 empty] | Removed from Ground | Empty | 2000 | Bare Steel | 1972-04-25 | Galvanized Steel
4080164 | 2 | [5 empty] | Removed from Ground | Empty | 2000 | Bare Steel | 1972-04-25 | Galvanized Steel
4080165 | 1 |  | 1998-11-01 |  | 1998-11-01 |  | Removed from Ground | Gas (Historical Use) | 1000 | Steel-Impressed Current | 1982-04-25 | Cathodically Protected | Suction (American)
4080165 | 2 |  | 1998-11-01 |  | 1998-11-01 |  | Removed from Ground | Gas (Historical Use) | 2000 | Steel-Impressed Current | 1973-04-25 | Cathodically Protected | Suction (American)
4080165 | 3 | [5 empty] | Removed from Ground | Empty | 1000 | Bare Steel | 1955-04-26 | Galvanized Steel
4080165 | 4 | [5 empty] | Removed from Ground | Empty | 1000 | Bare Steel | 1955-04-26 | Galvanized Steel
4080166 | 1 | [5 empty] | Removed from Ground | Gas (Historical Use) | 1000 | Bare Steel | 1961-05-05 | Galvanized Steel | Suction (American)
4080166 | 2 | [5 empty] | Removed from Ground | Gas (Historical Use) | 500 | Bare Steel | 1961-05-05 | Galvanized Steel | Suction (American)
4080166 | 3 | [5 empty] | Removed from Ground | Gas (Historical Use) | 500 | Bare Steel | 1961-05-05 | Galvanized Steel | Suction (American)
4080166 | 4 | [5 empty] | Removed from Ground | Gas (Historical Use) | 2000 | Bare Steel | 1984-05-05 | Galvanized Steel | Suction (American)
4080166 | 5 | [5 empty] | Removed from Ground | Gas (Historical Use) | 2000 | Bare Steel | 1984-05-05 | Galvanized Steel | Suction (American)
4080168 | 1 | [5 empty] | Removed from Ground | Empty | 500 | Bare Steel | 1956-05-05 | Bare Steel | Suction (American)
4080168 | 2 | [5 empty] | Removed from Ground | Empty | 500 | Bare Steel | 1956-05-05 | Bare Steel | Suction (American)
4080169 | 1 | [5 empty] | Removed from Ground | Gas (Historical Use) | 4000 | Bare Steel | 1960-04-25 | Galvanized Steel
4080169 | 2 | [5 empty] | Removed from Ground | Gas (Historical Use) | 3000 | Bare Steel | 1960-04-25 | Galvanized Steel
4080169 | 3 | [5 empty] | Removed from Ground | Gas (Historical Use) | 3000 | Bare Steel | 1960-04-25 | Galvanized Steel
4080169 | 4 | [5 empty] | Removed from Ground | Gas (Historical Use) | 3000 | Bare Steel | 1960-04-25 | Galvanized Steel
4080169 | 5 | [5 empty] | Removed from Ground | Diesel | 4000 | Bare Steel | 1978-04-25 | Galvanized Steel
4080169 | 6 |  |  | yes |  | yes | Removed from Ground | Used Oil | 500 | Bare Steel | 1960-04-25 | Galvanized Steel
4080171 | 1 | [5 empty] | Removed from Ground | Diesel | 4000 | Bare Steel | 1976-05-05 | Galvanized Steel | Suction (American)
4080171 | 2 | [5 empty] | Removed from Ground | Gas (Historical Use) | 4000 | Bare Steel | 1976-05-05 | Galvanized Steel | Suction (American)
4080171 | 3 | [5 empty] | Removed from Ground | Gas (Historical Use) | 2000 | Bare Steel | 1976-05-05 | Galvanized Steel | Suction (American)
4080171 | 4 | [5 empty] | Removed from Ground | Gas (Historical Use) | 2000 | Bare Steel | 1976-05-05 | Galvanized Steel | Suction (American)
4080171 | 5 |  |  | yes |  | yes | Removed from Ground | Used Oil | 250 | Bare Steel | 1976-05-05 | Galvanized Steel | Suction (American)
4080173 | 1 | [5 empty] | Removed from Ground | Gas (Historical Use) | 1000 | Bare Steel | 1971-05-08 | Galvanized Steel | Safe Suction (Euro)
4080173 | 2 | [5 empty] | Removed from Ground | Gas (Historical Use) | 1000 | Bare Steel | 1971-05-08 | Galvanized Steel | Safe Suction (Euro)
4080173 | 3 | [5 empty] | Removed from Ground | Gas (Historical Use) | 1000 | Bare Steel | 1971-05-08 | Galvanized Steel | Safe Suction (Euro)
4080173 | 4 | [5 empty] | Removed from Ground | Kerosene | 2000 | Bare Steel | 1978-05-07 | Galvanized Steel | Safe Suction (Euro)
4080176 | 1 | [5 empty] | Removed from Ground | Gas (Historical Use) | 8000 | Bare Steel | 1970-04-22 | Bare Steel
4080176 | 2 | [5 empty] | Removed from Ground | Gas (Historical Use) | 8000 | Bare Steel | 1970-04-22 | Bare Steel
4080181 | 1 |  |  | yes |  | yes | Removed from Ground | Used Oil | 200 | Bare Steel | 1973-05-06 | Bare Steel
4080182 | 1 | [5 empty] | Removed from Ground | Kerosene | 10000 | Bare Steel | 1960-04-30 | Bare Steel
4080184 | 1 |  | 1998-12-01 |  | 1998-12-01 |  | Closed in Ground | Gas (Historical Use) | 1020 | Steel-Impressed Current | 1962-04-28 | Cathodically Protected | Suction (American)
4080184 | 2 |  | 1998-12-01 |  | 1998-12-01 |  | Closed in Ground | Gas (Historical Use) | 560 | Steel-Impressed Current | 1962-04-28 | Cathodically Protected | Suction (American)
4080184 | 3 |  | 1998-12-01 |  | 1998-12-01 |  | Closed in Ground | Gas (Historical Use) | 560 | Steel-Impressed Current | 1962-04-28 | Cathodically Protected | Suction (American)
4080184 | 4 |  | 1998-12-01 |  | 1998-12-01 |  | Closed in Ground | Gas (Historical Use) | 1020 | Steel-Impressed Current | 1962-04-28 | Cathodically Protected | Suction (American)
4080184 | 5 |  | 1998-12-01 |  | 1998-12-01 |  | Closed in Ground | Gas (Historical Use) | 2005 | Steel-Impressed Current | 1962-04-28 | Cathodically Protected | Suction (American)
4080185 | 1 | [5 empty] | Removed from Ground | Gas (Historical Use) | 560 | Bare Steel | 1957-04-28 | Galvanized Steel
4080185 | 2 | [5 empty] | Removed from Ground | Gas (Historical Use) | 560 | Bare Steel | 1957-04-28 | Galvanized Steel
4080185 | 3 | [5 empty] | Removed from Ground | Gas (Historical Use) | 1020 | Bare Steel | 1957-04-28 | Galvanized Steel
4080186 | 1 | [5 empty] | Removed from Ground | Gas (Historical Use) | 560 | Bare Steel | 1955-04-29 | Galvanized Steel
4080186 | 2 | [5 empty] | Removed from Ground | Gas (Historical Use) | 560 | Bare Steel | 1955-04-29 | Galvanized Steel
4080186 | 3A |  |  | yes |  | yes | Temporarily out of use | Gas (Historical Use) | 500 | Composite | 1999-05-01 | Fiberglass Reinforced Plastic | Safe Suction (Euro)
4080186 | 3B |  |  | yes |  | yes | Temporarily out of use | Gas (Historical Use) | 500 | Composite | 1999-05-01 | Fiberglass Reinforced Plastic | Safe Suction (Euro)
4080189 | 1 | [5 empty] | Removed from Ground | Gas (Historical Use) | 1065 | Bare Steel | 1972-04-28 | Galvanized Steel
4080189 | 2 | [5 empty] | Removed from Ground | Gas (Historical Use) | 1065 | Bare Steel | 1972-04-28 | Galvanized Steel
4080189 | 3 |  | 1994-04-05 |  | 1994-04-05 |  | Currently in Use | Gas (Historical Use) | 2000 | Composite | 1994-04-05 | Fiberglass Reinforced Plastic | Pressurized
4080190 | 1 | [5 empty] | Removed from Ground | Gas (Historical Use) | 2000 | Bare Steel | 1984-05-08 | Galvanized Steel | Suction (American)
4080190 | 2 | [5 empty] | Removed from Ground | Diesel | 5000 | Bare Steel | 1984-05-08 | Galvanized Steel | Suction (American)
4080192 | 1 | [5 empty] | Removed from Ground | Other | 6000 | Bare Steel | 1976-05-07 | Galvanized Steel
4080192 | 2 | [5 empty] | Removed from Ground | Other | 6000 | Bare Steel | 1976-05-07 | Galvanized Steel
4080192 | 3 | [5 empty] | Removed from Ground | Other | 6000 | Bare Steel | 1976-05-07 | Galvanized Steel
4080192 | 4 | [5 empty] | Removed from Ground | Other | 7243 | Bare Steel | 1976-05-07 | Galvanized Steel
4080192 | 5 | [5 empty] | Removed from Ground | Other | 7243 | Bare Steel | 1976-05-07 | Galvanized Steel
4080194 | 1 |  | 1990-01-16 |  | 1990-01-16 |  | Removed from Ground | Diesel | 30000 | Bare Steel | 1972-01-01 | Galvanized Steel | Pressurized
4080194 | 2 |  | 1990-01-16 |  | 1990-01-16 |  | Removed from Ground | Diesel | 30000 | Bare Steel | 1972-01-01 | Galvanized Steel | Pressurized
4080194 | 3 |  |  | yes |  | yes | Removed from Ground | Used Oil | 500 | Bare Steel | 1978-04-29 | Not Marked
4080194 | 4 | [5 empty] | Removed from Ground | Gas (Historical Use) | 500 | Bare Steel | 1959-09-01 | Galvanized Steel | Pressurized
4080195 | 1 | [5 empty] | Removed from Ground | Other | 2000 | Bare Steel | 1968-07-08 | Copper | Suction (American)
4080196 | 1 | [5 empty] | Removed from Ground | Gas (Historical Use) | 3000 | Bare Steel | 1972-07-08 | Unknown | Pressurized
4080196 | 2 | [5 empty] | Removed from Ground | Gas (Historical Use) | 12000 | Bare Steel | 1980-07-08 | Unknown | Pressurized
4080197 | 1 | Ball Float | 1993-08-25 |  | 1993-08-25 |  | Currently in Use | Gas (Historical Use) | 8000 | Galvanic (STIP-3) | 1986-08-15 | Fiberglass Reinforced Plastic | Pressurized
4080197 | 2 | Ball Float | 1993-08-25 |  | 1993-08-25 |  | Currently in Use | Gas (Historical Use) | 8000 | Galvanic (STIP-3) | 1986-08-15 | Fiberglass Reinforced Plastic | Pressurized
4080197 | 3 | Ball Float | 1993-08-25 |  | 1993-08-25 |  | Currently in Use | Diesel | 8000 | Galvanic (STIP-3) | 1986-08-15 | Fiberglass Reinforced Plastic | Pressurized
4080199 | 6 |  | 1995-04-28 |  | 1988-12-19 |  | Removed from Ground | Diesel | 3000 | Cathodically Protected Steel | 1988-12-19 | Fiberglass Reinforced Plastic | Safe Suction (Euro)
4080199 | 7 |  | 1995-04-28 |  | 1988-12-19 |  | Removed from Ground | Gas (Historical Use) | 3000 | Cathodically Protected Steel | 1988-12-19 | Fiberglass Reinforced Plastic | Safe Suction (Euro)
4080199 | 8 |  | 1995-01-01 |  | 1995-07-06 |  | Removed from Ground | Gas (Historical Use) | 8000 | Not Marked/Unknown | 1980-07-01 | Fiberglass Reinforced Plastic | Safe Suction (Euro)
4080200 | 6 |  | 1995-08-01 |  | 1995-08-01 |  | Removed from Ground | Gas (Historical Use) | 2000 | Epoxy | 1984-01-01 | Fiberglass Reinforced Plastic | Safe Suction (Euro)
4080200 | 7 |  | 1995-08-01 |  | 1995-08-01 |  | Removed from Ground | Gas (Historical Use) | 2000 | Galvanic (STIP-3) | 1988-12-19 | Fiberglass Reinforced Plastic | Safe Suction (Euro)
4080200 | 8 |  | 1995-08-01 |  | 1995-08-01 |  | Removed from Ground | Gas (Historical Use) | 8000 | Epoxy | 1981-01-01 | Fiberglass Reinforced Plastic | Safe Suction (Euro)
4080202 | 1 | [5 empty] | Removed from Ground | Gas (Historical Use) | 2000 | Bare Steel | 1976-07-15 | Galvanized Steel
4080202 | 2 | [5 empty] | Removed from Ground | Gas (Historical Use) | 2000 | Bare Steel | 1976-07-15 | Galvanized Steel
4080202 | 3 | [5 empty] | Removed from Ground | Gas (Historical Use) | 2000 | Bare Steel | 1976-07-15 | Galvanized Steel
4080202 | 4 |  | 1998-03-01 |  | 1998-03-01 |  | Temporarily out of use | Diesel | 1000 | Steel-Impressed Current | 1980-05-07 | Cathodically Protected | Suction (American)
4080202 | 5 |  | 1998-03-01 |  | 1998-03-01 |  | Currently in Use | Diesel | 5000 | Steel-Impressed Current | 1986-07-15 | Cathodically Protected | Suction (American)
4080202 | 6 |  | 1998-03-01 |  | 1998-03-01 |  | Currently in Use | Gas (Historical Use) | 5000 | Steel-Impressed Current | 1986-07-15 | Cathodically Protected | Suction (American)
4080202 | 7 |  | 1998-03-01 |  | 1998-03-01 |  | Currently in Use | Gas (Historical Use) | 6000 | Steel-Impressed Current | 1986-07-15 | Cathodically Protected | Suction (American)
4080203 | 1 | [5 empty] | Permanently Out Of Use | Gas (Historical Use) | 6000 | Cathodically Protected Steel | 1966-05-02 | Galvanized Steel
4080203 | 2 | [5 empty] | Permanently Out Of Use | Gas (Historical Use) | 6000 | Cathodically Protected Steel | 1966-05-02 | Galvanized Steel
4080203 | 3 | [5 empty] | Permanently Out Of Use | Gas (Historical Use) | 4000 | Cathodically Protected Steel | 1966-05-02 | Galvanized Steel
4080203 | 4 |  |  | yes |  | yes | Permanently Out Of Use | Used Oil | 500 | Cathodically Protected Steel | 1966-05-02 | Galvanized Steel
4080206 | 1 | [5 empty] | Removed from Ground | Diesel | 20000 | Bare Steel | 1957-01-01 | Copper | Suction (American)
4080208 | 1 | [5 empty] | Removed from Ground | Gas (Historical Use) | 1060 | Bare Steel |  | Galvanized Steel
4080208 | 2 | [5 empty] | Removed from Ground | Gas (Historical Use) | 1060 | Bare Steel |  | Galvanized Steel
4090001 | 1 | [5 empty] | Removed from Ground | Gas (Historical Use) | 2000 | Cathodically Protected Steel | 1989-03-10 | Galvanized Steel | Suction (American)
4090001 | 2 | [5 empty] | Removed from Ground | Gas (Historical Use) | 2000 | Cathodically Protected Steel | 1989-03-10 | Galvanized Steel | Suction (American)
4090002 | 1 | [5 empty] | Removed from Ground | Gas (Historical Use) | 550 | Bare Steel | 1939-01-01 | Galvanized Steel
4090002 | 2 | [5 empty] | Removed from Ground | Gas (Historical Use) | 1050 | Bare Steel | 1939-01-01 | Galvanized Steel
4090002 | 3 | [5 empty] | Removed from Ground | Gas (Historical Use) | 1050 | Bare Steel | 1959-01-01 | Galvanized Steel
4090002 | 4 |  |  | yes |  | yes | Removed from Ground | Used Oil | 550 | Bare Steel | 1959-01-01 | Galvanized Steel
4090005 | 1 | [5 empty] | Permanently Out of Use - historical purposes | Diesel | 1500 | Bare Steel | 1972-03-07 | Galvanized Steel
4090006 | 1 | [5 empty] | Removed from Ground | Gas (Historical Use) | 12000 | Fiberglass | 1985-02-28 | Bare Steel | Pressurized
4090007 | 1 | [5 empty] | Removed from Ground | Diesel | 5000 | Bare Steel | 1972-01-01 | Galvanized Steel
4090007 | 2 | Flapper Valve | 1989-09-01 | no | 1989-09-01 | no | Currently in Use | Diesel | 2500 | Fiberglass Double Walled | 1989-09-01 | Fiberglass Reinforced Plastic | Safe Suction (Euro)
4090008 | 358052-1 | [5 empty] | Removed from Ground | Gas (Historical Use) | 12000 | Fiberglass | 1985-02-28 | Bare Steel | Pressurized
4090008 | 358052-2 | [5 empty] | Removed from Ground | Other | 5000 | Bare Steel | 1968-01-01 | Galvanized Steel
4090009 | 2 | [5 empty] | Removed from Ground | Diesel | 3000 | Double Walled | 1989-09-01 | Fiberglass Reinforced Plastic
4090009 | 3 | Flapper Valve | 1993-08-01 | no | 1993-08-01 | no | Currently in Use | Diesel Off Road | 2500 | Fiberglass | 1989-01-01 | Steel/FG Secondary containment | Suction (American)
4090009 | 358050-1 | [5 empty] | Removed from Ground | Other | 5000 | Bare Steel | 1984-02-29 | Galvanized Steel
4090011 | 1 | [5 empty] | Removed from Ground | Gas (Historical Use) | 8000 | Bare Steel | 1977-02-17 | Galvanized Steel
4090011 | 2 | [5 empty] | Removed from Ground | Gas (Historical Use) | 8000 | Bare Steel | 1977-02-17 | Galvanized Steel
4090014 | 1 | [5 empty] | Removed from Ground | Gas (Historical Use) | 2000 | Bare Steel | 1971-03-08 | Galvanized Steel
4090014 | 2 | [5 empty] | Removed from Ground | Gas (Historical Use) | 10000 | Cathodically Protected Steel | 1981-03-07 | Galvanized Steel | Safe Suction (Euro)
4090014 | 3 | [5 empty] | Removed from Ground | Kerosene | 10000 | Cathodically Protected Steel | 1982-03-07 | Galvanized Steel | Safe Suction (Euro)
4090014 | 4 | Flapper Valve | 1998-12-18 | no | 1998-12-18 | no | Currently in Use | Jet fuel | 10000 | Fiberglass | 1998-11-02 | Fiberglass Reinforced Plastic | Safe Suction (Euro)
4090014 | 5 | Overfill Alarm | 1998-12-18 | no | 1998-12-18 | no | Currently in Use | Aviaion gas/AV Gas | 10000 | Fiberglass | 1998-11-02 | Fiberglass Reinforced Plastic | Pressurized
4090018 | 1 | [5 empty] | Removed from Ground | Gas (Historical Use) | 1 | Bare Steel | 1987-06-01 | Galvanized Steel
4090018 | 2 | [5 empty] | Removed from Ground | Gas (Historical Use) | 1 | Bare Steel | 1987-06-01 | Galvanized Steel
4090019 | 1 | [5 empty] | Removed from Ground | Gas (Historical Use) | 2000 | Bare Steel | 1973-12-12 | Galvanized Steel | Safe Suction (Euro)
4090019 | 2 | [5 empty] | Removed from Ground | Diesel | 560 | Bare Steel | 1967-12-13 | Galvanized Steel | Safe Suction (Euro)
4090019 | 3 | [5 empty] | Removed from Ground | Gas (Historical Use) | 560 | Bare Steel | 1960-12-12 | Galvanized Steel
4090019 | 4 |  | 1993-11-20 |  | 1993-11-20 |  | Removed from Ground | Gas (Historical Use) | 1000 | Galvanic (STIP-3) | 1993-11-20 | Cathodically Protected | Safe Suction (Euro)
4090019 | 5 |  | 1993-11-20 |  | 1993-11-20 |  | Removed from Ground | Diesel | 1000 | Galvanic (STIP-3) | 1993-11-20 | Cathodically Protected | Safe Suction (Euro)
4090020 | 10405-1 | [5 empty] | Removed from Ground | Gas (Historical Use) | 550 | Bare Steel | 1976-02-05 | Galvanized Steel
4090020 | 10405-2 | [5 empty] | Removed from Ground | Diesel | 550 | Bare Steel | 1976-02-05 | Galvanized Steel
4090020 | 10405-3 | [5 empty] | Removed from Ground | Gas (Historical Use) | 1000 | Bare Steel | 1971-02-05 | Galvanized Steel
4090020 | 405G1 |  | 1988-11-01 |  | 1988-11-01 |  | Removed from Ground | Gas (Historical Use) | 1020 | Cathodically Protected Steel | 1988-11-08 | Galvanized Steel | Suction (American)
4090021 | 1 | [5 empty] | Removed from Ground | Diesel | 1000 | Bare Steel | 1974-04-14 | Unknown
4090021 | 2 | [5 empty] | Removed from Ground | Gas (Historical Use) | 1000 | Bare Steel | 1974-04-14 | Unknown
4090022 | 1 | [5 empty] | Removed from Ground | Diesel | 500 | Bare Steel | 1973-04-14 | Cathodically Protected
4090026 | 1 | [5 empty] | Removed from Ground | Gas (Historical Use) | 6000 | Bare Steel | 1960-03-25 | Galvanized Steel
4090026 | 2 | [5 empty] | Removed from Ground | Gas (Historical Use) | 6000 | Bare Steel | 1960-03-25 | Galvanized Steel
4090026 | 3 | [5 empty] | Removed from Ground | Gas (Historical Use) | 3000 | Bare Steel | 1964-03-25 | Galvanized Steel
4090026 | 4 | [5 empty] | Permanently Out of Use - historical purposes | Other | 0 | Bare Steel | 1960-03-25 | Galvanized Steel
4090028 | 1 | [5 empty] | Removed from Ground | Empty | 3000 | Bare Steel | 1997-12-01 | Galvanized Steel
4090028 | 2 | [5 empty] | Removed from Ground | Empty | 1000 | Bare Steel | 1997-12-01 | Galvanized Steel
4090028 | 3 | [5 empty] | Removed from Ground | Empty | 1000 | Bare Steel | 1997-12-01 | Galvanized Steel
4090028 | 4 | [5 empty] | Removed from Ground | Empty | 550 | Bare Steel | 1997-12-01 | Galvanized Steel
4090031 | 1 | [5 empty] | Removed from Ground | Diesel | 6000 | Bare Steel | 1947-12-31 | Copper
4090031 | 2 | [5 empty] | Removed from Ground | Diesel | 2000 | Bare Steel | 1947-12-31 | Copper
4090032 | 1 | [5 empty] | Removed from Ground | Diesel | 10000 | Bare Steel | 1978-01-01 | Bare Steel | Pressurized
4090032 | 2 |  |  | yes |  | yes | Removed from Ground | Used Oil | 1000 | Bare Steel | 1978-01-01 | Bare Steel
4090032 | 3 | Flapper Valve | 2000-01-01 | no | 2000-01-01 | no | Temporarily out of use |  | 10000 | Composite Double Walled | 2010-08-10 | Fiberglass Reinforced Plastic | Pressurized
4090033 | 1 | [5 empty] | Removed from Ground | Gas (Historical Use) | 560 | Bare Steel | 1971-01-01 | Galvanized Steel
4090034 | 1 | [5 empty] | Removed from Ground | Gas (Historical Use) | 1000 | Bare Steel | 1952-12-31 | Galvanized Steel
4090036 | 1 | [5 empty] | Removed from Ground | Gas (Historical Use) | 560 | Bare Steel | 1952-12-31 | Galvanized Steel
4090037 | 1 | [5 empty] | Removed from Ground | Gas (Historical Use) | 1000 | Bare Steel | 1961-12-31 | Galvanized Steel
4090037 | 2 | [5 empty] | Removed from Ground | Gas (Historical Use) | 1000 | Bare Steel | 1961-12-31 | Galvanized Steel
4090038 | 1 | [5 empty] | Removed from Ground | Gas (Historical Use) | 560 | Bare Steel | 1982-05-06 | Galvanized Steel
4090039 | 1 | [5 empty] | Removed from Ground | Gas (Historical Use) | 1000 | Bare Steel | 1966-12-31 | Galvanized Steel
4090041 | 1 | [5 empty] | Removed from Ground | Diesel | 560 | Bare Steel | 1954-12-31 | Galvanized Steel
4090041 | 2 | [5 empty] | Removed from Ground | Gas (Historical Use) | 560 | Bare Steel | 1954-12-31 | Galvanized Steel
4090041 | 3 | [5 empty] | Removed from Ground | Gas (Historical Use) | 560 | Bare Steel | 1954-12-31 | Galvanized Steel
4090042 | 1 | [5 empty] | Removed from Ground | Gas (Historical Use) | 2000 | Bare Steel | 1982-01-01 | Galvanized Steel
4090042 | 2 | [5 empty] | Removed from Ground | Diesel | 4000 | Bare Steel | 1982-01-01 | Galvanized Steel
4090043 | 1 | [5 empty] | Removed from Ground | Diesel | 2000 | Bare Steel | 1954-12-31 | Galvanized Steel
4090043 | 2 | [5 empty] | Removed from Ground | Gas (Historical Use) | 1000 | Bare Steel | 1954-12-31 | Galvanized Steel
4090044 | 1 |  | 1993-03-29 |  | 1993-03-29 |  | Currently in Use | Diesel | 10000 | Steel-Impressed Current | 1984-12-31 | Double-Walled Fiberglass | Pressurized
4090044 | 10 |  | 1996-12-01 |  | 1996-12-01 |  | Currently in Use | Kerosene | 500 | Steel-Impressed Current | 1984-01-01 | Steel (Impressed Current) | Suction (American)
4090044 | 11 | Flapper Valve | 1996-12-01 |  | 1996-12-01 |  | Currently in Use | Gas (Historical Use) | 4000 | Steel-Impressed Current | 1986-01-01 | Steel (Impressed Current) | Suction (American)
4090044 | 2 | Flapper Valve | 1996-12-01 |  | 1996-12-01 |  | Currently in Use | Gas (Historical Use) | 10000 | Steel-Impressed Current | 1984-01-01 | Steel (Impressed Current) | Suction (American)
4090044 | 3 |  | 1996-12-01 |  | 1996-12-01 |  | Currently in Use | Gas (Historical Use) | 10000 | Steel-Impressed Current | 1984-01-01 | Steel (Impressed Current) | Suction (American)
4090044 | 4 |  | 1996-12-01 |  | 1996-12-01 |  | Currently in Use | Diesel | 10000 | Steel-Impressed Current | 1984-01-01 | Steel (Impressed Current) | Pressurized
4090044 | 5 | [5 empty] | Removed from Ground | Gas (Historical Use) | 4000 | Bare Steel | 1942-12-31 | Galvanized Steel
4090044 | 6 | [5 empty] | Removed from Ground | Gas (Historical Use) | 3000 | Bare Steel | 1942-12-31 | Bare Steel
4090044 | 7 | [5 empty] | Removed from Ground | Gas (Historical Use) | 2000 | Bare Steel | 1942-12-31 | Galvanized Steel
4090044 | 8 | [5 empty] | Removed from Ground | Gas (Historical Use) | 1000 | Bare Steel | 1942-12-31 | Galvanized Steel
4090044 | 9 | [5 empty] | Removed from Ground | Diesel | 560 | Bare Steel | 1942-12-31 | Galvanized Steel
4090045 | 1 | [5 empty] | Removed from Ground | Gas (Historical Use) | 3000 | Bare Steel | 1955-12-31 | Galvanized Steel | Suction (American)
4090045 | 2 | [5 empty] | Removed from Ground | Gas (Historical Use) | 3000 | Bare Steel | 1955-12-31 | Galvanized Steel | Suction (American)
4090045 | 3 | [5 empty] | Removed from Ground | Gas (Historical Use) | 3000 | Bare Steel | 1955-12-31 | Galvanized Steel | Suction (American)
4090045 | 4 | [5 empty] | Removed from Ground | Gas (Historical Use) | 6000 | Bare Steel | 1955-12-31 | Galvanized Steel | Suction (American)
4090045 | 5 | [5 empty] | Removed from Ground | Diesel | 560 | Bare Steel | 1952-12-31 | Galvanized Steel | Suction (American)
4090045 | 6 | Ball Float | 1999-06-01 | no | 1999-06-01 | no | Currently in Use | Gas (Historical Use) | 4000 | Composite | 1999-06-01 | Fiberglass Reinforced Plastic | Suction (American)
4090045 | 7A | Ball Float | 1999-06-01 | no | 1999-06-01 | no | Currently in Use | Gas (Historical Use) | 2000 | Composite | 1999-06-01 | Fiberglass Reinforced Plastic | Suction (American)
4090045 | 7B |  | 1999-06-01 | no | 1999-06-01 | no | Temporarily out of use | Gas (Historical Use) | 2000 | Composite | 1999-06-01 | Fiberglass Reinforced Plastic | Suction (American)
4090045 | 8A |  | 1999-06-01 | no | 1999-06-01 | no | Temporarily out of use | Diesel | 2000 | Composite | 1999-06-01 | Fiberglass Reinforced Plastic | Suction (American)
4090045 | 8B |  | 1999-06-01 | no | 1999-06-01 | no | Temporarily out of use | Diesel | 2000 | Composite | 1999-06-01 | Fiberglass Reinforced Plastic | Suction (American)
4090046 | 1 |  | 1997-07-15 |  | 1997-07-15 |  | Removed from Ground | Gas (Historical Use) | 4000 | Cathodically Protected Steel | 1976-03-12 | Cathodically Protected | Pressurized
4090046 | 2 |  | 1997-07-15 |  | 1997-07-15 |  | Removed from Ground | Gas (Historical Use) | 4000 | Cathodically Protected Steel | 1976-03-12 | Cathodically Protected | Pressurized
4090046 | 3 |  | 1997-07-15 |  | 1997-07-15 |  | Removed from Ground | Gas (Historical Use) | 4000 | Cathodically Protected Steel | 1976-03-12 | Cathodically Protected | Pressurized
4090049 | 1 | [5 empty] | Removed from Ground | Diesel | 6000 | Bare Steel | 1973-07-01 | Galvanized Steel
4090049 | 2 | [5 empty] | Removed from Ground | Kerosene | 1000 | Bare Steel | 1973-07-01 | Galvanized Steel
4090049 | 3 | [5 empty] | Removed from Ground | Diesel | 4000 | Bare Steel | 1973-07-01 | Galvanized Steel
4090050 | 1 | Flapper Valve | 1996-05-01 |  | 1996-05-01 |  | Currently in Use | Gas (Historical Use) | 6000 | Steel-Impressed Current | 1984-03-28 | Fiberglass Reinforced Plastic | Pressurized
4090050 | 2 | Flapper Valve | 1996-05-01 |  | 1996-05-01 |  | Currently in Use | Gas (Historical Use) | 6000 | Steel-Impressed Current | 1984-03-28 | Fiberglass Reinforced Plastic | Pressurized
4090050 | 3 | Flapper Valve | 1996-05-01 |  | 1996-05-01 |  | Currently in Use | Gas (Historical Use) | 6000 | Steel-Impressed Current | 1984-03-28 | Fiberglass Reinforced Plastic | Pressurized
4090054 | 1 | [5 empty] | Removed from Ground | Gas (Historical Use) | 1000 | Bare Steel | 1980-03-24 | Bare Steel | Pressurized
4090054 | 2 | [5 empty] | Removed from Ground | Diesel | 10000 | Bare Steel | 1980-03-24 | Bare Steel | Pressurized
4090054 | 3 | [5 empty] | Removed from Ground | Diesel | 10000 | Bare Steel | 1980-03-24 | Bare Steel | Pressurized
4090055 | 1 | [5 empty] | Removed from Ground | Gas (Historical Use) | 3000 | Bare Steel | 1998-12-22 | Galvanized Steel | Safe Suction (Euro)
4090055 | 2 | [5 empty] | Removed from Ground | Gas (Historical Use) | 3000 | Bare Steel | 1999-12-22 | Galvanized Steel | Safe Suction (Euro)
4090055 | 3 | [5 empty] | Removed from Ground | Gas (Historical Use) | 3000 | Bare Steel | 1999-12-22 | Galvanized Steel | Safe Suction (Euro)
4090055 | 4 | [5 empty] | Removed from Ground | Other | 3000 | Bare Steel | 1999-12-22 | Galvanized Steel | Safe Suction (Euro)
4090056 | 1 | [5 empty] | Removed from Ground | Other | 2000 | Bare Steel | 1994-01-12 | Galvanized Steel | Suction (American)
4090056 | 2 | [5 empty] | Removed from Ground | Other | 1000 | Bare Steel | 1994-01-12 | Galvanized Steel | Suction (American)
4090056 | 3 | [5 empty] | Permanently Out of Use - historical purposes | Other | 1000 | Bare Steel |  | Galvanized Steel | Suction (American)
4090056 | 4 | [5 empty] | Permanently Out of Use - historical purposes | Other | 2000 | Bare Steel |  | Galvanized Steel | Suction (American)
4090056 | 5 | [5 empty] | Permanently Out of Use - historical purposes | Gas (Historical Use) | 550 | Not Marked/Unknown |  | Bare Steel | Suction (American)
4090060 | 1 | [5 empty] | Removed from Ground | Gas (Historical Use) | 6000 | Bare Steel | 1974-03-27 | Galvanized Steel | Pressurized
4090060 | 2 | [5 empty] | Removed from Ground | Gas (Historical Use) | 4000 | Bare Steel | 1974-03-27 | Galvanized Steel | Pressurized
4090060 | 3 | [5 empty] | Removed from Ground | Gas (Historical Use) | 6000 | Bare Steel | 1974-03-27 | Galvanized Steel | Pressurized
4090060 | 4 | [5 empty] | Removed from Ground | Diesel | 4000 | Bare Steel | 1974-03-27 | Galvanized Steel | Safe Suction (Euro)
4090060 | 5 |  | 1994-10-27 |  | 1994-10-27 |  | Removed from Ground | Gas (Historical Use) | 6000 | Steel-Impressed Current | 1974-03-27 | Cathodically Protected | Pressurized
4090060 | 6 |  | 1994-10-27 |  | 1994-10-27 |  | Removed from Ground | Gas (Historical Use) | 4000 | Steel-Impressed Current | 1974-03-27 | Cathodically Protected | Pressurized
4090060 | 7 |  | 1994-10-27 |  | 1994-10-27 |  | Removed from Ground | Gas (Historical Use) | 6000 | Steel-Impressed Current | 1994-10-27 | Cathodically Protected | Pressurized
4090060 | 8 |  | 1994-10-27 |  | 1994-10-27 |  | Removed from Ground | Diesel | 4000 | Steel-Impressed Current | 1974-03-27 | Cathodically Protected | Pressurized
4090062 | 1 | Flapper Valve | 1998-02-01 | no | 1998-02-01 | no | Temporarily out of use | Gas (Historical Use) | 6000 | Steel-Impressed Current | 1981-03-27 | Steel (Impressed Current) | Suction (American)
4090062 | 2 | Flapper Valve | 1998-02-01 | no | 1998-02-01 | no | Temporarily out of use | Gas (Historical Use) | 6000 | Steel-Impressed Current | 1981-03-27 | Steel (Impressed Current) | Suction (American)
4090062 | 3 | Flapper Valve | 1998-02-01 | no | 1998-02-01 | no | Temporarily out of use | Gas (Historical Use) | 6000 | Steel-Impressed Current | 1981-03-27 | Steel (Impressed Current) | Suction (American)
4090063 | 1 | [5 empty] | Removed from Ground | Gas (Historical Use) | 6000 | Fiberglass | 1986-03-27 | Cathodically Protected | Pressurized
4090063 | 2 | [5 empty] | Removed from Ground | Gas (Historical Use) | 6000 | Fiberglass | 1986-03-27 | Cathodically Protected | Pressurized
4090063 | 3 | [5 empty] | Removed from Ground | Gas (Historical Use) | 6000 | Fiberglass | 1986-03-27 | Cathodically Protected | Pressurized
4090065 | 1 | [5 empty] | Removed from Ground | Gas (Historical Use) | 6000 | Bare Steel | 1966-04-28 | Galvanized Steel | Pressurized
4090065 | 2 | [5 empty] | Removed from Ground | Gas (Historical Use) | 6000 | Bare Steel | 1966-04-28 | Galvanized Steel | Pressurized
4090065 | 3 | [5 empty] | Removed from Ground | Gas (Historical Use) | 3000 | Bare Steel | 1966-04-28 | Galvanized Steel | Pressurized
4090065 | 4 |  |  | yes |  | yes | Closed in Ground | Used Oil | 550 | Bare Steel | 1966-04-28 | Galvanized Steel
4090066 | 1 | Flapper Valve | 1995-05-10 |  | 1995-05-10 |  | Currently in Use | Gas (Historical Use) | 6000 | Galvanic (STIP-3) | 1985-05-05 | Fiberglass Reinforced Plastic | Pressurized
4090066 | 2 | Flapper Valve | 1995-05-10 |  | 1995-05-10 |  | Currently in Use | Gas (Historical Use) | 6000 | Galvanic (STIP-3) | 1985-05-05 | Fiberglass Reinforced Plastic | Pressurized
4090066 | 3 | Flapper Valve | 1995-05-10 |  | 1995-05-10 |  | Currently in Use | Gas (Historical Use) | 6000 | Galvanic (STIP-3) | 1985-05-05 | Fiberglass Reinforced Plastic | Pressurized
4090067 | 1A | Flapper Valve | 1995-04-05 |  | 1995-04-05 |  | Currently in Use | Gas (Historical Use) | 3000 | Steel-Impressed Current | 1976-03-24 | Fiberglass Reinforced Plastic | Pressurized
4090067 | 1B | Flapper Valve | 1995-04-05 |  | 1995-04-05 |  | Currently in Use | Gas (Historical Use) | 3000 | Steel-Impressed Current | 1976-03-24 | Fiberglass Reinforced Plastic | Pressurized
4090067 | 2 | Flapper Valve | 1995-04-05 |  | 1995-04-05 |  | Currently in Use | Gas (Historical Use) | 12000 | Steel-Impressed Current | 1976-03-24 | Fiberglass Reinforced Plastic | Pressurized
4090067 | 3 | Flapper Valve | 2001-11-01 | no | 2001-11-01 | no | Currently in Use | Diesel | 15000 | Composite | 2001-11-01 | Fiberglass Reinforced Plastic | Pressurized
4090068 | 1 |  | 1996-03-01 |  | 1996-03-01 |  | Removed from Ground | Gas (Historical Use) | 6000 | Cathodically Protected Steel | 1985-05-05 | Fiberglass Reinforced Plastic | Pressurized
4090068 | 2 |  | 1996-03-01 |  | 1996-03-01 |  | Removed from Ground | Gas (Historical Use) | 6000 | Cathodically Protected Steel | 1985-05-05 | Fiberglass Reinforced Plastic | Pressurized
4090068 | 3 |  | 1996-03-01 |  | 1996-03-01 |  | Removed from Ground | Gas (Historical Use) | 6000 | Cathodically Protected Steel | 1985-05-05 | Fiberglass Reinforced Plastic | Pressurized
4090070 | 1 |  | 1994-12-20 |  | 1994-12-20 |  | Removed from Ground | Gas (Historical Use) | 6000 | Cathodically Protected Steel | 1985-12-10 | Fiberglass Reinforced Plastic | Safe Suction (Euro)
4090070 | 2 |  | 1994-12-20 |  | 1994-12-20 |  | Removed from Ground | Gas (Historical Use) | 6000 | Cathodically Protected Steel | 1985-12-10 | Fiberglass Reinforced Plastic | Safe Suction (Euro)
4090070 | 294074 | Ball Float | 1998-01-01 |  | 1998-01-01 |  | Currently in Use | Gas (Historical Use) | 8000 | Composite | 1998-11-01 | Double-Walled Flex | Pressurized
4090070 | 294138A |  | 1998-11-01 |  | 1998-11-01 |  | Currently in Use | Gas (Historical Use) | 10000 | Composite | 1998-11-01 | Double-Walled Flex | Pressurized
4090070 | 294138B | Ball Float | 1998-01-01 |  | 1998-01-01 |  | Currently in Use | Diesel | 5000 | Composite | 1998-11-01 | Double-Walled Flex | Pressurized
4090070 | 3 |  | 1994-12-20 |  | 1994-12-20 |  | Removed from Ground | Gas (Historical Use) | 6000 | Cathodically Protected Steel | 1985-12-10 | Fiberglass Reinforced Plastic | Safe Suction (Euro)
4090071 | 1 | [5 empty] | Removed from Ground | Gas (Historical Use) | 1000 | Bare Steel | 1976-06-06 | Galvanized Steel
4090071 | 2 | [5 empty] | Removed from Ground | Gas (Historical Use) | 2000 | Bare Steel | 1976-06-06 | Galvanized Steel
4090071 | 3 | [5 empty] | Removed from Ground | Diesel | 500 | Bare Steel | 1983-06-07 | Galvanized Steel
4090071 | 4 | [5 empty] | Removed from Ground | Diesel | 500 | Bare Steel | 1965-06-06 | Galvanized Steel
4090250 | 1 | [5 empty] | Closed in Ground | Diesel | 10000 | Cathodically Protected Steel | 1970-03-25 | Galvanized Steel | Suction (American)
4100001 | 1 |  | 1998-07-13 |  | 1998-07-13 |  | Removed from Ground | Diesel | 6000 | Steel-Impressed Current | 1984-01-15 | Cathodically Protected | Suction (American)
4100001 | 2 |  | 1998-07-13 |  | 1998-07-13 |  | Removed from Ground | Gas (Historical Use) | 8000 | Steel-Impressed Current | 1969-01-14 | Galvanized Steel | Suction (American)
4100001 | 3 |  | 1998-07-13 |  | 1998-07-13 |  | Removed from Ground | Gas (Historical Use) | 8000 | Steel-Impressed Current | 1969-01-14 | Galvanized Steel | Suction (American)
4100001 | 4 |  | 1998-07-13 |  | 1998-07-13 |  | Removed from Ground | Gas (Historical Use) | 4000 | Steel-Impressed Current | 1969-01-14 | Galvanized Steel | Suction (American)
4100001 | 5 | Ball Float | 2002-04-05 | no | 2002-04-05 | no | Currently in Use | Gas (Historical Use) | 15000 | Composite | 2002-04-05 | Double-Walled Fiberglass | Pressurized
4100001 | 6 | Ball Float | 2002-04-05 | no | 2002-04-05 | no | Currently in Use | Gas (Historical Use) | 6000 | Composite | 2002-04-05 | Double-Walled Fiberglass | Pressurized
4100001 | 7 | Ball Float | 2002-04-05 | no | 2002-04-05 | no | Currently in Use | Diesel | 6000 | Composite | 2002-04-05 | Double-Walled Fiberglass | Pressurized
4100003 | 1 |  |  | no |  | no | Removed from Ground | Gas (Historical Use) | 2000 | Unknown | 1998-10-25 | Unknown
4100003 | 2 |  |  | no |  | no | Removed from Ground | Gas (Historical Use) | 2000 | Unknown | 1998-10-25 | Unknown
4100003 | 3 |  |  | no |  | no | Removed from Ground | Gas (Historical Use) | 3000 | Unknown | 1998-10-25 | Unknown
4100003 | 4 | [5 empty] | Removed from Ground | Gas (Historical Use) | 1000 | Bare Steel | 1983-03-08 | Galvanized Steel
4100004 | 1 | [5 empty] | Permanently Out of Use - historical purposes | Empty | 560 | Bare Steel | 1968-03-07 | Galvanized Steel
4100004 | 2 | [5 empty] | Permanently Out of Use - historical purposes | Empty | 560 | Bare Steel | 1968-03-07 | Galvanized Steel
4100004 | 3 | [5 empty] | Permanently Out of Use - historical purposes | Empty | 287 | Bare Steel | 1978-03-07 | Galvanized Steel
4100005 | 1 | [5 empty] | Removed from Ground | Gas (Historical Use) | 1000 | Bare Steel | 1997-10-10 | Galvanized Steel
4100005 | 2 | [5 empty] | Removed from Ground | Gas (Historical Use) | 1000 | Bare Steel | 1997-10-10 | Galvanized Steel
4100005 | 3 | [5 empty] | Removed from Ground | Gas (Historical Use) | 1000 | Bare Steel | 1997-10-10 | Galvanized Steel
4100006 | 1 | [5 empty] | Removed from Ground | Gas (Historical Use) | 1000 | Bare Steel | 1971-03-08 | Galvanized Steel
4100006 | 2 | [5 empty] | Removed from Ground | Gas (Historical Use) | 1000 | Bare Steel | 1971-03-08 | Galvanized Steel
4100008 | 1 | [5 empty] | Removed from Ground | Gas (Historical Use) | 1000 | Bare Steel | 1971-03-08 | Galvanized Steel | Suction (American)
4100008 | 2 | [5 empty] | Removed from Ground | Gas (Historical Use) | 1000 | Bare Steel | 1974-03-07 | Galvanized Steel | Suction (American)
4100008 | 3 | [5 empty] | Removed from Ground | Diesel | 560 | Bare Steel | 1974-03-07 | Galvanized Steel | Suction (American)
4100008 | 4 | [5 empty] | Closed in Ground | Used Oil | 0 | Not Marked/Unknown | 2001-05-25 | Not Marked
4100009 | 1 | [5 empty] | Removed from Ground | Gas (Historical Use) | 560 | Bare Steel | 1976-03-07 | Galvanized Steel
4100009 | 2 |  |  | no |  | no | Removed from Ground | Not Marked/Tank Removed | 560 | Bare Steel | 2002-01-29 | Unknown
4100010 | 1 | [5 empty] | Permanently Out of Use - historical purposes | Empty | 560 | Bare Steel | 1966-03-07 | Galvanized Steel
4100010 | 2 | [5 empty] | Permanently Out of Use - historical purposes | Empty | 560 | Bare Steel | 1966-03-07 | Galvanized Steel
4100011 | 1 | [5 empty] | Removed from Ground | Gas (Historical Use) | 287 | Bare Steel | 1962-12-31 | Galvanized Steel
4100011 | 2 | [5 empty] | Removed from Ground | Gas (Historical Use) | 560 | Bare Steel | 2001-03-07 | Unknown
4100012 | 1 | [5 empty] | Removed from Ground | Gas (Historical Use) | 8000 | Bare Steel | 1978-01-01 | Fiberglass Reinforced Plastic | Suction (American)
4100012 | 1UL | Ball Float | 1999-02-15 | yes | 1999-02-15 | no | Currently in Use | Gas (Historical Use) | 10000 | Composite | 1999-02-01 | Fiberglass Reinforced Plastic | Pressurized
4100012 | 2 | [5 empty] | Removed from Ground | Gas (Historical Use) | 8000 | Bare Steel | 1978-01-01 | Fiberglass Reinforced Plastic | Suction (American)
4100012 | 2PRE | Ball Float | 1999-02-15 | yes | 1999-02-15 | no | Currently in Use | Gas (Historical Use) | 6100 | Composite | 1999-02-01 | Fiberglass Reinforced Plastic | Pressurized
4100013 | 1 | Flapper Valve | 1996-09-05 | no | 1996-09-05 | no | Currently in Use | Gas (Historical Use) | 10000 | Steel-Impressed Current | 2001-09-10 | Fiberglass Reinforced Plastic | Pressurized
4100013 | 2 | Flapper Valve | 1996-09-05 | no | 1996-09-05 | no | Currently in Use | Gas (Historical Use) | 8000 | Steel-Impressed Current | 2001-09-10 | Fiberglass Reinforced Plastic | Pressurized
4100013 | 3 | Flapper Valve | 1996-09-05 | no | 1996-09-05 | no | Currently in Use | Gas (Historical Use) | 6000 | Steel-Impressed Current | 2001-09-10 | Fiberglass Reinforced Plastic | Pressurized
4100013 | 4 | Flapper Valve | 1996-09-05 | no | 1996-09-05 | no | Currently in Use | Diesel | 6000 | Steel-Impressed Current | 2001-09-10 | Fiberglass Reinforced Plastic | Pressurized
4100014 | 1 | [5 empty] | Removed from Ground | Gas (Historical Use) | 560 | Bare Steel | 1976-01-01 | Galvanized Steel
4100014 | 2 | [5 empty] | Removed from Ground | Gas (Historical Use) | 560 | Bare Steel | 1976-01-01 | Galvanized Steel
4100014 | 3 | [5 empty] | Removed from Ground | Diesel | 1060 | Bare Steel | 1976-01-01 | Galvanized Steel
4100014 | 4 | [5 empty] | Removed from Ground | Gas (Historical Use) | 280 | Marked Unknown | 1961-01-01 | Unknown
4100014 | 5 | [5 empty] | Removed from Ground | Gas (Historical Use) | 280 | Marked Unknown | 1961-01-01 | Unknown
4100015 | 1 | [5 empty] | Removed from Ground | Diesel | 3000 | Bare Steel | 1937-12-31 | Galvanized Steel
4100015 | 2 | [5 empty] | Removed from Ground | Gas (Historical Use) | 3000 | Bare Steel | 1937-12-31 | Galvanized Steel
4100015 | 3 | [5 empty] | Removed from Ground | Gas (Historical Use) | 3000 | Bare Steel | 1937-12-31 | Galvanized Steel
4100015 | 4 | [5 empty] | Removed from Ground | Gas (Historical Use) | 560 | Bare Steel | 1937-12-31 | Galvanized Steel
4100015 | 5 |  |  | yes |  | yes | Removed from Ground | Used Oil | 280 | Bare Steel | 1937-12-31 | Galvanized Steel
4100015 | 6 |  | 1990-03-15 |  | 1990-03-15 |  | Temporarily out of use | Gas (Historical Use) | 10000 | Fiberglass | 1990-03-15 | Fiberglass Reinforced Plastic | Pressurized
4100015 | 7 |  | 1990-03-15 |  | 1990-03-15 |  | Temporarily out of use | Gas (Historical Use) | 10000 | Fiberglass | 1990-03-15 | Fiberglass Reinforced Plastic | Pressurized
4100016 | 1 | [5 empty] | Removed from Ground | Gas (Historical Use) | 560 | Bare Steel | 1971-01-01 | Galvanized Steel
4100016 | 2 | [5 empty] | Removed from Ground | Gas (Historical Use) | 560 | Bare Steel | 1971-01-01 | Galvanized Steel
4100017 | 1 | [5 empty] | Removed from Ground | Gas (Historical Use) | 280 | Bare Steel | 1962-12-31 | Galvanized Steel | Safe Suction (Euro)
4100017 | 2 | [5 empty] | Removed from Ground | Gas (Historical Use) | 560 | Bare Steel | 1962-12-31 | Galvanized Steel | Safe Suction (Euro)
4100017 | 3 | [5 empty] | Removed from Ground | Gas (Historical Use) | 560 | Bare Steel | 1962-12-31 | Galvanized Steel | Safe Suction (Euro)
4100018 | 1 | [5 empty] | Removed from Ground | Gas (Historical Use) | 10000 | Bare Steel | 1957-12-31 | Galvanized Steel | Suction (American)
4100018 | 1A | Ball Float | 1996-10-15 | no | 1996-10-15 | no | Currently in Use | Gas (Historical Use) | 10000 | Epoxy | 1996-10-15 | Fiberglass Reinforced Plastic | Pressurized
4100018 | 1B | Ball Float | 1996-10-15 | no | 1996-10-15 | no | Temporarily out of use |  | 5000 | Epoxy | 2016-08-31 | Fiberglass Reinforced Plastic | Pressurized
4100018 | 2 | [5 empty] | Removed from Ground | Gas (Historical Use) | 10000 | Bare Steel | 1957-12-31 | Galvanized Steel | Suction (American)
4100020 | 1 | [5 empty] | Removed from Ground | Gas (Historical Use) | 2000 | Bare Steel | 1973-12-12 | Galvanized Steel
4100020 | 2 | [5 empty] | Removed from Ground | Diesel | 560 | Bare Steel | 1975-12-13 | Galvanized Steel
4100020 | 3 | [5 empty] | Removed from Ground | Diesel | 560 | Bare Steel | 1975-12-13 | Galvanized Steel
4100020 | 4 |  | 1989-01-01 |  | 1989-01-01 |  | Removed from Ground | Gas (Historical Use) | 2000 | Galvanic (STIP-3) | 1989-01-01 | Cathodically Protected
4100020 | 5 |  | 1989-01-01 |  | 1989-01-01 |  | Removed from Ground | Diesel | 2000 | Galvanic (STIP-3) | 1989-01-01 | Cathodically Protected
4100022 | 10481-1 | [5 empty] | Removed from Ground | Gas (Historical Use) | 500 | Bare Steel | 1971-02-05 | Unknown
4100023 | 10407-3 | [5 empty] | Removed from Ground | Diesel | 550 | Bare Steel | 1982-02-04 | Galvanized Steel
4100023 | 10407-4 | [5 empty] | Removed from Ground | Gas (Historical Use) | 1000 | Bare Steel | 1974-02-04 | Galvanized Steel
4100023 | 10407-5 | [5 empty] | Removed from Ground | Gas (Historical Use) | 500 | Bare Steel | 1982-02-04 | Galvanized Steel
4100023 | 407D1 |  | 1990-03-26 |  | 1990-03-26 |  | Removed from Ground | Diesel | 1010 | Cathodically Protected Steel | 1990-03-26 | Galvanized Steel | Suction (American)
4100023 | 407G1 |  | 1990-03-26 |  | 1990-03-26 |  | Removed from Ground | Gas (Historical Use) | 1010 | Cathodically Protected Steel | 1990-03-26 | Galvanized Steel | Suction (American)
4100025 | 1 |  |  | yes |  | yes | Removed from Ground | Used Oil | 500 | Bare Steel | 1976-05-02 | Galvanized Steel
4100026 | 1 | Flapper Valve | 1997-03-05 | no | 1997-03-05 | no | Currently in Use | Gas (Historical Use) | 12000 | Steel-Impressed Current | 1996-12-29 | Fiberglass Reinforced Plastic | Pressurized
4100026 | 2 | Flapper Valve | 1997-03-05 | no | 1997-03-05 | no | Currently in Use | Gas (Historical Use) | 12000 | Steel-Impressed Current | 1996-12-29 | Fiberglass Reinforced Plastic | Pressurized
4100027 | 1 | Flapper Valve | 1996-11-15 | no | 1996-11-15 | yes | Currently in Use | Gas (Historical Use) | 10000 | Steel-Impressed Current | 1997-08-01 | Steel (Impressed Current) | Suction (American)
4100027 | 2 | Flapper Valve | 1996-11-15 | no | 1996-11-15 | yes | Currently in Use | Gas (Historical Use) | 10000 | Steel-Impressed Current | 1997-08-01 | Steel (Impressed Current) | Suction (American)
4100027 | 3 | Flapper Valve | 1996-11-15 | no | 1996-11-15 | yes | Currently in Use | Gas (Historical Use) | 6000 | Steel-Impressed Current | 1997-08-01 | Steel (Impressed Current) | Suction (American)
4100027 | 4 | Flapper Valve | 1996-11-15 | no | 1996-11-15 | yes | Currently in Use | Diesel | 6000 | Steel-Impressed Current | 1997-08-01 | Steel (Impressed Current) | Suction (American)
4100028 | 1 |  | 1997-02-28 |  | 1997-02-28 |  | Currently in Use | Gas (Historical Use) | 10000 | Steel-Impressed Current | 1983-06-22 | Steel (Impressed Current) | Suction (American)
4100028 | 2 |  | 1997-02-28 |  | 1997-02-28 |  | Currently in Use | Gas (Historical Use) | 10000 | Steel-Impressed Current | 1983-06-22 | Steel (Impressed Current) | Suction (American)
4100029 | 1 | [5 empty] | Removed from Ground | Gas (Historical Use) | 500 | Bare Steel | 1976-05-01 | Galvanized Steel
4100030 | 1 |  | 1997-05-12 |  | 1997-05-12 |  | Currently in Use | Gas (Historical Use) | 10000 | Galvanic (STIP-3) | 1985-01-01 | Fiberglass Reinforced Plastic | Pressurized
4100030 | 2 |  | 1997-05-12 |  | 1997-05-12 |  | Currently in Use | Diesel | 10000 | Galvanic (STIP-3) | 1985-01-01 | Fiberglass Reinforced Plastic | Pressurized
4100032 | 1 | [5 empty] | Removed from Ground | Diesel | 20000 | Bare Steel | 1979-05-06 | Unknown
4100032 | 1A | Flapper Valve | 1998-08-01 |  | 1998-08-01 |  | Currently in Use | Diesel | 10000 | Epoxy | 1998-08-01 | Fiberglass Reinforced Plastic | Safe Suction (Euro)
4100032 | 1B | Flapper Valve | 1998-08-01 |  | 1998-08-01 |  | Currently in Use | Diesel | 2500 | Epoxy | 1998-08-01 | Fiberglass Reinforced Plastic | Safe Suction (Euro)
4100032 | 1C | Flapper Valve | 1998-08-01 |  | 1998-08-01 |  | Currently in Use | Gas (Historical Use) | 2500 | Epoxy | 1998-08-01 | Fiberglass Reinforced Plastic | Safe Suction (Euro)
4100032 | 2 | [5 empty] | Removed from Ground | Diesel | 10000 | Bare Steel | 1979-05-06 | Unknown | Pressurized
4100032 | 3 | [5 empty] | Removed from Ground | Gas (Historical Use) | 2000 | Bare Steel | 1976-01-01 | Unknown | Suction (American)
4100032 | 4 | [5 empty] | Removed from Ground | Gas (Historical Use) | 2000 | Bare Steel | 1976-01-01 | Unknown | Suction (American)
4100033 | 1 | [5 empty] | Removed from Ground | Diesel | 10000 | Bare Steel | 1984-05-05 | Galvanized Steel | Suction (American)
4100033 | 2 | [5 empty] | Removed from Ground | Gas (Historical Use) | 10000 | Bare Steel | 1984-05-05 | Galvanized Steel | Suction (American)
4100034 | 1 |  | 1997-09-03 |  | 1992-03-09 |  | Removed from Ground | Gas (Historical Use) | 8000 | Composite | 1984-03-31 | Fiberglass Reinforced Plastic | Pressurized
4100034 | 2 |  | 1997-09-03 |  | 1992-03-09 |  | Removed from Ground | Gas (Historical Use) | 8000 | Composite | 1984-03-31 | Fiberglass Reinforced Plastic | Pressurized
4100034 | 3 | [5 empty] | Removed from Ground | Diesel | 3000 | Not Marked/Unknown | 2000-01-18 | Not Marked
4100034 | 4 | [5 empty] | Removed from Ground | Diesel | 3000 | Not Marked/Unknown | 2000-01-18 | Not Marked
4100034 | 5 | [5 empty] | Removed from Ground | Gas (Historical Use) | 3000 | Not Marked/Unknown | 2000-01-18 | Not Marked
4100034 | 6 | Flapper Valve | 2000-02-08 | no | 2000-02-08 | no | Currently in Use | Gas (Historical Use) | 10000 | Composite Double Walled | 2000-02-08 | Double-Walled Fiberglass | Pressurized
4100034 | 7 | Flapper Valve | 2000-02-08 | no | 2000-02-08 | no | Currently in Use | Gas (Historical Use) | 10000 | Composite Double Walled | 2000-02-08 | Double-Walled Fiberglass | Pressurized
410030 | 1 | [5 empty] | Removed from Ground | Gas (Historical Use) | 10000 | Bare Steel | 1979-05-10 | Bare Steel | Suction (American)
410030 | 2 | [5 empty] | Removed from Ground | Gas (Historical Use) | 10000 | Bare Steel | 1979-05-10 | Bare Steel | Suction (American)
410030 | 3 | [5 empty] | Removed from Ground | Kerosene | 6000 | Bare Steel | 1983-05-09 | Bare Steel | Suction (American)
410030 | 4 | [5 empty] | Removed from Ground | Diesel | 6000 | Bare Steel | 1979-05-10 | Bare Steel | Suction (American)
410030 | 5A |  | 1998-03-02 |  | 1998-03-02 |  | Temporarily out of use | Gas (Historical Use) | 6000 | Fiberglass | 1998-03-02 | Fiberglass Reinforced Plastic | Suction (American)
410030 | 5B |  | 1998-03-02 |  | 1998-03-02 |  | Temporarily out of use | Gas (Historical Use) | 4000 | Fiberglass | 1998-03-02 | Fiberglass Reinforced Plastic | Suction (American)
410030 | 6A |  | 1998-03-02 |  | 1998-03-02 |  | Temporarily out of use | Diesel | 3000 | Fiberglass | 1998-03-02 | Fiberglass Reinforced Plastic | Suction (American)
410030 | 6B |  | 1998-03-02 |  | 1998-03-02 |  | Temporarily out of use | Kerosene | 2000 | Fiberglass | 1998-03-02 | Fiberglass Reinforced Plastic | Suction (American)
410031 | 1 | [5 empty] | Removed from Ground | Gas (Historical Use) | 1000 | Bare Steel | 1986-05-16 | Galvanized Steel
410031 | 2 | [5 empty] | Removed from Ground | Gas (Historical Use) | 1000 | Bare Steel | 1986-05-16 | Galvanized Steel
410032 | 1 | [5 empty] | Removed from Ground | Gas (Historical Use) | 1000 | Cathodically Protected Steel | 1971-05-20 | Galvanized Steel
410032 | 2 | [5 empty] | Removed from Ground | Gas (Historical Use) | 1000 | Cathodically Protected Steel | 1986-05-16 | Galvanized Steel
410032 | 3 | [5 empty] | Removed from Ground | Gas (Historical Use) | 3000 | Cathodically Protected Steel | 1986-05-16 | Galvanized Steel
410032 | 5A |  | 1997-09-22 |  | 1997-09-22 |  | Removed from Ground | Gas (Historical Use) | 2000 | Cathodically Protected Steel | 1997-09-20 | Fiberglass Reinforced Plastic | Gravity Fed
410032 | 5B |  | 1997-09-22 |  | 1997-09-22 |  | Removed from Ground | Gas (Historical Use) | 2000 | Cathodically Protected Steel | 1997-09-20 | Fiberglass Reinforced Plastic | Gravity Fed
410034 | 1 |  | 1997-06-01 |  | 1997-06-01 |  | Currently in Use | Gas (Historical Use) | 10000 | Cathodically Protected Steel | 1980-05-16 | Fiberglass Reinforced Plastic | Pressurized
410034 | 2 |  | 1997-06-01 |  | 1997-06-01 |  | Currently in Use | Gas (Historical Use) | 10000 | Cathodically Protected Steel | 1980-05-16 | Fiberglass Reinforced Plastic | Pressurized
410034 | 3 |  | 1997-06-01 |  | 1997-06-01 |  | Currently in Use | Gas (Historical Use) | 10000 | Cathodically Protected Steel | 1980-05-16 | Fiberglass Reinforced Plastic | Pressurized
410034 | 4 |  | 1997-06-01 |  | 1997-06-01 |  | Currently in Use | Kerosene | 2000 | Cathodically Protected Steel | 1986-05-01 | Fiberglass Reinforced Plastic | Safe Suction (Euro)
410035 | 5 | [5 empty] | Removed from Ground | Diesel | 3000 | Bare Steel | 1995-06-30 | Galvanized Steel
410037 | 1 | [5 empty] | Removed from Ground | Diesel | 6000 | Bare Steel | 1967-01-05 | Unknown
410037 | 10 |  | 1992-05-01 |  | 1992-05-01 |  | Currently in Use | Diesel | 20000 | Composite | 1992-05-05 | Double-Walled Fiberglass | Pressurized
410037 | 2 | [5 empty] | Removed from Ground | Gas (Historical Use) | 6000 | Bare Steel | 1967-01-05 | Galvanized Steel
410037 | 3 | [5 empty] | Removed from Ground | Gas (Historical Use) | 6000 | Bare Steel | 1967-01-05 | Unknown
410037 | 4 | [5 empty] | Removed from Ground | Gas (Historical Use) | 6000 | Bare Steel | 1967-01-05 | Unknown
410037 | 5 |  | 1992-05-01 |  | 1992-05-01 |  | Currently in Use | Gas (Historical Use) | 10000 | Composite | 1992-05-05 | Double-Walled Fiberglass | Pressurized
410037 | 6 |  | 1992-05-01 |  | 1992-05-01 |  | Currently in Use | Gas (Historical Use) | 10000 | Composite | 1992-05-05 | Double-Walled Fiberglass | Pressurized
410037 | 7 |  | 1992-05-01 |  | 1992-05-01 |  | Currently in Use | Gas (Historical Use) | 10000 | Composite | 1992-05-05 | Double-Walled Fiberglass | Pressurized
410037 | 8 |  | 1992-05-01 |  | 1992-05-01 |  | Currently in Use | Diesel | 10000 | Composite | 1992-05-05 | Double-Walled Fiberglass | Pressurized
410037 | 9 |  | 1992-05-01 |  | 1992-05-01 |  | Currently in Use | Diesel | 20000 | Composite | 1992-05-05 | Double-Walled Fiberglass | Pressurized
4110003 | 1 | [5 empty] | Closed in Ground | Gas (Historical Use) | 5000 | Bare Steel | 1953-03-21 | Unknown
4110003 | 2 | [5 empty] | Closed in Ground | Gas (Historical Use) | 5000 | Bare Steel | 1970-03-21 | Unknown
4110004 | 1 | [5 empty] | Closed in Ground | Gas (Historical Use) | 3000 | Bare Steel | 1970-02-28 | Unknown
4110004 | 2 | [5 empty] | Closed in Ground | Gas (Historical Use) | 2000 | Bare Steel | 1970-02-28 | Unknown
4110004 | 3 | [5 empty] | Closed in Ground | Gas (Historical Use) | 3000 | Bare Steel | 1970-02-28 | Unknown
4110004 | 4 | [5 empty] | Closed in Ground | Gas (Historical Use) | 6000 | Bare Steel | 1970-02-28 | Unknown
4110007 | 3 | [5 empty] | Removed from Ground | Gas (Historical Use) | 8000 | Bare Steel | 1976-01-25 | Bare Steel | Gravity Fed
4110007 | 4 | [5 empty] | Removed from Ground | Diesel | 8000 | Bare Steel | 1976-01-25 | Bare Steel | Gravity Fed
4110007 | 5 | [5 empty] | Removed from Ground | Diesel | 4000 | Bare Steel | 1977-01-01 | Bare Steel | Gravity Fed
4110007 | 7 |  | 1992-11-30 |  | 1992-11-30 |  | Removed from Ground | Gas (Historical Use) | 2000 | Double Walled | 1992-11-30 | Fiberglass Reinforced Plastic | Gravity Fed
4110007 | 8 |  | 1992-11-30 |  | 1992-11-30 |  | Removed from Ground | Diesel | 4000 | Double Walled | 1992-11-30 | Fiberglass Reinforced Plastic | Gravity Fed
4110009 | 1 | [5 empty] | Removed from Ground | Gas (Historical Use) | 2000 | Bare Steel | 1976-02-28 | Galvanized Steel
4110010 | 1 | [5 empty] | Closed in Ground | Gas (Historical Use) | 6100 | Bare Steel | 1974-02-25 | Galvanized Steel
4110010 | 2 | [5 empty] | Closed in Ground | Gas (Historical Use) | 10027 | Bare Steel | 1966-02-25 | Galvanized Steel
4110010 | 3 | [5 empty] | Closed in Ground | Gas (Historical Use) | 5000 | Bare Steel | 1961-02-25 | Galvanized Steel
4110011 | 1 |  | 1997-08-28 |  | 1997-08-28 |  | Temporarily out of use | Gas (Historical Use) | 6000 | Steel-Impressed Current | 1985-02-17 | Cathodically Protected | Pressurized
4110011 | 2 |  | 1997-08-28 |  | 1997-08-28 |  | Temporarily out of use | Gas (Historical Use) | 6000 | Steel-Impressed Current | 1985-02-17 | Cathodically Protected | Pressurized
4110011 | 3 |  | 1997-08-28 |  | 1997-08-28 |  | Temporarily out of use | Gas (Historical Use) | 6000 | Steel-Impressed Current | 1978-02-17 | Cathodically Protected | Pressurized
4110012 | 1 |  | 1969-01-01 | no | 1997-06-15 | no | Temporarily out of use | Gas (Historical Use) | 6000 | Steel-Impressed Current | 1969-01-01 | Cathodically Protected | Pressurized
4110012 | 2 |  | 1969-01-01 | no | 1997-06-15 | no | Temporarily out of use | Gas (Historical Use) | 6000 | Steel-Impressed Current | 1969-01-01 | Cathodically Protected | Pressurized
4110012 | 3 |  | 1969-01-01 | no | 1997-06-15 | no | Temporarily out of use | Gas (Historical Use) | 4000 | Steel-Impressed Current | 1969-01-01 | Cathodically Protected | Pressurized
4110016 | 1 |  | 1998-02-12 |  | 1998-02-12 |  | Removed from Ground | Gas (Historical Use) | 10000 | Steel-Impressed Current | 1972-02-25 | Fiberglass Reinforced Plastic | Pressurized
4110016 | 2 |  | 1998-02-12 |  | 1998-02-12 |  | Removed from Ground | Gas (Historical Use) | 8000 | Steel-Impressed Current | 1972-02-25 | Fiberglass Reinforced Plastic | Pressurized
4110016 | 3 |  | 1998-02-12 |  | 1998-02-12 |  | Removed from Ground | Gas (Historical Use) | 6000 | Steel-Impressed Current | 1972-02-25 | Fiberglass Reinforced Plastic | Pressurized
4110017 | 1 | [5 empty] | Removed from Ground | Gas (Historical Use) | 3000 | Bare Steel | 1974-02-21 | Galvanized Steel
4110019 | 1 | [5 empty] | Removed from Ground | Gas (Historical Use) | 550 | Bare Steel | 1987-01-01 | Bare Steel
4110020 | 1 | [5 empty] | Removed from Ground | Gas (Historical Use) | 1000 | Bare Steel | 1976-03-01 | Galvanized Steel
4110020 | 2 | [5 empty] | Removed from Ground | Diesel | 1000 | Bare Steel | 1980-03-01 | Galvanized Steel
4110021 | 1 | Ball Float | 1987-12-15 | no | 1987-12-15 | no | Currently in Use | E-10 | 8000 | Fiberglass | 1987-12-15 | Fiberglass Reinforced Plastic | Pressurized
4110021 | 2 | Ball Float | 1987-12-15 | no | 1987-12-15 | no | Currently in Use | Diesel | 8000 | Fiberglass | 1987-12-15 | Fiberglass Reinforced Plastic | Pressurized
4110021 | 3 | Ball Float | 1987-12-15 | no | 1987-12-15 | no | Currently in Use | E-10 | 8000 | Fiberglass | 1987-12-15 | Fiberglass Reinforced Plastic | Pressurized
4110022 | 1 |  | 1996-11-01 |  | 1996-11-01 |  | Currently in Use | Gas (Historical Use) | 8000 | Steel-Impressed Current | 1984-01-21 | Double Walled | Pressurized
4110022 | 2 |  | 1996-11-01 |  | 1996-11-01 |  | Currently in Use | Gas (Historical Use) | 8000 | Steel-Impressed Current | 1984-01-21 | Double Walled | Pressurized
4110022 | 3 |  | 1996-11-01 |  | 1996-11-01 |  | Currently in Use | Gas (Historical Use) | 8000 | Steel-Impressed Current | 1984-01-21 | Double Walled | Pressurized
4110022 | 4 |  | 2000-05-26 |  | 2000-05-26 |  | Currently in Use | Kerosene | 2000 | Composite | 2000-05-26 | Fiberglass Reinforced Plastic | Suction (American)
4110023 | 1 | [5 empty] | Removed from Ground | Gas (Historical Use) | 1000 | Bare Steel | 1974-01-01 | Bare Steel
4110024 | 1 | [5 empty] | Removed from Ground | Other | 25000 | Bare Steel | 1980-03-03 | Bare Steel
4110024 | 2 | [5 empty] | Removed from Ground | Empty | 8000 | Bare Steel | 1980-03-03 | Bare Steel
4110025 | 1 |  |  | yes |  | yes | Removed from Ground | Used Oil | 1 | Bare Steel | 1981-02-27 | Fiberglass Reinforced Plastic
4110029 | 1 | [5 empty] | Removed from Ground | Gas (Historical Use) | 5000 | Not Marked/Unknown | 1979-02-25 | Galvanized Steel
4110029 | 1A | [5 empty] | Removed from Ground | Diesel | 10000 | Bare Steel | 1979-02-25 | Galvanized Steel
4110029 | 2 | [5 empty] | Removed from Ground | Diesel | 10000 | Bare Steel | 1980-02-25 | Galvanized Steel
4110030 | 1 | [5 empty] | Removed from Ground | Gas (Historical Use) | 4000 | Bare Steel | 1971-02-01 | Bare Steel
4110030 | 2 | [5 empty] | Removed from Ground | Gas (Historical Use) | 5000 | Marked Unknown | 2004-11-12 | Unknown
4110030 | 3 | [5 empty] | Removed from Ground | Gas (Historical Use) | 5000 | Marked Unknown | 2004-11-12 | Unknown
4110031 | 1 | [5 empty] | Removed from Ground | Diesel | 270 | Bare Steel | 1984-02-26 | Copper | Suction (American)
4110031 | 2 | Flapper Valve | 1997-04-01 | no | 1997-04-01 | no | Currently in Use | Diesel | 275 | Epoxy | 1997-04-01 | Double-Walled Flex | Suction (American)
4110032 | 1 | [5 empty] | Removed from Ground | Diesel | 20000 | Bare Steel | 1944-02-25 | Unknown
4110032 | 2 | [5 empty] | Removed from Ground | Diesel | 20000 | Bare Steel | 1960-02-25 | Unknown
4110032 | 3 | [5 empty] | Closed in Ground | Diesel | 10000 | Fiberglass | 1968-02-25 | Bare Steel | Gravity Fed
4110032 | 4 | Flapper Valve | 1998-10-28 | no | 1998-10-28 | no | Currently in Use | Diesel | 2000 | Fiberglass Double Walled | 1982-02-25 | Fiberglass Reinforced Plastic | Pressurized
4110032 | 5 | Flapper Valve | 1991-01-01 | no | 1991-01-01 | no | Currently in Use | Diesel | 20000 | Fiberglass Double Walled | 1991-01-01 | Fiberglass Reinforced Plastic | Pressurized
4110032 | 6 | Flapper Valve | 1991-01-01 | no | 1991-01-01 | no | Currently in Use | Diesel | 20000 | Fiberglass Double Walled | 1991-01-01 | Fiberglass Reinforced Plastic | Pressurized
4110033 | 1 | [5 empty] | Removed from Ground | Gas (Historical Use) | 8000 | Bare Steel | 1963-12-31 | Galvanized Steel
4110033 | 2 | [5 empty] | Removed from Ground | Gas (Historical Use) | 8000 | Bare Steel | 1963-12-31 | Galvanized Steel
4110033 | 3 | [5 empty] | Removed from Ground | Gas (Historical Use) | 8000 | Bare Steel | 1963-12-31 | Galvanized Steel
4110033 | 4 | [5 empty] | Removed from Ground | Diesel | 3000 | Bare Steel | 1963-12-31 | Galvanized Steel
4110033 | 5 |  | 2002-06-01 | no | 2002-06-01 | no | Currently in Use | Gas (Historical Use) | 8000 | Composite | 2002-06-01 | Fiberglass Reinforced Plastic | Pressurized
4110033 | 6 |  | 2002-06-01 | no | 2002-06-01 | no | Currently in Use | Gas (Historical Use) | 4000 | Composite | 2002-06-01 | Fiberglass Reinforced Plastic | Pressurized
4110035 | 1 | [5 empty] | Removed from Ground | Gas (Historical Use) | 6000 | Bare Steel | 1963-01-10 | Galvanized Steel
4110035 | 2 | [5 empty] | Removed from Ground | Gas (Historical Use) | 8000 | Bare Steel | 1977-01-09 | Galvanized Steel
4110035 | 3 | [5 empty] | Removed from Ground | Gas (Historical Use) | 15000 | Bare Steel | 1963-01-10 | Galvanized Steel
4110035 | 4 | [5 empty] | Removed from Ground | Gas (Historical Use) | 15000 | Bare Steel | 1963-01-10 | Galvanized Steel
4110036 | 40 |  | 1998-10-25 | no | 1998-10-25 | no | Currently in Use | Diesel | 6048 | Fiberglass | 1982-02-27 |  | Pressurized
4110036 | 41 |  | 1998-10-25 | no | 1998-10-25 | no | Currently in Use | Gas (Historical Use) | 6048 | Fiberglass | 1982-02-27 |  | Pressurized
4110037 | 1 | [5 empty] | Removed from Ground | Gas (Historical Use) | 3000 | Bare Steel | 1966-03-01 | Galvanized Steel | Suction (American)
4110037 | 2 | [5 empty] | Removed from Ground | Gas (Historical Use) | 3000 | Bare Steel | 1966-03-01 | Galvanized Steel | Suction (American)
4110037 | 3 | [5 empty] | Removed from Ground | Gas (Historical Use) | 2000 | Bare Steel | 1966-03-01 | Galvanized Steel | Suction (American)
4110037 | 4 | [5 empty] | Removed from Ground | Diesel | 2000 | Bare Steel | 1966-03-01 | Galvanized Steel | Suction (American)
4110037 | 5 | Ball Float | 1997-07-02 | no | 1997-07-02 | no | Currently in Use | E-10 | 10000 | Fiberglass | 1997-07-02 | Fiberglass Reinforced Plastic | Pressurized
4110037 | 6 | Ball Float | 1997-07-02 | no | 1997-07-02 | no | Currently in Use | E-10 | 10000 | Fiberglass | 1997-07-02 | Fiberglass Reinforced Plastic | Pressurized
4110037 | 7 | Ball Float | 1997-07-02 | no | 1997-07-02 | no | Currently in Use | Diesel | 5000 | Fiberglass | 1997-07-02 | Fiberglass Reinforced Plastic | Pressurized
4110039 | 44 | Ball Float | 1988-02-01 | no | 1988-02-01 | no | Currently in Use | E-10 | 8000 | Steel-Impressed Current | 1988-01-01 | Fiberglass Reinforced Plastic | Pressurized
4110039 | 45 | Ball Float | 1988-02-01 | no | 1988-02-01 | no | Currently in Use | Diesel | 8000 | Steel-Impressed Current | 1988-01-01 | Fiberglass Reinforced Plastic | Pressurized
4110039 | 46 | Ball Float | 1988-02-01 | no | 1988-02-01 | no | Currently in Use | E-10 | 8000 | Steel-Impressed Current | 1988-01-01 | Fiberglass Reinforced Plastic | Pressurized
4110039 | 47 | Ball Float | 1988-02-01 | no | 1988-02-01 | no | Temporarily out of use | Diesel | 10061 | Steel-Impressed Current | 1968-02-01 |  | Pressurized
4110039 | 48 | Flapper Valve | 1988-02-01 | no | 1988-02-01 | no | Temporarily out of use | Kerosene | 1011 | Steel-Impressed Current | 1988-01-01 | Fiberglass Reinforced Plastic | Suction (American)
4110039 | 1 | [5 empty] | Removed from Ground | Gas (Historical Use) | 4010 | Bare Steel | 1968-02-01 | Galvanized Steel
4110039 | 2 | [5 empty] | Removed from Ground | Gas (Historical Use) | 4010 | Bare Steel | 1968-02-01 | Galvanized Steel
4110039 | 3 | [5 empty] | Removed from Ground | Gas (Historical Use) | 4010 | Bare Steel | 1968-02-01 | Galvanized Steel
4110039 | 4 | [5 empty] | Removed from Ground | Gas (Historical Use) | 4010 | Bare Steel | 1968-02-01 | Galvanized Steel
4110039 | 5 | [5 empty] | Removed from Ground | Gas (Historical Use) | 1990 | Bare Steel | 1968-02-01 | Galvanized Steel
4110041 | 8 |  | 1988-06-01 |  | 1988-06-01 |  | Currently in Use | Gas (Historical Use) | 4010 | Steel-Impressed Current | 1968-02-01 | Cathodically Protected | Pressurized
4110041 | 9 |  | 1988-06-01 |  | 1988-06-01 |  | Currently in Use | Gas (Historical Use) | 4010 | Steel-Impressed Current | 1968-02-01 | Cathodically Protected | Pressurized
4110041 | 10 |  | 1988-06-01 |  | 1988-06-01 |  | Currently in Use | Gas (Historical Use) | 4010 | Steel-Impressed Current | 1968-02-01 | Cathodically Protected | Pressurized
4110041 | 11 |  | 1988-06-01 |  | 1988-06-01 |  | Currently in Use | Diesel | 4010 | Steel-Impressed Current | 1968-02-01 | Cathodically Protected | Pressurized
4110041 | 12 | [5 empty] | Removed from Ground | Diesel | 560 | Bare Steel | 1968-02-01 | Galvanized Steel | Suction (American)
4110041 | 16 | [5 empty] | Removed from Ground | Diesel | 560 | Bare Steel | 1968-02-01 | Galvanized Steel | Suction (American)
4110042 | 1 | [5 empty] | Removed from Ground | Gas (Historical Use) | 6141 | Bare Steel | 1978-01-31 | Galvanized Steel | Suction (American)
4110042 | 2 | [5 empty] | Removed from Ground | Gas (Historical Use) | 8116 | Bare Steel | 1978-01-31 | Galvanized Steel | Suction (American)
4110042 | 3 | [5 empty] | Removed from Ground | Gas (Historical Use) | 8116 | Bare Steel | 1978-01-31 | Galvanized Steel | Suction (American)
4110043 | 1 |  | 1998-11-25 |  | 1998-11-25 |  | Currently in Use | Gas (Historical Use) | 10166 | Steel-Impressed Current | 1978-01-31 | Cathodically Protected | Pressurized
4110043 | 2 |  | 1998-11-25 |  | 1998-11-25 |  | Currently in Use | Gas (Historical Use) | 10166 | Steel-Impressed Current | 1977-01-31 | Cathodically Protected | Pressurized
4110043 | 3 |  | 1998-11-25 |  | 1998-11-25 |  | Currently in Use | Diesel | 6047 | Steel-Impressed Current | 1977-01-31 | Cathodically Protected | Pressurized
4110044 | 1 |  | 1998-04-01 |  | 1998-04-01 |  | Currently in Use | Gas (Historical Use) | 2980 | Steel-Impressed Current | 1978-01-31 | Cathodically Protected
4110044 | 2 |  | 1998-04-01 |  | 1998-04-01 |  | Currently in Use | Gas (Historical Use) | 2980 | Steel-Impressed Current | 1978-01-31 | Cathodically Protected
4110044 | 3 |  | 1998-04-01 |  | 1998-04-01 |  | Currently in Use | Gas (Historical Use) | 8000 | Steel-Impressed Current | 1985-01-01 | Cathodically Protected
4110045 | 1 | [5 empty] | Removed from Ground | Gas (Historical Use) | 8272 | Bare Steel | 1978-01-31 | Galvanized Steel | Pressurized
4110045 | 2 | [5 empty] | Removed from Ground | Gas (Historical Use) | 8272 | Bare Steel | 1978-01-31 | Galvanized Steel | Pressurized
4110045 | 3A | [5 empty] | Removed from Ground | Gas (Historical Use) | 2980 | Bare Steel | 1978-01-31 | Galvanized Steel | Pressurized
4110045 | 3B | [5 empty] | Removed from Ground | Gas (Historical Use) | 2980 | Bare Steel | 1978-01-31 | Galvanized Steel | Pressurized
4110045 | 4A | Ball Float | 2000-03-31 | no | 2000-03-31 | no | Currently in Use | E-10 | 12000 | Composite | 2000-03-31 |  | Pressurized
4110045 | 4B |  |  | no |  | no | Currently in Use |  | 8000 |  | 2000-03-31
4110045 | 5 | Ball Float | 2000-03-31 | no | 2000-03-31 | no | Currently in Use | Diesel | 6000 | Composite | 2000-03-31 | Cathodically Protected | Pressurized
4110046 | 1 |  | 1998-09-30 |  | 1998-09-30 |  | Currently in Use | Gas (Historical Use) | 8272 | Steel-Impressed Current | 1978-01-31 | Cathodically Protected | Pressurized
4110046 | 2 |  | 1998-09-30 |  | 1998-09-30 |  | Currently in Use | Gas (Historical Use) | 8272 | Steel-Impressed Current | 1978-01-31 | Cathodically Protected | Pressurized
4110046 | 3 |  | 1998-09-30 |  | 1998-09-30 |  | Currently in Use | Gas (Historical Use) | 6047 | Steel-Impressed Current | 1978-01-31 | Cathodically Protected | Pressurized
4110048 | 20 |  | 1991-06-30 |  | 1991-06-30 |  | Removed from Ground | Gas (Historical Use) | 6610 | Steel-Impressed Current | 1968-02-01 | Cathodically Protected | Suction (American)
4110048 | 21 |  | 1991-06-30 |  | 1991-06-30 |  | Removed from Ground | Gas (Historical Use) | 2980 | Steel-Impressed Current | 1968-02-01 | Cathodically Protected | Suction (American)
4110048 | 22 |  | 1991-06-30 |  | 1991-06-30 |  | Removed from Ground | Gas (Historical Use) | 6610 | Steel-Impressed Current | 1968-02-01 | Cathodically Protected | Suction (American)
4110048 | 23 |  | 1991-06-30 |  | 1991-06-30 |  | Closed in Ground | Diesel | 8116 | Steel-Impressed Current | 1982-01-31 | Cathodically Protected | Pressurized
4110048 | 24 |  | 2009-02-26 | no | 2009-02-26 | no | Currently in Use | Gas (Historical Use) | 8084 | Composite Double Walled | 2009-02-26 | Not Marked | Pressurized
4110048 | 25 |  | 2009-02-26 | no | 2009-02-26 | no | Currently in Use | Gas (Historical Use) | 4089 | Composite Double Walled | 2009-02-26 | Not Marked | Pressurized
4110048 | 26 |  | 2009-02-26 | no | 2009-02-26 | no | Currently in Use | Diesel | 12064 | Composite Double Walled | 2009-02-26 | Not Marked | Pressurized
4110049 | 1 | [5 empty] | Removed from Ground | Gas (Historical Use) | 6048 | Bare Steel | 1978-01-31 | Galvanized Steel
4110049 | 2 | [5 empty] | Removed from Ground | Gas (Historical Use) | 2980 | Bare Steel | 1968-02-01 | Galvanized Steel
4110049 | 3 | [5 empty] | Removed from Ground | Gas (Historical Use) | 2980 | Bare Steel | 1968-02-01 | Galvanized Steel
4110049 | 4 | [5 empty] | Removed from Ground | Diesel | 2980 | Bare Steel | 1968-02-01 | Galvanized Steel
4110050 | 50 |  | 1998-07-01 |  | 1994-11-30 |  | Currently in Use | Gas (Historical Use) | 5288 | Steel-Impressed Current | 1968-02-01 | Cathodically Protected | Pressurized
4110050 | 51 |  | 1998-07-01 |  | 1994-11-30 |  | Temporarily out of use | Diesel | 1034 | Steel-Impressed Current | 1987-10-21 | Cathodically Protected | Safe Suction (Euro)
4110050 | 52 | [5 empty] | Permanently Out of Use - historical purposes | Gas (Historical Use) | 560 | Bare Steel | 1968-02-01 | Galvanized Steel
4110050 | 1 |  | 1998-07-01 |  | 1994-11-30 |  | Temporarily out of use | Gas (Historical Use) | 6610 | Steel-Impressed Current | 1968-02-01 | Cathodically Protected | Pressurized
4110050 | 2 |  |  | yes |  | yes | Removed from Ground | Used Oil | 560 | Bare Steel | 1968-02-01 | Galvanized Steel | Gravity Fed
4110052 | 1 | [5 empty] | Removed from Ground | Diesel | 10000 | Bare Steel | 1977-01-27 | Unknown
4110052 | 2 | [5 empty] | Removed from Ground | Diesel | 10000 | Bare Steel | 1977-01-27 | Unknown
4110052 | 3 | [5 empty] | Removed from Ground | Other | 3000 | Bare Steel | 1977-01-27 | Unknown
4110052 | 4 |  |  | yes |  | yes | Removed from Ground | Used Oil | 550 | Bare Steel | 1977-01-27 | Unknown
4110054 | 1 | [5 empty] | Removed from Ground | Gas (Historical Use) | 4000 | Bare Steel | 1978-02-26 | Galvanized Steel
4110054 | 2 | [5 empty] | Removed from Ground | Gas (Historical Use) | 4000 | Bare Steel | 1978-02-26 | Galvanized Steel
4110054 | 3 | [5 empty] | Removed from Ground | Gas (Historical Use) | 4000 | Bare Steel | 1978-02-26 | Galvanized Steel
4110054 | 4 |  |  | yes |  | yes | Removed from Ground | Used Oil | 0 | Bare Steel | 1971-02-27 | Not Marked
4110055 | 1 | [5 empty] | Removed from Ground | Diesel | 1000 | Bare Steel | 1975-02-25 | Galvanized Steel
4110055 | 2 | [5 empty] | Removed from Ground | Gas (Historical Use) | 3000 | Bare Steel | 1979-02-25 | Galvanized Steel
4110055 | 3 | [5 empty] | Removed from Ground | Diesel | 6000 | Bare Steel | 1975-02-25 | Galvanized Steel
4110055 | 4 | [5 empty] | Removed from Ground | Gas (Historical Use) | 2000 | Bare Steel | 1979-01-01 | Galvanized Steel
4110055 | 5 | [5 empty] | Currently in Use | Other | 3000 | Bare Steel | 1981-01-01 | Not Marked
4110060 | 1 | [5 empty] | Removed from Ground | Other | 3000 | Bare Steel | 1976-02-21 | Bare Steel
4110064 | 1 | [5 empty] | Closed in Ground | Used Oil | 25000 | Bare Steel | 1972-03-06 | Galvanized Steel
4110064 | 2 | [5 empty] | Closed in Ground | Gas (Historical Use) | 25000 | Bare Steel | 1972-03-06 | Galvanized Steel
4110064 | 3 | [5 empty] | Closed in Ground | Gas (Historical Use) | 25000 | Bare Steel | 1977-03-06 | Galvanized Steel
4110064 | 4 | [5 empty] | Closed in Ground | Diesel | 25000 | Bare Steel | 1977-03-06 | Galvanized Steel
4110065 | 1 | [5 empty] | Removed from Ground | Gas (Historical Use) | 8000 | Bare Steel | 1974-03-12 | Galvanized Steel
4110065 | 2 | [5 empty] | Removed from Ground | Gas (Historical Use) | 6000 | Bare Steel | 1974-03-12 | Galvanized Steel
4110065 | 3 | [5 empty] | Removed from Ground | Gas (Historical Use) | 2000 | Bare Steel | 1961-03-12 | Galvanized Steel
4110065 | 4 | [5 empty] | Removed from Ground | Gas (Historical Use) | 2000 | Bare Steel | 1961-03-12 | Galvanized Steel
4110065 | 5 |  |  | yes |  | yes | Removed from Ground | Used Oil | 500 | Bare Steel | 1961-03-12 | Galvanized Steel
4110067 | 1 |  |  | yes |  | yes | Removed from Ground | Used Oil | 275 | Bare Steel | 1976-03-13 | Galvanized Steel
4110068 | 1 |  |  | yes |  | yes | Removed from Ground | Used Oil | 500 | Bare Steel | 1975-06-01 | Unknown | Gravity Fed
4110069 | 1 | [5 empty] | Removed from Ground | Gas (Historical Use) | 10000 | Bare Steel | 1975-03-15 | Galvanized Steel
4110070 | 1 | [5 empty] | Removed from Ground | Gas (Historical Use) | 3000 | Bare Steel | 1958-12-31 | Bare Steel
4110070 | 2 | [5 empty] | Removed from Ground | Other | 300 | Bare Steel | 1947-12-31 | Bare Steel
4110070 | 3 |  |  | yes |  | yes | Removed from Ground | Used Oil | 250 | Bare Steel | 1947-12-31 | Bare Steel
4110071 | 1 | [5 empty] | Removed from Ground | Diesel | 10000 | Bare Steel | 1977-01-01 | Galvanized Steel
4110071 | 2 | [5 empty] | Removed from Ground | Diesel | 10000 | Bare Steel | 1977-01-01 | Galvanized Steel
4110071 | 224090 |  | 1993-03-17 | no | 1993-03-17 | no | Temporarily out of use | Diesel | 12000 |  | 1993-03-17 | Fiberglass Reinforced Plastic | Pressurized
4110071 | 3 | [5 empty] | Removed from Ground | Gas (Historical Use) | 1000 | Bare Steel | 1982-01-01 | Galvanized Steel
4110071 | 4 |  |  | yes |  | yes | Removed from Ground | Used Oil | 560 | Bare Steel | 1977-01-01 | Galvanized Steel
4110074 | 1 | [5 empty] | Removed from Ground | Diesel | 10000 | Bare Steel | 1973-01-01 | Unknown
4110074 | 2 | [5 empty] | Removed from Ground | Diesel | 10000 | Bare Steel | 1973-01-01 | Unknown
4110075 | 1 | [5 empty] | Removed from Ground | Diesel | 10000 | Bare Steel | 1983-04-11 | Galvanized Steel
4110075 | 2 | [5 empty] | Removed from Ground | Gas (Historical Use) | 5000 | Bare Steel | 1985-04-11 | Galvanized Steel
4110077 | 1 |  |  | yes |  | yes | Removed from Ground | Used Oil | 550 | Bare Steel | 1975-01-01 | Galvanized Steel
4110078 | 1 |  |  | yes |  | yes | Removed from Ground | Used Oil | 1000 | Bare Steel | 1979-04-11 | Unknown
4110078 | 2 | [5 empty] | Removed from Ground | Other | 550 | Bare Steel | 1979-04-11 | Unknown
4110078 | 3 |  |  | yes |  | yes | Removed from Ground | Used Oil | 1 | Bare Steel | 1979-04-11 | Unknown
4110079 | 1 | [5 empty] | Removed from Ground | Diesel | 30000 | Cathodically Protected Steel | 1977-04-11 | Bare Steel
4110080 | 1 | [5 empty] | Removed from Ground | Gas (Historical Use) | 10000 | Bare Steel | 1968-04-10 | Unknown
4110080 | 7 | [5 empty] | Removed from Ground | Gas (Historical Use) | 10000 | Bare Steel | 1968-04-10 | Unknown
4110081 | 1 | [5 empty] | Removed from Ground | Kerosene | 1000 | Bare Steel | 1980-04-15 | Galvanized Steel
4110081 | 2 | [5 empty] | Removed from Ground | Kerosene | 1000 | Bare Steel | 1983-04-16 | Galvanized Steel
4110081 | 3 |  |  | yes |  | yes | Removed from Ground | Used Oil | 150 | Bare Steel | 1983-04-16 | Not Marked
4110082 | 1 | [5 empty] | Removed from Ground | Kerosene | 250 | Bare Steel | 1954-04-15 | Unknown
4110083 | 1 | [5 empty] | Removed from Ground | Empty | 10000 | Fiberglass | 1976-04-16 | Fiberglass Reinforced Plastic | Pressurized
4110084 | 1 | [5 empty] | Removed from Ground | Gas (Historical Use) | 12000 | Bare Steel | 1974-01-01 | Galvanized Steel
4110084 | 2 | [5 empty] | Removed from Ground | Diesel | 12000 | Bare Steel | 1981-01-01 | Galvanized Steel
4110084 | 3 | [5 empty] | Closed in Ground | Gas (Historical Use) | 8000 | Bare Steel | 1969-04-15 | Galvanized Steel
4110084 | 4 |  |  | yes |  | yes | Removed from Ground | Used Oil | 250 | Bare Steel | 1969-04-15 | Galvanized Steel
4110084 | 5 | [5 empty] | Removed from Ground | Gas (Historical Use) | 12000 | Bare Steel | 1982-04-15 | Galvanized Steel
4110084 | 6 | [5 empty] | Removed from Ground | Diesel | 12000 | Bare Steel | 1983-04-16 | Galvanized Steel
4110085 | 1 | [5 empty] | Permanently Out of Use - historical purposes | Empty | 4000 | Bare Steel | 1976-04-15 | Galvanized Steel
4110085 | 2 | [5 empty] | Permanently Out of Use - historical purposes | Empty | 10000 | Bare Steel | 1976-04-15 | Galvanized Steel
4110085 | 3 | [5 empty] | Permanently Out of Use - historical purposes | Empty | 10000 | Bare Steel | 1976-04-15 | Galvanized Steel
4110085 | 4 | [5 empty] | Permanently Out of Use - historical purposes | Empty | 10000 | Composite | 1987-02-01 | Fiberglass Reinforced Plastic
4110085 | 5 |  | 1998-01-01 |  | 1998-01-01 |  | Currently in Use | Kerosene | 4000 | Double Walled | 1989-12-01 | Fiberglass Reinforced Plastic | Pressurized
4110085 | 6 |  | 1998-01-01 |  | 1998-01-01 |  | Currently in Use | Gas (Historical Use) | 10000 | Double Walled | 1991-03-01 | Fiberglass Reinforced Plastic | Pressurized
4110085 | 7 |  | 1998-01-01 |  | 1998-01-01 |  | Currently in Use | Gas (Historical Use) | 10000 | Double Walled | 1991-03-01 | Fiberglass Reinforced Plastic | Pressurized
4110085 | 8 |  | 1998-01-01 |  | 1998-01-01 |  | Currently in Use | Gas (Historical Use) | 10000 | Double Walled | 1991-03-01 | Fiberglass Reinforced Plastic | Pressurized
4110085 | 9 |  | 1998-01-01 |  | 1998-01-01 |  | Currently in Use | Diesel | 10000 | Double Walled | 1991-03-01 | Fiberglass Reinforced Plastic | Pressurized
4110086 | 1 |  | 1998-01-01 |  | 1998-01-01 |  | Currently in Use | Gas (Historical Use) | 10000 | Epoxy | 1985-04-15 | Fiberglass Reinforced Plastic | Pressurized
4110086 | 2 |  | 1998-10-01 |  | 1998-10-01 |  | Currently in Use | Gas (Historical Use) | 10000 | Epoxy | 1985-04-15 | Fiberglass Reinforced Plastic | Pressurized
4110086 | 3 |  | 1998-01-01 |  | 1998-01-01 |  | Currently in Use | Gas (Historical Use) | 10000 | Epoxy | 1985-04-15 | Fiberglass Reinforced Plastic | Pressurized
4110086 | 4 |  | 1998-01-01 |  | 1998-01-01 |  | Currently in Use | Diesel | 10000 | Epoxy | 1985-04-15 | Fiberglass Reinforced Plastic | Pressurized
4110088 | 1 | [5 empty] | Removed from Ground | Gas (Historical Use) | 10000 | Bare Steel | 1965-04-15 | Galvanized Steel
4110088 | 2 | [5 empty] | Removed from Ground | Gas (Historical Use) | 10000 | Bare Steel | 1965-04-15 | Galvanized Steel
4110088 | 3 | [5 empty] | Removed from Ground | Gas (Historical Use) | 3000 | Bare Steel | 1965-04-15 | Galvanized Steel
4110088 | 4 | Ball Float | 1987-01-01 | no | 1987-01-01 | no | Currently in Use | E-10 | 10135 | Composite | 1986-10-01 | Fiberglass Reinforced Plastic | Pressurized
4110088 | 5 | Ball Float | 1987-01-01 | no | 1987-01-01 | no | Currently in Use | E-10 | 10135 | Composite | 1986-10-01 | Fiberglass Reinforced Plastic | Pressurized
4110088 | 6 | Ball Float | 1987-01-01 | no | 1987-01-01 | no | Currently in Use | E-10 | 10135 | Composite | 1986-10-01 | Fiberglass Reinforced Plastic | Pressurized
4110088 | 7 | Ball Float | 1987-01-01 | no | 1987-01-01 | no | Currently in Use | Diesel | 10135 | Composite | 1986-10-01 | Fiberglass Reinforced Plastic | Pressurized
4110088 | 8 |  | 1987-01-01 |  | 1987-01-01 |  | Temporarily out of use | Kerosene | 2000 | Composite | 1986-10-01 | Fiberglass Reinforced Plastic | Pressurized
4110091 | 1 | [5 empty] | Permanently Out of Use - historical purposes | Gas (Historical Use) | 1 | Epoxy |  | Not Marked
4110091 | DUMMY | [5 empty] | Currently in Use | Gas (Historical Use) | 1 | Not Marked/Unknown |  | Not Marked
4110092 | 1 | [5 empty] | Removed from Ground | Diesel | 200 | Bare Steel | 1977-04-07 | Copper
4110095 | 1 | [5 empty] | Removed from Ground | Diesel | 3000 | Bare Steel | 1973-04-16 | Bare Steel | Suction (American)
4110095 | 2 | [5 empty] | Removed from Ground | Diesel | 3000 | Bare Steel | 1975-04-17 | Bare Steel | Suction (American)
4110095 | 3 |  | 1993-12-30 |  | 1993-12-30 |  | Removed from Ground | Diesel | 10000 | Double Walled | 1993-12-20 | Fiberglass Reinforced Plastic | Safe Suction (Euro)
4110099 | 1 | [5 empty] | Removed from Ground | Gas (Historical Use) | 3000 | Cathodically Protected Steel | 1960-04-21 | Galvanized Steel
4110099 | 2 | [5 empty] | Removed from Ground | Gas (Historical Use) | 3000 | Cathodically Protected Steel | 1960-04-21 | Galvanized Steel
4110099 | 3 | [5 empty] | Removed from Ground | Gas (Historical Use) | 3000 | Cathodically Protected Steel | 1960-04-21 | Galvanized Steel
4110099 | 4 |  |  | yes |  | yes | Removed from Ground | Used Oil | 600 | Cathodically Protected Steel | 1960-04-21 | Galvanized Steel
4110099 | 5 |  |  | yes |  | yes | Removed from Ground | Used Oil | 600 | Bare Steel | 1960-04-21 | Galvanized Steel
4110100 | 1 | [5 empty] | Removed from Ground | Gas (Historical Use) | 3000 | Marked Unknown | 1993-05-12 | Unknown
4110100 | 2 | [5 empty] | Removed from Ground | Gas (Historical Use) | 3000 | Marked Unknown | 1993-05-12 | Unknown
4110100 | 3 | [5 empty] | Removed from Ground | Gas (Historical Use) | 3000 | Marked Unknown | 1993-05-12 | Unknown
4110100 | 4 | [5 empty] | Removed from Ground | Gas (Historical Use) | 3000 | Marked Unknown | 1993-05-12 | Unknown
4110100 | 5 | [5 empty] | Removed from Ground | Gas (Historical Use) | 3000 | Marked Unknown | 1993-05-12 | Unknown
4110100 | 6 | [5 empty] | Removed from Ground | Gas (Historical Use) | 3000 | Marked Unknown | 1993-05-12 | Unknown
4110100 | 7 |  |  | yes |  | yes | Removed from Ground | Used Oil | 500 | Not Marked/Unknown | 1993-05-12 | Not Marked
4110100 | 8 | [5 empty] | Removed from Ground | Diesel | 1000 | Not Marked/Unknown | 1993-05-12 | Not Marked
4110103 | 1 |  | 1998-12-19 |  | 1998-12-19 |  | Removed from Ground | Gas (Historical Use) | 6000 | Marked Unknown | 1975-01-01 | Cathodically Protected | Pressurized
4110103 | 10 |  | 1999-09-28 |  | 1999-09-28 |  | Currently in Use | Diesel | 6000 | Double Walled | 1999-09-15 | Fiberglass Reinforced Plastic | Pressurized
4110103 | 2 |  | 1998-12-19 |  | 1998-12-19 |  | Removed from Ground | Gas (Historical Use) | 6000 | Steel-Impressed Current | 1966-01-01 | Cathodically Protected | Pressurized
4110103 | 3 |  | 1998-12-19 |  | 1998-12-19 |  | Removed from Ground | Gas (Historical Use) | 6000 | Steel-Impressed Current | 1966-01-01 | Cathodically Protected | Pressurized
4110103 | 4 |  | 1998-12-19 |  | 1998-12-19 |  | Removed from Ground | Gas (Historical Use) | 6000 | Steel-Impressed Current | 1966-01-01 | Cathodically Protected | Pressurized
4110103 | 5 | [5 empty] | Permanently Out of Use - historical purposes | Gas (Historical Use) | 6000 | Marked Unknown | 1970-03-27 | Unknown
4110103 | 6 |  | 1998-12-19 |  | 1998-12-19 |  | Removed from Ground | Diesel | 10000 | Steel-Impressed Current | 1970-03-27 | Cathodically Protected | Pressurized
4110103 | 7 |  |  | yes |  | yes | Removed from Ground | Used Oil | 540 | Bare Steel | 1998-12-17 | Galvanized Steel | Gravity Fed
4110103 | 8 |  | 1999-09-28 |  | 1999-09-28 |  | Currently in Use | Gas (Historical Use) | 6000 | Double Walled | 1999-09-15 | Fiberglass Reinforced Plastic | Pressurized
4110103 | 9 |  | 1999-09-28 |  | 1999-09-28 |  | Currently in Use | Gas (Historical Use) | 12000 | Double Walled | 1999-09-15 | Fiberglass Reinforced Plastic | Pressurized
4110106 | 1 | [5 empty] | Removed from Ground | Gas (Historical Use) | 10000 | Bare Steel | 1970-03-19 | Galvanized Steel
4110106 | 2 | [5 empty] | Removed from Ground | Gas (Historical Use) | 10000 | Bare Steel | 1970-03-19 | Galvanized Steel
4110106 | 3 | [5 empty] | Removed from Ground | Gas (Historical Use) | 5000 | Bare Steel | 1970-03-19 | Galvanized Steel
4110106 | 4 |  |  | yes |  | yes | Removed from Ground | Used Oil | 550 | Bare Steel | 1970-03-19 | Galvanized Steel
4110106 | 5 |  | 1998-08-15 |  | 1998-08-15 |  | Currently in Use | Gas (Historical Use) | 10000 | Unknown | 1986-09-18 | Fiberglass Reinforced Plastic | Pressurized
4110106 | 6 |  | 1998-08-15 |  | 1998-08-18 |  | Currently in Use | Gas (Historical Use) | 10000 | Unknown | 1986-09-18 | Fiberglass Reinforced Plastic | Pressurized
4110106 | 7 |  | 1998-08-15 |  | 1998-08-15 |  | Currently in Use | Gas (Historical Use) | 10000 | Unknown | 1986-09-18 | Fiberglass Reinforced Plastic | Pressurized
4110106 | 8 |  |  | yes | 1998-08-15 | yes | Removed from Ground | Used Oil | 1000 | Fiberglass | 1986-09-18 | Fiberglass Reinforced Plastic | Pressurized
4110107 | 1 | [5 empty] | Removed from Ground | Gas (Historical Use) | 5000 | Cathodically Protected Steel | 1967-03-20 | Galvanized Steel
4110107 | 2 | [5 empty] | Removed from Ground | Gas (Historical Use) | 3000 | Cathodically Protected Steel | 1967-03-20 | Galvanized Steel
4110107 | 3 | [5 empty] | Removed from Ground | Gas (Historical Use) | 3000 | Cathodically Protected Steel | 1967-03-20 | Galvanized Steel
4110107 | 4 | [5 empty] | Removed from Ground | Gas (Historical Use) | 3000 | Cathodically Protected Steel | 1967-03-20 | Galvanized Steel
4110107 | 5 |  |  | yes |  | yes | Removed from Ground | Used Oil | 550 | Cathodically Protected Steel | 1967-03-20 | Galvanized Steel
4110107 | 6 |  | 1986-11-01 |  | 1986-11-01 |  | Removed from Ground | Gas (Historical Use) | 8000 | Cathodically Protected Steel | 1986-11-01 | Fiberglass Reinforced Plastic | Pressurized
4110107 | 7 |  | 1986-11-01 |  | 1986-11-01 |  | Removed from Ground | Gas (Historical Use) | 8000 | Cathodically Protected Steel | 1986-11-01 | Fiberglass Reinforced Plastic | Pressurized
4110107 | 8 |  | 1986-11-01 |  | 1986-11-01 |  | Removed from Ground | Gas (Historical Use) | 8000 | Cathodically Protected Steel | 1986-11-01 | Fiberglass Reinforced Plastic | Pressurized
4110108 | 1 | [5 empty] | Removed from Ground | Gas (Historical Use) | 2000 | Bare Steel | 1969-03-19 | Galvanized Steel
4110108 | 2 | [5 empty] | Removed from Ground | Gas (Historical Use) | 4000 | Bare Steel | 1969-03-19 | Galvanized Steel
4110108 | 3 | [5 empty] | Removed from Ground | Gas (Historical Use) | 4000 | Bare Steel | 1969-03-19 | Galvanized Steel
4110108 | 4 | [5 empty] | Removed from Ground | Gas (Historical Use) | 6000 | Bare Steel | 1969-03-19 | Galvanized Steel
4110108 | 5 |  |  | yes |  | yes | Removed from Ground | Used Oil | 550 | Bare Steel | 1969-03-19 | Galvanized Steel
4110109 | 1 | Ball Float | 1984-03-19 | no | 1984-03-19 | no | Temporarily out of use | Premium | 10000 | Fiberglass | 2012-02-08 | Fiberglass Reinforced Plastic | Pressurized
4110109 | 2 | Ball Float | 1984-03-19 | no | 1984-03-19 | no | Temporarily out of use | E-10 | 10000 | Fiberglass | 2012-02-08 | Fiberglass Reinforced Plastic | Pressurized
4110109 | 3 | Ball Float | 1984-03-19 | no | 1984-03-19 | no | Temporarily out of use | Plus | 10000 | Fiberglass | 2012-02-08 | Fiberglass Reinforced Plastic | Pressurized
4110110 | 1 | [5 empty] | Removed from Ground | Gas (Historical Use) | 10000 | Bare Steel | 1968-03-19 | Galvanized Steel
4110110 | 2 | [5 empty] | Removed from Ground | Gas (Historical Use) | 10000 | Bare Steel | 1968-03-19 | Galvanized Steel
4110110 | 3 | [5 empty] | Removed from Ground | Gas (Historical Use) | 5000 | Bare Steel | 1968-03-19 | Galvanized Steel
4110110 | 4 | [5 empty] | Removed from Ground | Gas (Historical Use) | 550 | Bare Steel | 1968-03-19 | Galvanized Steel
4110110 | 5 |  | 2015-01-01 |  | 2015-01-01 |  | Currently in Use | Gas (Historical Use) | 10000 | Fiberglass | 1988-01-01 | Fiberglass Reinforced Plastic | Pressurized
4110110 | 6 |  | 2015-01-01 |  | 2015-01-01 |  | Currently in Use | Gas (Historical Use) | 10000 | Fiberglass | 1988-01-01 | Fiberglass Reinforced Plastic | Pressurized
4110110 | 7 |  | 2015-01-01 |  | 2015-01-01 |  | Currently in Use | Diesel | 10000 | Fiberglass | 1988-01-01 | Fiberglass Reinforced Plastic | Pressurized
4110117 | 1 | Flapper Valve | 1998-08-25 | no | 1998-08-25 | no | Currently in Use | E-10 | 8000 | Composite | 1985-04-18 | Fiberglass Reinforced Plastic | Pressurized
4110117 | 2 | Flapper Valve | 1998-08-25 | no | 1998-08-25 | no | Currently in Use | E-10 | 8000 | Composite | 1985-04-18 | Fiberglass Reinforced Plastic | Pressurized
4110117 | 3 | Flapper Valve | 1998-08-25 | no | 1998-08-25 | no | Currently in Use | E-10 | 6000 | Composite | 1985-04-18 | Fiberglass Reinforced Plastic | Pressurized
4110117 | 4 | Flapper Valve | 1998-08-25 | no | 1998-08-25 | no | Currently in Use | Diesel | 6000 | Composite | 1985-04-18 | Fiberglass Reinforced Plastic | Pressurized
4110118 | 1 |  | 1998-08-27 |  | 1998-08-27 |  | Removed from Ground | Gas (Historical Use) | 8000 | Composite | 1985-04-18 | Fiberglass Reinforced Plastic | Pressurized
4110118 | 2 |  | 1998-08-27 |  | 1998-08-27 |  | Removed from Ground | Gas (Historical Use) | 8000 | Composite | 1985-04-18 | Fiberglass Reinforced Plastic | Pressurized
4110118 | 3 |  | 1998-08-27 |  | 1998-08-27 |  | Removed from Ground | Gas (Historical Use) | 6000 | Composite | 1985-04-18 | Fiberglass Reinforced Plastic | Pressurized
4110118 | 4 | Ball Float | 2002-05-01 | no | 2002-05-01 | no | Currently in Use | E-10 | 8000 | Composite | 2002-05-01 | Double-Walled Fiberglass | Pressurized
4110118 | 5 | Ball Float | 2002-05-01 | no | 2002-05-01 | no | Currently in Use | E-10 | 6000 | Composite | 2002-05-01 | Double-Walled Fiberglass | Pressurized
4110118 | 6 | Ball Float | 2002-05-01 | no | 2002-05-01 | no | Currently in Use | Diesel | 6000 | Composite | 2002-05-01 |  | Pressurized
4110119 | 1 |  | 1998-09-15 |  | 1998-09-15 |  | Currently in Use | Diesel | 8000 | Composite | 1986-01-01 | Fiberglass Reinforced Plastic | Pressurized
4110119 | 2 |  | 1998-09-15 |  | 1998-09-15 |  | Currently in Use | Gas (Historical Use) | 8000 | Composite | 1986-01-01 | Fiberglass Reinforced Plastic | Pressurized
4110119 | 3 |  | 1998-09-15 |  | 1998-09-15 |  | Currently in Use | Gas (Historical Use) | 6000 | Composite | 1986-01-01 | Fiberglass Reinforced Plastic | Pressurized
4110120 | 1 | [5 empty] | Removed from Ground | Diesel | 3000 | Bare Steel | 1974-04-17 | Galvanized Steel
4110120 | 2 | [5 empty] | Removed from Ground | Gas (Historical Use) | 1000 | Bare Steel | 1966-04-17 | Galvanized Steel
4110124 | 1 | [5 empty] | Removed from Ground | Gas (Historical Use) | 6010 | Bare Steel | 1970-03-04 | Galvanized Steel
4110124 | 2 | [5 empty] | Removed from Ground | Diesel | 1000 | Bare Steel | 1969-03-04 | Galvanized Steel
4110124 | 3 | [5 empty] | Removed from Ground | Gas (Historical Use) | 560 | Bare Steel | 1956-03-04 | Galvanized Steel
4110124 | 4 |  | 1989-07-01 |  | 1989-07-01 |  | Removed from Ground | Gas (Historical Use) | 10000 | Galvanic (STIP-3) | 1989-07-01 | Fiberglass Reinforced Plastic | Pressurized
4110124 | 5 |  | 1989-07-01 |  | 1989-07-01 |  | Removed from Ground | Diesel | 10000 | Galvanic (STIP-3) | 1989-07-01 | Fiberglass Reinforced Plastic | Pressurized
4110124 | 6 | Flapper Valve | 2002-02-17 | no | 2003-02-17 | no | Currently in Use | E-10 | 2500 | Fiberglass Double Walled | 2003-02-17 | Fiberglass Reinforced Plastic | Safe Suction (Euro)
4110124 | 7 | Flapper Valve | 2003-02-17 | no | 2003-02-17 | no | Currently in Use | Diesel | 2500 | Fiberglass Double Walled | 2003-02-17 | Fiberglass Reinforced Plastic | Safe Suction (Euro)
4110125 | 1 | [5 empty] | Removed from Ground | Gas (Historical Use) | 12000 | Bare Steel | 1980-03-10 | Galvanized Steel
4110125 | 2 | [5 empty] | Removed from Ground | Gas (Historical Use) | 1000 | Bare Steel | 1969-03-10 | Galvanized Steel
4110125 | 3 | [5 empty] | Removed from Ground | Gas (Historical Use) | 1000 | Bare Steel | 1969-03-10 | Galvanized Steel
4110125 | 4 |  | 1990-04-01 |  | 1990-04-01 |  | Removed from Ground | Other | 1000 | Galvanic (STIP-3) | 1990-04-01 | Cathodically Protected | Safe Suction (Euro)
4110127 | 1 | [5 empty] | Removed from Ground | Gas (Historical Use) | 500 | Bare Steel | 1961-04-04 | Galvanized Steel
4110130 | 1 |  |  | yes |  | yes | Removed from Ground | Used Oil | 1000 | Bare Steel | 1968-01-01 | Galvanized Steel
4110131 | 1 |  |  | yes |  | yes | Removed from Ground | Used Oil | 1000 | Bare Steel | 1962-04-01 | Galvanized Steel
4110132 | 1 | [5 empty] | Removed from Ground | Gas (Historical Use) | 2000 | Bare Steel | 1991-12-17 | Galvanized Steel
4110132 | 2 | [5 empty] | Removed from Ground | Diesel | 560 | Marked Unknown | 1991-12-17 | Unknown
4110132 | 3 |  |  | yes |  | yes | Removed from Ground | Used Oil | 1000 | Bare Steel | 1991-12-17 | Galvanized Steel
4110132 | 4 | [5 empty] | Removed from Ground | Other | 2000 | Bare Steel | 1991-12-18 | Galvanized Steel | Safe Suction (Euro)
4110132 | 5 | [5 empty] | Removed from Ground | Gas (Historical Use) | 450 | Bare Steel | 1991-12-12 | Galvanized Steel
4110132 | 6 | [5 empty] | Removed from Ground | Diesel | 450 | Bare Steel | 1991-12-12 | Galvanized Steel
4110133 | 1 | [5 empty] | Removed from Ground | Diesel | 2000 | Marked Unknown | 1952-03-24 | Unknown
4110133 | 2 | [5 empty] | Removed from Ground | Diesel | 500 | Marked Unknown | 1958-03-24 | Unknown
4110133 | 3 | [5 empty] | Removed from Ground | Gas (Historical Use) | 500 | Marked Unknown | 1958-03-24 | Unknown
4110133 | 4 | [5 empty] | Removed from Ground | Diesel | 2000 | Marked Unknown | 1958-03-24 | Unknown
4110133 | 5 | [5 empty] | Removed from Ground | Gas (Historical Use) | 6000 | Bare Steel | 1968-03-24 | Unknown
4110133 | 6 | [5 empty] | Removed from Ground | Gas (Historical Use) | 2000 | Bare Steel | 1978-03-24 | Unknown
4110133 | 7 | [5 empty] | Removed from Ground | Other | 10000 | Bare Steel | 1961-03-24 | Unknown
4110133 | 8 |  | 1990-01-01 |  | 1990-01-01 |  | Removed from Ground | Gas (Historical Use) | 4000 | Cathodically Protected Steel | 1990-01-01 | Fiberglass Reinforced Plastic | Suction (American)
4110139 | 1 | [5 empty] | Removed from Ground | Gas (Historical Use) | 10270 | Bare Steel | 1979-04-01 | Galvanized Steel
4110139 | 2 | [5 empty] | Removed from Ground | Gas (Historical Use) | 10270 | Bare Steel | 1979-04-01 | Galvanized Steel
4110139 | 3 | [5 empty] | Removed from Ground | Gas (Historical Use) | 10270 | Bare Steel | 1979-04-01 | Galvanized Steel
4110139 | 4 | [5 empty] | Removed from Ground | Gas (Historical Use) | 10270 | Bare Steel | 1979-04-01 | Galvanized Steel
4110139 | 5 |  |  | yes |  | yes | Removed from Ground | Used Oil | 10270 | Bare Steel | 1979-04-01 | Galvanized Steel
4110140 | 1 |  | 1990-06-01 |  | 1990-06-01 |  | Currently in Use | Gas (Historical Use) | 10000 | Cathodically Protected Steel | 1979-04-01 | Fiberglass Reinforced Plastic | Pressurized
4110140 | 2 |  | 1990-06-01 |  | 1990-06-01 |  | Currently in Use | Gas (Historical Use) | 10000 | Cathodically Protected Steel | 1979-04-01 | Fiberglass Reinforced Plastic | Pressurized
4110140 | 3 |  | 1990-06-01 |  | 1990-06-01 |  | Currently in Use | Gas (Historical Use) | 10000 | Cathodically Protected Steel | 1979-04-01 | Fiberglass Reinforced Plastic | Pressurized
4110140 | 4 |  | 1990-06-01 |  | 1990-06-01 |  | Currently in Use | Gas (Historical Use) | 10000 | Cathodically Protected Steel | 1979-04-01 | Fiberglass Reinforced Plastic | Pressurized
4110141 | 347D1 | [5 empty] | Removed from Ground | Diesel | 1060 | Bare Steel | 1972-02-14 | Galvanized Steel
4110141 | 347G1 | [5 empty] | Removed from Ground | Gas (Historical Use) | 1060 | Bare Steel | 1972-02-14 | Galvanized Steel
4110141 | 347G2 | [5 empty] | Removed from Ground | Gas (Historical Use) | 542 | Bare Steel | 1972-02-14 | Galvanized Steel
4110143 | 1 |  | 1997-11-17 | no | 1997-11-17 | no | Temporarily out of use | Diesel | 10000 | Fiberglass | 1984-03-25 | Fiberglass Reinforced Plastic | Pressurized
4110147 | 1 | [5 empty] | Removed from Ground | Other | 8000 | Bare Steel | 1973-04-02 | Bare Steel
4110151 | 1 | [5 empty] | Removed from Ground | Gas (Historical Use) | 6000 | Marked Unknown | 1987-08-01 | Unknown
4110151 | 2 | [5 empty] | Removed from Ground | Gas (Historical Use) | 6000 | Marked Unknown | 1987-08-01 | Unknown
4110151 | 3 | [5 empty] | Removed from Ground | Gas (Historical Use) | 6000 | Marked Unknown | 1987-08-01 | Unknown
4110151 | 4 | [5 empty] | Removed from Ground | Gas (Historical Use) | 6000 | Marked Unknown | 1987-08-01 | Unknown
4110151 | 5 |  |  | yes |  | yes | Removed from Ground | Used Oil | 550 | Marked Unknown | 1987-08-01 | Unknown
4110153 | 1 | [5 empty] | Removed from Ground | Gas (Historical Use) | 3000 | Marked Unknown | 1986-01-01 | Unknown
4110153 | 2 | [5 empty] | Removed from Ground | Gas (Historical Use) | 3000 | Marked Unknown | 1986-01-01 | Unknown
4110153 | 3 | [5 empty] | Removed from Ground | Gas (Historical Use) | 3000 | Marked Unknown | 1986-01-01 | Unknown
4110153 | 4 | [5 empty] | Removed from Ground | Gas (Historical Use) | 4000 | Marked Unknown | 1986-01-01 | Unknown
4110153 | 5 |  |  | yes |  | yes | Removed from Ground | Used Oil | 550 | Marked Unknown | 1986-01-01 | Unknown
4110155 | 1 | [5 empty] | Removed from Ground | Diesel | 10000 | Bare Steel | 1980-08-01 | Unknown | Safe Suction (Euro)
4110156 | 1 | [5 empty] | Removed from Ground | Other | 10000 | Bare Steel | 1976-04-20 | Bare Steel | Suction (American)
4110157 | 1 | [5 empty] | Removed from Ground | Diesel | 12000 | Bare Steel | 1982-04-08 | Bare Steel | Safe Suction (Euro)
4110158 | 1 | [5 empty] | Removed from Ground | Gas (Historical Use) | 3000 | Bare Steel | 1982-03-25 | Galvanized Steel
4110158 | 2 | [5 empty] | Removed from Ground | Gas (Historical Use) | 3000 | Bare Steel | 1982-03-25 | Galvanized Steel
4110158 | 3 | [5 empty] | Removed from Ground | Gas (Historical Use) | 3000 | Bare Steel | 1982-03-25 | Galvanized Steel
4110158 | 4 | [5 empty] | Removed from Ground | Gas (Historical Use) | 3000 | Bare Steel | 1982-03-25 | Galvanized Steel
4110158 | 5 |  |  | yes |  | yes | Removed from Ground | Used Oil | 200 | Bare Steel | 1982-03-25 | Galvanized Steel
4110162 | 1 | [5 empty] | Removed from Ground | Gas (Historical Use) | 3000 | Bare Steel | 1966-04-05 | Unknown
4110162 | 2 | [5 empty] | Removed from Ground | Gas (Historical Use) | 3000 | Bare Steel | 1966-04-05 | Unknown
4110162 | 3 | [5 empty] | Removed from Ground | Gas (Historical Use) | 3000 | Bare Steel | 1966-04-05 | Unknown
4110162 | 4 | [5 empty] | Removed from Ground | Gas (Historical Use) | 3000 | Bare Steel | 1966-04-05 | Unknown
4110162 | 5 |  |  | yes |  | yes | Removed from Ground | Used Oil | 500 | Bare Steel | 1966-04-05 | Unknown
4110163 | 1 | [5 empty] | Removed from Ground | Other | 15000 | Composite | 1970-03-24 | Bare Steel
4110163 | 2 | [5 empty] | Removed from Ground | Hazardous Substance | 10000 | Marked Unknown | 1960-03-24 | Unknown
4110166 | 1 | [5 empty] | Closed in Ground | Gas (Historical Use) | 0 | Bare Steel | 1988-12-14 | Unknown
4110169 | 1 | Flapper Valve | 1986-05-03 |  | 1998-12-04 |  | Currently in Use | Gas (Historical Use) | 10000 | Fiberglass Double Walled | 1986-05-03 | Fiberglass Reinforced Plastic | Pressurized
4110169 | 2 | Flapper Valve | 1986-05-03 |  | 1998-12-01 |  | Currently in Use | Gas (Historical Use) | 8000 | Fiberglass Double Walled | 1986-05-03 | Fiberglass Reinforced Plastic | Pressurized
4110169 | 3 | Flapper Valve | 1986-05-03 |  | 1998-12-04 |  | Currently in Use | Gas (Historical Use) | 8000 | Fiberglass Double Walled | 1986-05-03 | Fiberglass Reinforced Plastic | Pressurized
4110169 | 4 |  |  | yes |  | yes | Removed from Ground | Used Oil | 1000 | Fiberglass | 1983-05-03 | Fiberglass Reinforced Plastic
4110170 | 1 | [5 empty] | Removed from Ground | Diesel | 8000 | Bare Steel | 1957-04-11 | Galvanized Steel | Suction (American)
4110170 | 2 | [5 empty] | Removed from Ground | Diesel | 10000 | Bare Steel | 1972-04-11 | Galvanized Steel | Suction (American)
4110170 | 3 | [5 empty] | Removed from Ground | Diesel | 3000 | Bare Steel | 1957-04-11 | Galvanized Steel | Suction (American)
4110170 | 4 | Flapper Valve | 1995-02-15 | no | 1995-02-15 | no | Currently in Use | Diesel | 12000 | Galvanic (STIP-3) | 1989-12-27 | Fiberglass Reinforced Plastic | Pressurized
4110173 | 1 | [5 empty] | Removed from Ground | Diesel | 1000 | Bare Steel | 1984-04-21 | Galvanized Steel
4110173 | 271016 |  | 1996-03-01 |  | 1996-03-01 |  | Currently in Use | Gas (Historical Use) | 12000 | Composite | 1996-01-31 | Double Walled | Pressurized
4110173 | 271018 |  | 1996-01-31 |  | 1996-01-31 |  | Currently in Use | Gas (Historical Use) | 12000 | Composite | 1996-01-31 | Double Walled | Pressurized
4110173 | OI |  |  | yes |  | yes | Removed from Ground | Used Oil | 500 | Bare Steel | 1971-01-01 | Galvanized Steel | Gravity Fed
4110173 | PU | [5 empty] | Removed from Ground | Gas (Historical Use) | 8000 | Bare Steel | 1971-01-01 | Galvanized Steel | Pressurized
4110173 | RU | [5 empty] | Removed from Ground | Gas (Historical Use) | 5000 | Bare Steel | 1971-01-01 | Galvanized Steel | Pressurized
4110173 | SU | [5 empty] | Removed from Ground | Gas (Historical Use) | 6000 | Bare Steel | 1971-01-01 | Galvanized Steel | Pressurized
4110174 | 1 | [5 empty] | Removed from Ground | Diesel | 2000 | Bare Steel | 1978-04-21 | Galvanized Steel
4110174 | 2 | [5 empty] | Removed from Ground | Gas (Historical Use) | 2000 | Bare Steel | 1978-04-21 | Galvanized Steel
4110174 | 3 | [5 empty] | Removed from Ground | Gas (Historical Use) | 2000 | Bare Steel | 1978-04-21 | Galvanized Steel
4110175 | 1 | [5 empty] | Removed from Ground | Gas (Historical Use) | 2000 | Bare Steel | 1981-04-21 | Galvanized Steel
4110176 | 1 | Flapper Valve | 1998-09-30 | no | 1998-09-30 | no | Currently in Use | Diesel | 10000 | Steel-Impressed Current | 1985-04-21 | Steel (Impressed Current) | Pressurized
4110176 | 2 | Flapper Valve | 1998-09-30 | no | 1998-09-30 | no | Currently in Use | Diesel | 4000 | Steel-Impressed Current | 1985-04-21 | Steel (Impressed Current) | Pressurized
4110176 | 3 | Flapper Valve | 1998-09-30 | no | 1998-09-30 | no | Currently in Use | E-10 | 4000 | Steel-Impressed Current | 1985-04-21 | Steel (Impressed Current) | Pressurized
4110176 | 4 | Flapper Valve | 1998-09-30 | no | 1998-09-30 | no | Currently in Use | E-10 | 4000 | Steel-Impressed Current | 1985-04-21 | Steel (Impressed Current) | Pressurized
4110178 | 1 | [5 empty] | Removed from Ground | Gas (Historical Use) | 1000 | Bare Steel | 1972-04-21 | Galvanized Steel
4110180 | 1 | [5 empty] | Removed from Ground | Diesel | 1000 | Bare Steel | 1971-04-22 | Galvanized Steel
4110180 | 2 | [5 empty] | Removed from Ground | Gas (Historical Use) | 1000 | Bare Steel | 1971-04-22 | Galvanized Steel
4110181 | 1 | [5 empty] | Removed from Ground | Diesel | 10000 | Bare Steel | 1976-04-22 | Galvanized Steel
4110182 | 1 | [5 empty] | Removed from Ground | Diesel | 10000 | Bare Steel | 1974-04-21 | Unknown
4110183 | 1 | [5 empty] | Removed from Ground | Diesel | 10000 | Bare Steel | 1976-04-22 | Galvanized Steel | Pressurized
4110183 | 2 | [5 empty] | Removed from Ground | Gas (Historical Use) | 10000 | Bare Steel | 1984-04-22 | Galvanized Steel | Pressurized
4110183 | 3 | [5 empty] | Removed from Ground | Diesel | 10000 | Bare Steel | 1976-04-22 | Galvanized Steel | Pressurized
4110183 | 4 |  |  | yes |  | yes | Removed from Ground | Used Oil | 250 | Bare Steel | 1998-05-01 | Not Marked | Gravity Fed
4110183 | 5A | Ball Float | 1998-05-01 | no | 1998-05-01 | no | Currently in Use | Diesel | 20000 | Composite | 1998-04-22 | Fiberglass Reinforced Plastic | Pressurized
4110183 | 5B | Ball Float | 1998-05-01 | no | 1998-05-01 | no | Currently in Use | Regular | 10000 | Composite | 1998-04-22 | Fiberglass Reinforced Plastic | Pressurized
4110185 | 1 |  |  | yes |  | yes | Closed in Ground | Used Oil | 2000 | Bare Steel | 1951-04-23 | Unknown
4110186 | 1 |  |  | yes |  | yes | Removed from Ground | Used Oil | 550 | Bare Steel | 1988-01-01 | Unknown
4110187 | 1 |  | 1998-04-27 |  | 1998-04-27 |  | Temporarily out of use | Gas (Historical Use) | 19625 | Steel-Impressed Current | 1968-04-25 | Fiberglass Reinforced Plastic
4110187 | 2 | [5 empty] | Closed in Ground | Gas (Historical Use) | 11983 | Bare Steel | 1968-04-25 | Galvanized Steel
4110187 | 3 |  | 1998-04-27 |  | 1998-04-27 |  | Temporarily out of use | Diesel | 4000 | Steel-Impressed Current | 1976-04-25 | Cathodically Protected
4110187 | 4 |  | 1998-04-27 |  | 1998-04-27 |  | Temporarily out of use | Gas (Historical Use) | 8000 | Steel-Impressed Current | 1991-05-01 | Fiberglass Reinforced Plastic | Safe Suction (Euro)
4110187 | 5 |  | 1998-04-27 |  | 1998-04-27 |  | Temporarily out of use | Gas (Historical Use) | 6000 | Steel-Impressed Current | 1998-09-30 | Fiberglass Reinforced Plastic | Safe Suction (Euro)
4110188 | 1 |  | 1998-04-27 |  | 1998-04-27 |  | Currently in Use | Gas (Historical Use) | 9400 | Fiberglass | 1969-04-25 | Cathodically Protected | Pressurized
4110188 | 2 |  | 1998-04-27 |  | 1998-04-27 |  | Currently in Use | Gas (Historical Use) | 9400 | Fiberglass | 1969-04-25 | Cathodically Protected | Pressurized
4110188 | 3 |  | 1998-04-27 |  | 1998-04-27 |  | Currently in Use | Diesel | 4000 | Fiberglass | 1976-04-25 | Cathodically Protected | Pressurized
4110188 | 4 |  | 1998-04-27 |  | 1998-04-27 |  | Currently in Use | Diesel | 6000 | Fiberglass | 1991-05-01 | Cathodically Protected | Pressurized
4110189 | 1 |  | 1994-10-26 | no | 1994-10-26 | no | Temporarily out of use | E-10 | 10000 | Steel-Impressed Current | 1948-12-31
4110189 | 2 |  | 1994-10-26 | no | 1994-10-26 | no | Temporarily out of use | E-10 | 10000 | Steel-Impressed Current | 1948-12-31
4110189 | 3 |  |  | yes |  | yes | Removed from Ground | Empty | 550 | Steel-Impressed Current | 1948-12-31 | Cathodically Protected
4110189 | 5 |  | 1994-10-26 | no | 1994-10-26 | no | Temporarily out of use | E-10 | 2000 | Steel-Impressed Current | 1965-12-31
4110190 | 1 |  |  | yes |  | yes | Removed from Ground | Used Oil | 275 | Bare Steel | 1948-12-31 | Galvanized Steel
4110190 | 2 | [5 empty] | Removed from Ground | Kerosene | 275 | Bare Steel | 1948-12-31 | Galvanized Steel
4110190 | 3 | [5 empty] | Removed from Ground | Diesel | 275 | Bare Steel | 1948-12-31 | Galvanized Steel
4110190 | 4 | [5 empty] | Removed from Ground | Gas (Historical Use) | 4000 | Bare Steel | 1948-12-31 | Galvanized Steel
4110190 | 5 | [5 empty] | Removed from Ground | Gas (Historical Use) | 4000 | Bare Steel | 1948-12-31 | Galvanized Steel
4110190 | 6 | [5 empty] | Removed from Ground | Gas (Historical Use) | 4000 | Bare Steel | 1948-12-31 | Galvanized Steel
4110191 | 1 |  | 1998-02-06 |  | 1998-02-06 |  | Removed from Ground | Gas (Historical Use) | 5000 | Steel-Impressed Current | 1947-12-31 | Cathodically Protected
4110191 | 2 |  | 1998-02-06 |  | 1998-02-06 |  | Removed from Ground | Gas (Historical Use) | 5000 | Steel-Impressed Current | 1947-12-31 | Cathodically Protected
4110191 | 3 |  | 1998-02-06 |  | 1998-02-06 |  | Removed from Ground | Gas (Historical Use) | 5000 | Steel-Impressed Current | 1947-12-31 | Steel (Impressed Current)
4110191 | 4 |  | 1998-02-06 |  | 1998-02-06 |  | Removed from Ground | Gas (Historical Use) | 5000 | Steel-Impressed Current | 1947-12-31 | Steel (Impressed Current)
4110191 | 5 |  | 1998-02-06 |  | 1998-02-06 |  | Removed from Ground | Diesel | 1000 | Steel-Impressed Current | 1947-12-31 | Steel (Impressed Current)
4110191 | 6 | [5 empty] | Removed from Ground | Kerosene | 550 | Bare Steel | 1947-12-31 | Galvanized Steel
4110191 | 7 |  |  | yes |  | yes | Removed from Ground | Used Oil | 550 | Bare Steel | 1947-12-31 | Galvanized Steel
4110192 | 1 | Flapper Valve | 1999-02-01 | no | 1999-02-01 | no | Temporarily out of use | Empty | 3000 | Steel-Impressed Current | 1947-12-31 |  | Safe Suction (Euro)
4110192 | 2 | Flapper Valve | 1999-02-01 | no | 1999-02-01 | no | Temporarily out of use | Gas (Historical Use) | 3000 | Steel-Impressed Current | 1947-12-31 |  | Safe Suction (Euro)
4110192 | 3 | [5 empty] | Closed in Ground | Gas (Historical Use) | 3000 | Bare Steel | 1947-12-31 | Galvanized Steel
4110193 | 1 | Flapper Valve | 1998-01-31 | no | 1998-01-31 | no | Temporarily out of use | E-10 | 5000 | Steel-Impressed Current | 1947-12-31 | Steel (Impressed Current) | Pressurized
4110193 | 2 | Flapper Valve | 1998-01-31 | no | 1998-01-31 | no | Temporarily out of use | E-10 | 5000 | Steel-Impressed Current | 1947-12-31 | Steel (Impressed Current) | Pressurized
4110193 | 3 | Flapper Valve | 1998-01-31 | no | 1998-01-31 | no | Temporarily out of use | E-10 | 5000 | Steel-Impressed Current | 1947-12-31 | Steel (Impressed Current) | Pressurized
4110193 | 4 | Flapper Valve | 1998-01-31 | no | 1998-01-31 | no | Temporarily out of use | E-10 | 5000 | Steel-Impressed Current | 1947-12-31 |  | Pressurized
4110193 | 5 |  |  | yes |  | yes | Removed from Ground | Used Oil | 550 | Bare Steel | 1947-12-31 | Galvanized Steel
4110193 | 6 | [5 empty] | Permanently Out of Use - historical purposes | Diesel | 560 | Bare Steel | 1947-12-31 | Galvanized Steel
4110193 | 7 | [5 empty] | Removed from Ground | Kerosene | 1000 | Bare Steel | 1947-12-31 | Galvanized Steel
4110194 | 1 | [5 empty] | Removed from Ground | Gas (Historical Use) | 3000 | Bare Steel | 1949-12-31 | Galvanized Steel
4110194 | 2 | [5 empty] | Removed from Ground | Gas (Historical Use) | 2000 | Bare Steel | 1949-12-31 | Galvanized Steel
4110194 | 3 |  |  | yes |  | yes | Removed from Ground | Used Oil | 550 | Bare Steel | 1949-12-31 | Galvanized Steel
4110195 | 1 |  | 1998-12-01 |  | 1998-12-01 |  | Currently in Use | Gas (Historical Use) | 8000 | Cathodically Protected Steel | 1985-12-01 | Cathodically Protected | Pressurized
4110195 | 2 |  | 1998-12-01 |  | 1998-12-01 |  | Currently in Use | Gas (Historical Use) | 8000 | Cathodically Protected Steel | 1985-12-01 | Cathodically Protected | Pressurized
4110195 | 3 |  | 1998-12-01 |  | 1998-12-01 |  | Currently in Use | Gas (Historical Use) | 6000 | Cathodically Protected Steel | 1985-12-01 | Cathodically Protected | Pressurized
4110196 | 1 | [5 empty] | Closed in Ground | Gas (Historical Use) | 1200 | Bare Steel | 1972-04-23 | Galvanized Steel
4110196 | 2 | [5 empty] | Closed in Ground | Gas (Historical Use) | 1500 | Bare Steel | 1984-04-23 | Galvanized Steel
4110197 | 1 | [5 empty] | Closed in Ground | Gas (Historical Use) | 6000 | Bare Steel | 1961-04-23 | Galvanized Steel
4110197 | 2 | Flapper Valve | 2000-08-29 | no | 2000-08-29 | no | Currently in Use | Diesel | 12000 | Composite | 2000-08-22 | Double-Walled Fiberglass | Safe Suction (Euro)
4110198 | 1 | [5 empty] | Removed from Ground | Gas (Historical Use) | 6000 | Bare Steel | 1948-04-23 | Galvanized Steel
4110198 | 2 | [5 empty] | Removed from Ground | Gas (Historical Use) | 6609 | Bare Steel | 1948-04-23 | Galvanized Steel
4110198 | 3 | [5 empty] | Removed from Ground | Gas (Historical Use) | 6609 | Bare Steel | 1948-04-23 | Galvanized Steel
4110198 | 4 | [5 empty] | Removed from Ground | Other | 4000 | Not Marked/Unknown | 1991-03-14 | Not Marked
4110198 | 5 | [5 empty] | Removed from Ground | Other | 4000 | Not Marked/Unknown | 1991-03-14 | Not Marked
4110198 | 6 | [5 empty] | Removed from Ground | Other | 4000 | Not Marked/Unknown | 1991-03-14 | Not Marked
4110198 | 7 | [5 empty] | Removed from Ground | Other | 4000 | Not Marked/Unknown | 1991-03-14 | Not Marked
4110199 | 1 | [5 empty] | Removed from Ground | Gas (Historical Use) | 10000 | Bare Steel | 1978-04-25 | Galvanized Steel
4110199 | 2 | [5 empty] | Removed from Ground | Gas (Historical Use) | 8000 | Bare Steel | 1978-04-25 | Galvanized Steel
4110199 | 3 | [5 empty] | Removed from Ground | Gas (Historical Use) | 8000 | Bare Steel | 1978-04-25 | Galvanized Steel
4110200 | 1 | Flapper Valve | 1998-05-01 | no | 1998-05-01 | no | Currently in Use | E-10 | 10000 | Steel-Impressed Current | 1977-04-25 | Double-Walled Fiberglass | Pressurized
4110200 | 2 | Flapper Valve | 1998-05-01 | no | 1998-05-01 | no | Currently in Use | Diesel | 8000 | Steel-Impressed Current | 1977-04-25 | Double-Walled Fiberglass | Pressurized
4110200 | 3 | Flapper Valve | 1998-05-01 | no | 1998-05-01 | no | Currently in Use | E-10 | 8000 | Steel-Impressed Current | 1977-04-25 | Double-Walled Fiberglass | Pressurized
4110202 | 1 |  | 1998-04-01 |  | 1998-04-01 |  | Removed from Ground | Gas (Historical Use) | 10000 | Steel-Impressed Current | 1980-04-28 | Cathodically Protected
4110202 | 2 |  | 1998-04-01 |  | 1998-04-01 |  | Removed from Ground | Gas (Historical Use) | 8000 | Steel-Impressed Current | 1980-04-28 | Cathodically Protected
4110202 | 3 |  | 1998-04-01 |  | 1998-04-01 |  | Removed from Ground | Gas (Historical Use) | 8000 | Cathodically Protected Steel | 1980-04-28 | Galvanized Steel
4110203 | 1 | Ball Float | 1996-06-01 | no | 1996-06-01 | no | Currently in Use | E-10 | 10000 | Steel-Impressed Current | 1979-01-01 |  | Pressurized
4110203 | 2 | Ball Float | 1996-06-01 | no | 1996-06-01 | no | Currently in Use | E-10 | 10000 | Steel-Impressed Current | 1979-01-01 |  | Pressurized
4110203 | 3 | Ball Float | 1996-06-01 | no | 1996-06-01 | no | Currently in Use | Diesel | 10000 | Steel-Impressed Current | 1979-01-01 |  | Pressurized
4110204 | 1 |  | 1998-11-30 |  | 1998-11-30 |  | Currently in Use | Gas (Historical Use) | 10000 | Steel-Impressed Current | 1980-04-29 | Cathodically Protected | Suction (American)
4110204 | 2 |  | 1998-11-30 |  | 1998-11-30 |  | Currently in Use | Gas (Historical Use) | 8000 | Steel-Impressed Current | 1980-04-29 | Cathodically Protected | Suction (American)
4110204 | 3 |  | 1998-11-30 |  | 1998-11-30 |  | Closed in Ground | Gas (Historical Use) | 8000 | Steel-Impressed Current | 1980-04-29 | Cathodically Protected | Suction (American)
4110204 | 4 |  | 2001-04-01 |  | 2001-04-01 |  | Currently in Use | Diesel | 4000 | Epoxy | 2001-04-01 | Double Walled | Pressurized
4110205 | 1 | [5 empty] | Permanently Out of Use - historical purposes | Gas (Historical Use) | 3000 | Bare Steel | 1971-04-25 | Galvanized Steel
4110205 | 2 | [5 empty] | Permanently Out of Use - historical purposes | Gas (Historical Use) | 3000 | Bare Steel | 1971-04-25 | Galvanized Steel
4110207 | 1 | [5 empty] | Removed from Ground | Gas (Historical Use) | 1000 | Bare Steel | 1979-02-06 | Galvanized Steel | Safe Suction (Euro)
4110207 | 2 | [5 empty] | Removed from Ground | Empty | 1000 | Bare Steel | 1980-02-06 | Galvanized Steel | Safe Suction (Euro)
4110209 | 1 | [5 empty] | Removed from Ground | Gas (Historical Use) | 2980 | Not Marked/Unknown | 1959-04-23 | Not Marked
4110209 | 2 | [5 empty] | Removed from Ground | Used Oil | 2980 | Not Marked/Unknown | 1959-04-23 | Not Marked
4110209 | 3 | [5 empty] | Removed from Ground | Gas (Historical Use) | 2980 | Not Marked/Unknown | 1959-04-23 | Not Marked
4110209 | 4 | [5 empty] | Removed from Ground | Gas (Historical Use) | 2980 | Not Marked/Unknown | 1959-04-23 | Not Marked
4110209 | 5 | Flapper Valve | 1994-06-10 | no | 1994-06-10 | no | Currently in Use | E-10 | 10000 | Steel-Impressed Current | 1986-08-01 | Fiberglass Reinforced Plastic | Pressurized
4110209 | 6 | Flapper Valve | 1994-06-10 | no | 1994-06-10 | no | Temporarily out of use | E-10 | 10000 | Steel-Impressed Current | 1986-08-01 | Fiberglass Reinforced Plastic | Pressurized
4110209 | 7 | Flapper Valve | 1994-06-10 | no | 1994-06-10 | no | Currently in Use | E-10 | 10000 | Steel-Impressed Current | 1986-08-01 | Fiberglass Reinforced Plastic | Pressurized
4110210 | 1 |  | 1997-11-01 |  | 1997-11-01 |  | Currently in Use | Gas (Historical Use) | 6000 | Steel-Impressed Current | 1969-04-22 | Fiberglass Reinforced Plastic | Pressurized
4110210 | 2 |  | 1997-11-01 |  | 1997-11-01 |  | Currently in Use | Gas (Historical Use) | 6000 | Steel-Impressed Current | 1969-04-22 | Fiberglass Reinforced Plastic | Pressurized
4110210 | 3 |  | 1997-11-01 |  | 1997-11-01 |  | Currently in Use | Gas (Historical Use) | 6000 | Steel-Impressed Current | 1969-04-22 | Fiberglass Reinforced Plastic | Pressurized
4110210 | 4 |  | 1997-11-01 |  | 1997-11-01 |  | Currently in Use | Gas (Historical Use) | 6000 | Steel-Impressed Current | 1969-04-22 | Fiberglass Reinforced Plastic | Pressurized
4110210 | 5 |  | 1997-11-01 |  | 1997-11-01 |  | Currently in Use | Gas (Historical Use) | 6000 | Steel-Impressed Current | 1975-04-23 | Fiberglass Reinforced Plastic | Pressurized
4110210 | 6 |  | 1997-11-01 |  | 1997-11-01 |  | Currently in Use | Gas (Historical Use) | 6000 | Steel-Impressed Current | 1975-04-23 | Fiberglass Reinforced Plastic | Pressurized
4110210 | 7 | [5 empty] | Removed from Ground | Gas (Historical Use) | 1000 | Bare Steel | 1969-04-22 | Galvanized Steel | Pressurized
4110212 | 1 |  | 1994-09-10 | no | 1994-09-10 | no | Currently in Use | Gas (Historical Use) | 10000 | Steel-Impressed Current | 1985-04-22 | Fiberglass Reinforced Plastic | Pressurized
4110212 | 2 |  | 1994-09-10 |  | 1994-09-10 |  | Currently in Use | Gas (Historical Use) | 10000 | Cathodically Protected Steel | 1985-04-22 | Fiberglass Reinforced Plastic | Pressurized
4110212 | 3 |  | 1994-09-10 |  | 1994-09-10 |  | Currently in Use | Diesel | 10000 | Cathodically Protected Steel | 1985-04-22 | Fiberglass Reinforced Plastic | Pressurized
4110214 | 1 | Flapper Valve | 1998-02-01 | no | 1998-02-01 | no | Currently in Use | E-10 | 12000 |  | 1981-03-10 | Fiberglass Reinforced Plastic | Pressurized
4110214 | 2 | Flapper Valve | 1998-02-01 | no | 1998-02-01 | no | Currently in Use | Diesel | 8000 | Steel-Impressed Current | 1981-03-10 | Fiberglass Reinforced Plastic | Pressurized
4110214 | 3 | Flapper Valve | 1998-02-01 | no | 1998-02-01 | no | Currently in Use | E-10 | 12000 | Steel-Impressed Current | 1981-03-10 | Fiberglass Reinforced Plastic | Pressurized
4110214 | 4 | Flapper Valve | 1998-02-01 | no | 1998-02-01 | no | Currently in Use | E-10 | 10000 | Steel-Impressed Current | 1981-03-10 | Fiberglass Reinforced Plastic | Pressurized
4110218 | 1 |  |  | yes |  | yes | Closed in Ground | Used Oil | 1 | Marked Unknown | 1989-01-01 | Unknown
4110219 | 1 |  | 1997-01-01 |  | 1997-01-01 |  | Removed from Ground | Gas (Historical Use) | 12000 | Cathodically Protected Steel | 1981-03-10 | Cathodically Protected | Pressurized
4110219 | 2 |  | 1997-01-01 |  | 1997-01-01 |  | Removed from Ground | Gas (Historical Use) | 12000 | Cathodically Protected Steel | 1981-03-10 | Cathodically Protected | Pressurized
4110219 | 3 |  | 1997-01-01 |  | 1997-01-01 |  | Removed from Ground | Gas (Historical Use) | 8000 | Cathodically Protected Steel | 1981-03-10 | Cathodically Protected | Pressurized
4110219 | 4 |  | 1997-01-01 |  | 1997-01-01 |  | Removed from Ground | Diesel | 10000 | Cathodically Protected Steel | 1981-03-10 | Cathodically Protected | Pressurized
4110220 | 1 | [5 empty] | Removed from Ground | Diesel | 1000 | Bare Steel | 1958-03-07 | Galvanized Steel
4110220 | 2 | [5 empty] | Removed from Ground | Gas (Historical Use) | 1500 | Bare Steel | 1961-03-07 | Galvanized Steel
4110221 | 1 | [5 empty] | Closed in Ground | Gas (Historical Use) | 1000 | Bare Steel | 1957-04-17 | Galvanized Steel
4110222 | 1 | [5 empty] | Removed from Ground | Gas (Historical Use) | 1000 | Bare Steel | 1964-04-17 | Galvanized Steel | Suction (American)
4110223 | 1 | [5 empty] | Closed in Ground | Gas (Historical Use) | 1000 | Bare Steel | 1963-04-18 | Galvanized Steel
4110224 | 1 | [5 empty] | Closed in Ground | Gas (Historical Use) | 1000 | Bare Steel | 1962-04-17 | Galvanized Steel
4110225 | 1 | [5 empty] | Closed in Ground | Gas (Historical Use) | 1000 | Bare Steel | 1971-04-18 | Galvanized Steel
4110226 | 1 | [5 empty] | Closed in Ground | Gas (Historical Use) | 1000 | Bare Steel | 1957-04-17 | Galvanized Steel
4110227 | 1 | [5 empty] | Removed from Ground | Gas (Historical Use) | 1000 | Bare Steel | 1959-04-18 | Galvanized Steel
4110228 | 1 | [5 empty] | Removed from Ground | Gas (Historical Use) | 1000 | Bare Steel | 1966-04-17 | Galvanized Steel
4110229 | 1 | [5 empty] | Permanently Out of Use - historical purposes | Gas (Historical Use) | 3000 | Bare Steel | 1977-04-17 | Galvanized Steel
4110230 | 1 | [5 empty] | Closed in Ground | Gas (Historical Use) | 3000 | Bare Steel | 1973-04-17 | Galvanized Steel
4110231 | 1 | [5 empty] | Removed from Ground | Diesel | 1000 | Bare Steel | 1961-04-17 | Galvanized Steel | Suction (American)
4110231 | 2 | [5 empty] | Removed from Ground | Diesel | 3000 | Bare Steel | 1968-04-17 | Galvanized Steel | Suction (American)
4110232 | 1 | [5 empty] | Removed from Ground | Gas (Historical Use) | 2000 | Bare Steel | 1974-04-17 | Galvanized Steel
4110234 | 1 | [5 empty] | Closed in Ground | Gas (Historical Use) | 2000 | Bare Steel | 1977-04-17 | Galvanized Steel
4110236 | 1 | [5 empty] | Closed in Ground | Gas (Historical Use) | 1000 | Bare Steel | 1969-04-17 | Galvanized Steel
4110237 | 1 | [5 empty] | Removed from Ground | Gas (Historical Use) | 3000 | Bare Steel | 1981-04-17 | Galvanized Steel
4110238 | 1 | [5 empty] | Removed from Ground | Gas (Historical Use) | 1000 | Bare Steel | 1970-04-17 | Galvanized Steel
4110239 | 1 | [5 empty] | Removed from Ground | Gas (Historical Use) | 1000 | Bare Steel | 1962-04-17 | Galvanized Steel
4110241 | 1 | [5 empty] | Closed in Ground | Gas (Historical Use) | 1000 | Bare Steel | 1967-04-18 | Galvanized Steel | Safe Suction (Euro)
4110242 | 1 | [5 empty] | Closed in Ground | Gas (Historical Use) | 1000 | Bare Steel | 1970-04-17 | Galvanized Steel
4110242 | 2 | [5 empty] | Permanently Out of Use - historical purposes | Diesel | 10000 | Not Marked/Unknown |  | Not Marked
4110242 | 3 | [5 empty] | Permanently Out of Use - historical purposes | Diesel | 12000 | Not Marked/Unknown |  | Not Marked
4110243 | 1 | [5 empty] | Removed from Ground | Gas (Historical Use) | 4000 | Bare Steel | 1979-04-18 | Galvanized Steel | Safe Suction (Euro)
4110244 | 1 | [5 empty] | Removed from Ground | Diesel | 2000 | Bare Steel | 1965-04-17 | Galvanized Steel
4110245 | 1 | [5 empty] | Removed from Ground | Gas (Historical Use) | 3000 | Bare Steel | 1965-04-17 | Galvanized Steel | Suction (American)
4110245 | 2 | [5 empty] | Removed from Ground | Gas (Historical Use) | 3000 | Bare Steel | 1965-04-17 | Galvanized Steel | Suction (American)
4110245 | 3 | [5 empty] | Removed from Ground | Kerosene | 10000 | Bare Steel | 1980-04-17 | Galvanized Steel | Suction (American)
4110247 | 1 | [5 empty] | Removed from Ground | Gas (Historical Use) | 2000 | Bare Steel | 1979-04-18 | Galvanized Steel | Safe Suction (Euro)
4110250 | 1 | [5 empty] | Removed from Ground | Gas (Historical Use) | 3955 | Bare Steel | 1999-01-08 | Unknown
4110250 | 2 | [5 empty] | Removed from Ground | Gas (Historical Use) | 3955 | Bare Steel | 1999-01-08 | Unknown
4110250 | 3 | [5 empty] | Removed from Ground | Gas (Historical Use) | 3955 | Bare Steel | 1999-01-08 | Unknown
4110250 | 4 | [5 empty] | Removed from Ground | Gas (Historical Use) | 3955 | Bare Steel | 1999-01-08 | Unknown
4110250 | 5 |  |  | yes |  | yes | Removed from Ground | Used Oil | 550 | Bare Steel | 1999-01-08 | Unknown
4110252 | 3 | [5 empty] | Removed from Ground | Diesel | 8000 | Bare Steel | 1970-04-28 | Bare Steel
4110252 | 1 | [5 empty] | Removed from Ground | Diesel | 12000 | Bare Steel | 1970-04-28 | Bare Steel
4110252 | 3 | [5 empty] | Removed from Ground | Diesel | 8000 | Bare Steel | 1970-04-28 | Bare Steel
4110253 | 1 | [5 empty] | Removed from Ground | Diesel | 8000 | Bare Steel | 1976-04-29 | Bare Steel
4110253 | 2 |  |  | yes |  | yes | Removed from Ground | Used Oil | 1000 | Bare Steel | 1976-04-29 | Bare Steel | Gravity Fed
4110253 | 3 | [5 empty] | Removed from Ground | Gas (Historical Use) | 500 | Bare Steel | 1976-04-29 | Bare Steel | Suction (American)
4110253 | 4 | Ball Float | 1995-02-01 | no | 1995-02-01 | no | Currently in Use | Diesel | 12000 | Epoxy | 1995-02-01 | Fiberglass Reinforced Plastic | Pressurized
4110254 | 1 | [5 empty] | Removed from Ground | Gas (Historical Use) | 10000 | Fiberglass | 1981-04-29 | Galvanized Steel | Pressurized
4110254 | MT2 |  | 1998-12-16 |  | 1998-12-16 |  | Currently in Use | Diesel | 2000 | Fiberglass | 1984-01-01 | Double-Walled Fiberglass | Suction (American)
4110255 | 1AST | [5 empty] | Currently in Use | Gas (Historical Use) | 1500 | Bare Steel | 1981-04-29 | Unknown
4110255 | 2AST | [5 empty] | Currently in Use | Diesel | 1500 | Bare Steel | 1981-04-29 | Unknown
4110255 | 3AST | [5 empty] | Currently in Use | Other | 1500 | Bare Steel | 1980-04-29 | Unknown
4110256 | 1 | [5 empty] | Closed in Ground | Empty | 500 | Marked Unknown | 1986-04-01 | Unknown
4110256 | 618265 | Ball Float | 1991-05-23 | no | 1991-05-23 | no | Currently in Use | E-10 | 10000 | Fiberglass | 1991-05-23 | Fiberglass Reinforced Plastic | Pressurized
4110256 | 623286 | Ball Float | 1992-03-23 | no | 1992-03-23 | no | Currently in Use | Diesel | 10000 | Fiberglass | 1992-03-23 | Fiberglass Reinforced Plastic | Pressurized
4110256 | A1 | [5 empty] | Closed in Ground | Other | 500 | Marked Unknown | 1986-04-01 | Unknown
4110256 | A2 |  |  | yes |  | yes | Removed from Ground | Used Oil | 500 | Bare Steel | 1992-10-05 | Galvanized Steel | Gravity Fed
4110256 | B | [5 empty] | Removed from Ground | Other | 500 | Bare Steel | 1992-10-01 | Galvanized Steel | Gravity Fed
4110256 | MD1 | [5 empty] | Closed in Ground | Gas (Historical Use) | 10000 | Bare Steel | 1981-04-29 | Galvanized Steel | Pressurized
4110256 | MD2 | [5 empty] | Closed in Ground | Diesel | 10000 | Bare Steel | 1992-03-18 | Galvanized Steel | Pressurized
4110256 | MD3 | [5 empty] | Closed in Ground | Diesel | 6000 | Bare Steel | 1992-03-01 | Unknown
4110256 | MD4 | [5 empty] | Closed in Ground | Gas (Historical Use) | 6000 | Bare Steel | 1975-04-30 | Unknown
4110256 | MD5 | [5 empty] | Closed in Ground | Gas (Historical Use) | 6000 | Bare Steel | 1992-03-16 | Unknown
4110256 | MD6 | [5 empty] | Removed from Ground | Other | 500 | Bare Steel | 1986-04-01 | Bare Steel
4110256 | MD7 | [5 empty] | Removed from Ground | Other | 500 | Bare Steel | 1986-04-01 | Bare Steel
4110259 | 2 |  |  | yes |  | yes | Removed from Ground | Used Oil | 500 | Bare Steel | 1968-04-17 | Unknown
4110259 | 3 |  | 1990-11-20 |  | 1990-11-20 |  | Currently in Use | Diesel | 10000 | Fiberglass | 1995-11-13 | Fiberglass Reinforced Plastic | Pressurized
4110259 | RU-1 | [5 empty] | Removed from Ground | Gas (Historical Use) | 8000 | Bare Steel | 1968-04-17 | Unknown
4110260 | 1 | [5 empty] | Removed from Ground | Gas (Historical Use) | 1 | Bare Steel | 1986-06-01 | Galvanized Steel
4110260 | 2 | [5 empty] | Removed from Ground | Gas (Historical Use) | 1 | Bare Steel | 1986-06-01 | Galvanized Steel
4110260 | 3 | [5 empty] | Removed from Ground | Gas (Historical Use) | 1 | Bare Steel | 1986-06-01 | Galvanized Steel
4110260 | 4 | [5 empty] | Removed from Ground | Diesel | 1 | Bare Steel | 1986-06-01 | Galvanized Steel
4110261 | 1 | [5 empty] | Removed from Ground | Gas (Historical Use) | 4000 | Bare Steel | 1971-05-03 | Bare Steel
4110261 | 2 | [5 empty] | Removed from Ground | Gas (Historical Use) | 4000 | Bare Steel | 1971-05-03 | Bare Steel
4110263 | 1 | [5 empty] | Removed from Ground | Gas (Historical Use) | 10000 | Bare Steel | 1978-05-02 | Bare Steel
4110264 | AFSS | [5 empty] | Removed from Ground | Diesel | 4000 | Bare Steel | 1985-05-05 | Galvanized Steel
4110267 | 1 | Flapper Valve | 1995-02-15 | no | 1995-02-15 | no | Currently in Use | E-10 | 20000 | Steel-Impressed Current | 1982-04-08 | Double-Walled Fiberglass | Pressurized
4110267 | 2 | Flapper Valve | 1995-02-15 | no | 1995-02-15 | no | Currently in Use | E-10 | 20000 | Steel-Impressed Current | 1982-04-08 | Double-Walled Fiberglass | Pressurized
4110267 | 3 | Flapper Valve | 1995-02-15 | no | 1995-02-15 | no | Currently in Use | Diesel | 20000 | Steel-Impressed Current | 1982-04-08 | Double-Walled Fiberglass | Pressurized
4110267 | 4 | [5 empty] | Closed in Ground | Other | 2000 | Bare Steel | 1981-04-08 | Galvanized Steel | Suction (American)
4110267 | 5 |  |  | yes |  | yes | Removed from Ground | Used Oil | 550 | Bare Steel | 1971-04-09 | Galvanized Steel | Gravity Fed
4110268 | 1 | Flapper Valve | 1995-02-01 | no | 1995-02-01 | no | Temporarily out of use | Diesel | 9600 | Steel-Impressed Current | 1976-04-08 | Cathodically Protected | Pressurized
4110268 | 2 | Flapper Valve | 1995-02-01 | no | 1995-02-01 | no | Currently in Use | Diesel | 9600 | Steel-Impressed Current | 1976-04-08 | Steel/Sacrificial Anodes | Pressurized
4110268 | 3 | [5 empty] | Removed from Ground | Diesel | 9600 | Bare Steel | 1971-04-09 | Galvanized Steel | Pressurized
4110268 | 4 | [5 empty] | Removed from Ground | Gas (Historical Use) | 9600 | Bare Steel | 1971-04-09 | Galvanized Steel | Pressurized
4110268 | 5 | Flapper Valve | 1995-02-01 | no | 1995-02-01 | no | Currently in Use | E-10 | 10000 | Galvanic (STIP-3) | 1995-02-15 | Steel/Sacrificial Anodes | Pressurized
4110269 | 1 | [5 empty] | Removed from Ground | Diesel | 1 | Bare Steel | 1977-03-27 | Galvanized Steel
4110269 | 2 | [5 empty] | Removed from Ground | Gas (Historical Use) | 1 | Bare Steel | 1973-03-27 | Galvanized Steel
4110272 | 1 |  | 1998-12-19 |  | 1998-12-19 |  | Currently in Use | Gas (Historical Use) | 10000 | Steel-Impressed Current | 1975-01-01 | Double Walled | Pressurized
4110272 | 2 |  | 1998-12-19 |  | 1998-12-19 |  | Currently in Use | Gas (Historical Use) | 10000 | Steel-Impressed Current | 1975-01-01 | Double Walled | Pressurized
4110272 | 3 |  | 1998-12-19 |  | 1998-12-19 |  | Currently in Use | Gas (Historical Use) | 10000 | Steel-Impressed Current | 1975-01-01 | Cathodically Protected | Pressurized
4110272 | 4 |  | 1998-12-19 |  | 1998-12-19 |  | Currently in Use | Diesel | 10000 | Marked Unknown | 1975-01-01 | Double Walled | Pressurized
4110273 | 1 |  | 1993-10-29 | no | 1993-10-29 | no | Currently in Use | Gas (Historical Use) | 4000 | Lined Interior | 1970-03-27 | Fiberglass Reinforced Plastic | Pressurized
4110273 | 2 |  | 1993-10-29 | no | 1993-10-29 | no | Currently in Use | Gas (Historical Use) | 4000 | Lined Interior | 1970-03-27 | Fiberglass Reinforced Plastic | Pressurized
4110273 | 3 |  | 1993-10-29 | no | 1993-10-29 | no | Currently in Use | Gas (Historical Use) | 4000 | Lined Interior | 1970-03-27 | Fiberglass Reinforced Plastic | Pressurized
4110273 | 4 |  | 1993-10-29 | no | 1993-10-29 | no | Currently in Use | Gas (Historical Use) | 4000 | Lined Interior | 1970-03-27 | Fiberglass Reinforced Plastic | Pressurized
4110273 | 5 |  | 1993-10-29 | no | 1993-10-29 | no | Currently in Use | Gas (Historical Use) | 10000 | Lined Interior | 1970-03-27 | Fiberglass Reinforced Plastic | Pressurized
4110275 | 1 | [5 empty] | Removed from Ground | Gas (Historical Use) | 10000 | Bare Steel | 1970-03-27 | Bare Steel | Suction (American)
4110275 | 2 | [5 empty] | Removed from Ground | Gas (Historical Use) | 8000 | Bare Steel | 1970-03-27 | Bare Steel | Suction (American)
4110275 | 3 | [5 empty] | Removed from Ground | Gas (Historical Use) | 6000 | Bare Steel | 1970-03-27 | Bare Steel | Suction (American)
4110275 | 4 | [5 empty] | Removed from Ground | Diesel | 6000 | Bare Steel | 1970-03-27 | Bare Steel | Suction (American)
4110275 | 5 | [5 empty] | Removed from Ground | Gas (Historical Use) | 3000 | Bare Steel | 1970-03-27 | Bare Steel | Suction (American)
4110275 | 6 | [5 empty] | Removed from Ground | Gas (Historical Use) | 3000 | Bare Steel | 1970-03-27 | Bare Steel | Suction (American)
4110275 | 7 |  |  | yes |  | yes | Removed from Ground | Used Oil | 550 | Bare Steel | 1993-09-17 | Bare Steel | Gravity Fed
4110277 | 1 | [5 empty] | Removed from Ground | Gas (Historical Use) | 8000 | Marked Unknown | 1984-01-01 | Unknown
4110277 | 2 | [5 empty] | Removed from Ground | Gas (Historical Use) | 8000 | Marked Unknown | 1984-01-01 | Unknown
4110277 | 3 | [5 empty] | Removed from Ground | Gas (Historical Use) | 8000 | Marked Unknown | 1984-01-01 | Unknown
4110277 | 4 | [5 empty] | Removed from Ground | Diesel | 6000 | Marked Unknown | 1984-01-01 | Unknown
4110278 | 1 | Flapper Valve | 1995-03-28 | no | 1995-03-28 | no | Currently in Use | E-10 | 10000 | Steel-Impressed Current | 1984-03-13 | Steel (Impressed Current) | Pressurized
4110278 | 2 | Flapper Valve | 1995-03-28 | no | 1995-03-28 | no | Currently in Use | E-10 | 10000 | Steel-Impressed Current | 1984-03-13 | Galvanized Steel | Pressurized
4110278 | 3 | Flapper Valve | 1995-03-28 | no | 1995-03-28 | no | Currently in Use | E-10 | 10000 | Steel-Impressed Current | 1984-03-13 | Steel (Impressed Current) | Pressurized
4110279 | 1 | [5 empty] | Removed from Ground | Gas (Historical Use) | 8000 | Bare Steel | 1983-03-14 | Galvanized Steel
4110279 | 2 | [5 empty] | Removed from Ground | Gas (Historical Use) | 3000 | Bare Steel | 1983-03-14 | Galvanized Steel
4110279 | 3 | [5 empty] | Removed from Ground | Gas (Historical Use) | 3000 | Bare Steel | 1983-03-14 | Galvanized Steel
4110279 | 4 | [5 empty] | Removed from Ground | Gas (Historical Use) | 3000 | Bare Steel | 1983-03-14 | Galvanized Steel
4110279 | 5 | [5 empty] | Removed from Ground | Gas (Historical Use) | 3000 | Bare Steel | 1983-03-14 | Galvanized Steel
4110279 | 6 |  | 1989-11-26 |  | 1989-11-26 |  | Currently in Use | Gas (Historical Use) | 8000 | Composite | 1989-11-26 | Fiberglass Reinforced Plastic | Pressurized
4110279 | 7 |  | 1989-11-26 |  | 1989-11-26 |  | Currently in Use | Gas (Historical Use) | 8000 | Composite | 1989-11-26 | Fiberglass Reinforced Plastic | Pressurized
4110279 | 8 |  | 1989-11-26 |  | 1989-11-26 |  | Currently in Use | Gas (Historical Use) | 8000 | Composite | 1989-11-26 | Fiberglass Reinforced Plastic | Pressurized
4110280 | 1 |  | 1999-12-14 | no | 1999-12-14 | no | Temporarily out of use | Diesel | 6000 | Steel-Impressed Current | 1984-03-13 | Steel (Impressed Current) | Pressurized
4110280 | 2 |  | 1999-12-14 | no | 1999-12-14 | no | Temporarily out of use | Gas (Historical Use) | 6000 | Steel-Impressed Current | 1984-03-13 | Steel (Impressed Current) | Pressurized
4110280 | 3 |  | 1999-12-14 | no | 1999-12-14 | no | Temporarily out of use | Gas (Historical Use) | 6000 | Steel-Impressed Current | 1984-03-13 | Steel (Impressed Current) | Pressurized
4110280 | 4 |  | 1999-12-14 | no | 1999-12-14 | no | Temporarily out of use | Gas (Historical Use) | 8000 | Steel-Impressed Current | 1984-03-13 | Steel (Impressed Current) | Pressurized
4110281 | 1 |  | 1995-03-29 |  | 1995-03-29 |  | Removed from Ground | Gas (Historical Use) | 8000 | Steel-Impressed Current | 1984-03-13 | Cathodically Protected | Pressurized
4110281 | 2 |  | 1995-03-29 |  | 1995-03-29 |  | Removed from Ground | Gas (Historical Use) | 8000 | Steel-Impressed Current | 1984-03-13 | Cathodically Protected | Pressurized
4110281 | 3 |  | 1995-03-29 |  | 1995-03-29 |  | Removed from Ground | Gas (Historical Use) | 8000 | Steel-Impressed Current | 1984-03-13 | Cathodically Protected | Pressurized
4110281 | 4 | Flapper Valve | 2002-07-09 | no | 2002-07-09 | no | Currently in Use | E-10 | 15000 | Composite Double Walled | 2002-07-09 | Double-Walled Flex | Pressurized
4110281 | 5 | Flapper Valve | 2002-07-09 | no | 2002-07-09 | no | Currently in Use | E-10 | 12000 | Composite Double Walled | 2002-07-09 | Double-Walled Flex | Pressurized
4110282 | 1 | Flapper Valve | 1996-10-24 | no | 1996-10-24 | no | Currently in Use | E-10 | 10000 | Steel-Impressed Current | 1983-05-07 | Double-Walled Flex | Pressurized
4110282 | 2 | Flapper Valve | 1996-10-24 | no | 1996-10-24 | no | Currently in Use | E-10 | 10000 | Steel-Impressed Current | 1983-05-07 | Double-Walled Flex | Pressurized
4110282 | 3 | Flapper Valve | 1996-10-24 | no | 1996-10-24 | no | Currently in Use | E-10 | 6000 | Steel-Impressed Current | 1983-05-07 | Double-Walled Flex | Pressurized
4110282 | 4 | Flapper Valve | 1996-10-24 | no | 1996-10-24 | no | Currently in Use | Diesel | 4000 | Steel-Impressed Current | 1983-05-07 | Double-Walled Flex | Pressurized
4110283 | 1 |  | 1998-01-20 |  | 1998-01-20 |  | Temporarily out of use | Gas (Historical Use) | 10000 | Cathodically Protected Steel | 1972-05-06 | Cathodically Protected | Pressurized
4110283 | 2 |  | 1998-01-20 |  | 1998-01-20 |  | Currently in Use | Gas (Historical Use) | 10000 | Cathodically Protected Steel | 1972-05-06 | Cathodically Protected | Pressurized
4110283 | 3 |  | 1998-01-20 |  | 1998-01-20 |  | Temporarily out of use | Gas (Historical Use) | 4000 | Cathodically Protected Steel | 1972-05-06 | Cathodically Protected | Pressurized
4110284 | 1 | [5 empty] | Removed from Ground | Gas (Historical Use) | 8000 | Bare Steel | 1978-05-06 | Galvanized Steel | Pressurized
4110284 | 2 | [5 empty] | Removed from Ground | Gas (Historical Use) | 8000 | Bare Steel | 1978-05-06 | Galvanized Steel | Pressurized
4110284 | 3 | [5 empty] | Removed from Ground | Gas (Historical Use) | 6000 | Bare Steel | 1978-05-06 | Galvanized Steel | Pressurized
4110284 | 4 |  | 1996-03-11 |  | 1996-03-11 |  | Removed from Ground | Empty | 10000 | Double Walled | 1996-03-11 | Fiberglass Reinforced Plastic | Pressurized
4110284 | 5 |  | 1996-03-11 |  | 1996-03-11 |  | Removed from Ground | Gas (Historical Use) | 10000 | Double Walled | 1996-03-11 | Fiberglass Reinforced Plastic | Pressurized
4110284 | 6 | Flapper Valve | 2015-04-05 | no | 2015-04-05 | no | Currently in Use | E-10 | 15000 | Fiberglass Double Walled | 2015-04-08 | Double-Walled Flex | Pressurized
4110284 | 7 | Flapper Valve | 2015-04-08 | no | 2015-04-08 | no | Currently in Use | E-10 | 8000 | Fiberglass Double Walled | 2015-04-08 | Double-Walled Flex | Pressurized
4110284 | 8A | Flapper Valve | 2015-04-08 | no | 2015-04-08 | no | Currently in Use | E-0 | 6000 | Fiberglass Double Walled | 2015-04-08 | Double-Walled Flex | Pressurized
4110284 | 8B | Flapper Valve | 2015-04-08 | no | 2015-04-08 | no | Currently in Use | Diesel | 6000 | Fiberglass Double Walled | 2015-04-08 | Double-Walled Flex | Pressurized
4110285 | 1 | [5 empty] | Permanently Out of Use - historical purposes | Diesel | 500 | Bare Steel | 1950-05-05 | Galvanized Steel
4110285 | 2 | [5 empty] | Removed from Ground | Gas (Historical Use) | 2000 | Bare Steel | 1960-05-05 | Galvanized Steel
4110287 | 1 | [5 empty] | Removed from Ground | Gas (Historical Use) | 2000 | Bare Steel | 1975-05-06 | Galvanized Steel | Pressurized
4110287 | 2 | [5 empty] | Removed from Ground | Gas (Historical Use) | 10000 | Bare Steel | 1971-05-08 | Galvanized Steel | Pressurized
4110287 | 3 | [5 empty] | Removed from Ground | Gas (Historical Use) | 4000 | Bare Steel | 1971-05-08 | Galvanized Steel | Pressurized
4110287 | 4 | [5 empty] | Removed from Ground | Gas (Historical Use) | 10000 | Bare Steel | 1971-05-08 | Galvanized Steel | Pressurized
4110287 | 5A |  | 1996-03-01 |  | 1996-03-01 |  | Currently in Use | Gas (Historical Use) | 8000 | Composite | 1996-03-01 | Fiberglass Reinforced Plastic | Pressurized
4110287 | 5B |  | 1996-03-01 |  | 1996-03-01 |  | Currently in Use | Gas (Historical Use) | 6000 | Composite | 1996-03-01 | Fiberglass Reinforced Plastic | Pressurized
4110287 | 6 | Flapper Valve | 2008-03-01 | no | 2008-03-01 | no | Currently in Use | Diesel | 2000 | Composite | 2008-03-01 | Fiberglass Reinforced Plastic | Safe Suction (Euro)
4110288 | 1 |  | 1999-05-05 |  | 1999-05-05 |  | Currently in Use | Gas (Historical Use) | 6000 | Steel-Impressed Current | 1982-02-12 | Fiberglass Reinforced Plastic | Pressurized
4110288 | 2 |  | 1999-05-05 |  | 1999-05-05 |  | Currently in Use | Gas (Historical Use) | 6000 | Steel-Impressed Current | 1982-02-12 | Fiberglass Reinforced Plastic | Pressurized
4110288 | 3 |  | 1999-05-05 |  | 1999-05-05 |  | Currently in Use | Gas (Historical Use) | 6000 | Steel-Impressed Current | 1982-02-12 | Fiberglass Reinforced Plastic | Pressurized
4110290 | 1 | [5 empty] | Removed from Ground | Empty | 15000 | Marked Unknown | 1970-01-01 | Bare Steel | Suction (American)
4110290 | 2 | [5 empty] | Removed from Ground | Empty | 5000 | Marked Unknown | 1970-01-01 | Bare Steel | Suction (American)
4110291 | 1 | [5 empty] | Removed from Ground | Gas (Historical Use) | 3000 | Bare Steel | 1970-05-05 | Bare Steel
4110291 | 2 | [5 empty] | Removed from Ground | Diesel | 20000 | Bare Steel | 1972-05-05 | Bare Steel
4110291 | 3 |  | 1989-03-22 |  | 1989-03-22 |  | Permanently Out of Use - historical purposes | Diesel | 20000 | Cathodically Protected Steel | 1989-03-22 | Fiberglass Reinforced Plastic | Safe Suction (Euro)
4110292 | 1 | Overfill Alarm | 1997-01-01 | no | 1997-01-01 | no | Currently in Use | Diesel | 20000 | Fiberglass | 1991-01-01 | Double-Walled Fiberglass | Suction (American)
4110292 | 2 | [5 empty] | Removed from Ground | Other | 30000 | Bare Steel | 1973-05-06 | Cathodically Protected
4110292 | 3 | [5 empty] | Removed from Ground | Diesel | 30000 | Cathodically Protected Steel | 1973-05-06 | Cathodically Protected
4110296 | 1 | [5 empty] | Removed from Ground | Diesel | 10000 | Bare Steel | 1971-04-11 | Bare Steel | Pressurized
4110296 | 2 |  |  | yes |  | yes | Removed from Ground | Used Oil | 1000 | Bare Steel | 1971-04-11 | Bare Steel | Gravity Fed
4110296 | 3 | [5 empty] | Removed from Ground | Gas (Historical Use) | 1000 | Bare Steel | 1971-04-11 | Bare Steel | Pressurized
4110296 | 4 | [5 empty] | Removed from Ground | Diesel | 8000 | Bare Steel | 1971-04-11 | Bare Steel | Pressurized
4110297 | 1 | [5 empty] | Removed from Ground | Diesel | 3000 | Cathodically Protected Steel | 1971-05-05 | Galvanized Steel
4110297 | 2 | [5 empty] | Removed from Ground | Diesel | 3000 | Cathodically Protected Steel | 1971-05-05 | Galvanized Steel
4110297 | 3 | [5 empty] | Removed from Ground | Diesel | 3000 | Cathodically Protected Steel | 1971-05-05 | Galvanized Steel
4110297 | 4 | [5 empty] | Removed from Ground | Diesel | 3000 | Cathodically Protected Steel | 1971-05-05 | Galvanized Steel
4110297 | 5 | [5 empty] | Removed from Ground | Gas (Historical Use) | 2000 | Cathodically Protected Steel | 1971-05-05 | Galvanized Steel
4110298 | 1 | [5 empty] | Closed in Ground | Gas (Historical Use) | 1000 | Bare Steel | 1957-04-17 | Galvanized Steel
4110298 | 2 | [5 empty] | Closed in Ground | Other | 1 | Marked Unknown | 1978-06-01 | Not Marked
4110299 | 1 | [5 empty] | Removed from Ground | Gas (Historical Use) | 1500 | Marked Unknown | 1996-04-12 | Unknown
4110299 | 2 |  |  | yes |  | yes | Removed from Ground | Used Oil | 1000 | Marked Unknown | 1993-10-01 | Unknown
4110299 | 3 |  |  | no |  | no | Removed from Ground | Not Marked/Tank Removed | 450 | Unknown | 2003-06-24 | Unknown
4110299 | 4 |  |  | no |  | no | Removed from Ground | Not Marked/Tank Removed | 900 | Unknown | 2003-06-24
4110299 | 5 |  |  | no |  | no | Removed from Ground | Not Marked/Tank Removed | 500 | Unknown | 2003-06-24
4110300 | 1 | [5 empty] | Removed from Ground | Gas (Historical Use) | 5000 | Bare Steel | 1985-01-01 | Galvanized Steel
4110300 | 2 | [5 empty] | Removed from Ground | Gas (Historical Use) | 5000 | Bare Steel | 1985-01-01 | Galvanized Steel
4110300 | 3 | [5 empty] | Removed from Ground | Gas (Historical Use) | 2000 | Bare Steel | 1985-01-01 | Galvanized Steel
4110300 | 4 | [5 empty] | Removed from Ground | Gas (Historical Use) | 5000 | Bare Steel | 1985-01-01 | Galvanized Steel
4110300 | 5 | [5 empty] | Removed from Ground | Gas (Historical Use) | 5000 | Bare Steel | 1985-01-01 | Galvanized Steel
4110300 | 6 | [5 empty] | Removed from Ground | Gas (Historical Use) | 1000 | Bare Steel | 1985-01-01 | Galvanized Steel
4110300 | 7 | [5 empty] | Removed from Ground | Diesel | 2000 | Bare Steel | 1980-01-01 | Not Marked
4110301 | 1 | [5 empty] | Removed from Ground | Gas (Historical Use) | 6000 | Cathodically Protected Steel | 1966-05-01 | Galvanized Steel
4110301 | 2 | [5 empty] | Removed from Ground | Gas (Historical Use) | 6000 | Cathodically Protected Steel | 1966-05-01 | Galvanized Steel
4110301 | 3 | [5 empty] | Removed from Ground | Gas (Historical Use) | 3000 | Cathodically Protected Steel | 1966-05-01 | Galvanized Steel
4110301 | 5 |  |  | yes |  | yes | Closed in Ground | Used Oil | 560 | Cathodically Protected Steel | 1966-05-01 | Galvanized Steel | Gravity Fed
4110301 | 6 | Ball Float | 1991-03-04 | no | 1991-03-04 | no | Currently in Use | Diesel | 6000 | Composite | 1991-03-21 | Fiberglass Reinforced Plastic | Pressurized
4110301 | 7 | Ball Float | 1991-03-04 | no | 1991-03-04 | no | Currently in Use | E-10 | 6000 | Composite | 1991-03-21 | Fiberglass Reinforced Plastic | Pressurized
4110301 | 8 | Ball Float | 1991-03-04 | no | 1991-03-04 | no | Currently in Use | E-10 | 8000 | Composite | 1991-03-21 | Fiberglass Reinforced Plastic | Pressurized
4110302 | 1 | [5 empty] | Removed from Ground | Gas (Historical Use) | 500 | Bare Steel | 1956-04-29 | Galvanized Steel
4110302 | 2 | [5 empty] | Removed from Ground | Gas (Historical Use) | 500 | Bare Steel | 1956-04-29 | Galvanized Steel
4110303 | 1 | [5 empty] | Removed from Ground | Gas (Historical Use) | 3000 | Bare Steel | 1968-05-08 | Bare Steel
4110304 | 1 | Flapper Valve | 1990-09-15 | no | 1990-09-15 | no | Currently in Use | E-10 | 10000 | Galvanic (STIP-3) | 1990-09-13 | Fiberglass Reinforced Plastic | Pressurized
4110304 | 2 | Flapper Valve | 1990-09-15 | no | 1990-09-15 | no | Currently in Use | Diesel | 10000 | Galvanic (STIP-3) | 1990-09-14 | Fiberglass Reinforced Plastic | Pressurized
4110306 | 1 | [5 empty] | Closed in Ground | Diesel | 3008 | Bare Steel | 1974-05-01 | Bare Steel | Pressurized
4110306 | 10 |  | 1998-08-17 |  | 1998-08-17 |  | Currently in Use | Diesel | 6000 | Fiberglass Double Walled | 1998-08-17 | Fiberglass Reinforced Plastic | Pressurized
4110306 | 11 |  | 1998-08-17 |  | 1998-08-17 |  | Currently in Use | Gas (Historical Use) | 4000 | Fiberglass Double Walled | 1998-08-17 | Fiberglass Reinforced Plastic | Pressurized
4110306 | 2 | [5 empty] | Removed from Ground | Diesel | 10037 | Bare Steel | 1977-05-01 | Bare Steel | Suction (American)
4110306 | 3 | [5 empty] | Removed from Ground | Gas (Historical Use) | 6048 | Bare Steel | 1976-05-01 | Bare Steel | Pressurized
4110306 | 4 | [5 empty] | Removed from Ground | Diesel | 500 | Bare Steel | 1979-01-01 | Unknown
4110306 | 5 | [5 empty] | Closed in Ground | Kerosene | 2000 | Bare Steel | 1956-05-01 | Bare Steel | Pressurized
4110306 | 6 | [5 empty] | Removed from Ground | Gas (Historical Use) | 500 | Bare Steel | 1968-01-01 | Bare Steel
4110306 | 7 | [5 empty] | Removed from Ground | Gas (Historical Use) | 275 | Bare Steel | 1961-12-01 | Bare Steel
4110306 | 8 |  |  | yes |  | yes | Closed in Ground | Used Oil | 4512 | Bare Steel | 1948-01-01 | Bare Steel | Pressurized
4110306 | 9 | [5 empty] | Removed from Ground | Diesel | 1500 | Bare Steel | 1948-01-01 | Unknown
4110308 | 1 |  | 1997-01-01 |  | 1997-01-01 |  | Currently in Use | Gas (Historical Use) | 10000 | Steel-Impressed Current | 1976-05-05 | Cathodically Protected | Pressurized
4110308 | 2 |  | 1997-01-01 |  | 1997-01-01 |  | Currently in Use | Gas (Historical Use) | 10000 | Steel-Impressed Current | 1976-05-05 | Cathodically Protected | Pressurized
4110308 | 3 |  | 1997-01-01 |  | 1997-01-01 |  | Currently in Use | Diesel | 10000 | Steel-Impressed Current | 1976-05-05 | Cathodically Protected | Pressurized
4110309 | 1 | [5 empty] | Removed from Ground | Gas (Historical Use) | 10000 | Bare Steel | 1985-05-01 | Galvanized Steel | Pressurized
4110309 | 1A |  | 1995-08-01 |  | 1995-08-01 |  | Currently in Use | Gas (Historical Use) | 10000 | Composite | 1995-08-01 | Fiberglass Reinforced Plastic | Pressurized
4110309 | 2 | [5 empty] | Removed from Ground | Gas (Historical Use) | 10000 | Bare Steel | 1985-05-01 | Galvanized Steel | Pressurized
4110309 | 2A |  | 1995-08-01 |  | 1995-08-01 |  | Currently in Use | Gas (Historical Use) | 15000 | Composite | 1995-08-01 | Fiberglass Reinforced Plastic | Pressurized
4110309 | 3 | [5 empty] | Removed from Ground | Gas (Historical Use) | 8000 | Bare Steel | 1985-05-05 | Galvanized Steel | Pressurized
4110310 | 1 |  | 1997-07-25 |  | 1997-07-25 |  | Removed from Ground | Gas (Historical Use) | 8000 | Steel-Impressed Current | 1966-05-03 | Cathodically Protected | Pressurized
4110310 | 2 |  | 1997-07-25 |  | 1997-07-25 |  | Removed from Ground | Gas (Historical Use) | 8000 | Steel-Impressed Current | 1966-05-03 | Cathodically Protected | Pressurized
4110310 | 3 |  | 1997-07-25 |  | 1997-07-25 |  | Removed from Ground | Gas (Historical Use) | 2000 | Steel-Impressed Current | 1966-05-03 | Cathodically Protected | Suction (American)
4110310 | 4 |  |  | yes |  | yes | Closed in Ground | Used Oil | 560 | Bare Steel | 1966-05-03 | Galvanized Steel
4110311 | 1 |  | 1998-12-03 |  | 1998-12-03 |  | Removed from Ground | Gas (Historical Use) | 8000 | Steel-Impressed Current | 1966-05-03 | Cathodically Protected | Pressurized
4110311 | 2 |  | 1998-12-03 |  | 1998-12-03 |  | Removed from Ground | Gas (Historical Use) | 8000 | Steel-Impressed Current | 1966-05-03 | Cathodically Protected | Pressurized
4110311 | 3 |  | 1998-12-03 |  | 1998-12-03 |  | Removed from Ground | Diesel | 10000 | Steel-Impressed Current | 1966-05-03 | Cathodically Protected | Suction (American)
4110311 | 4 |  | 1998-12-03 |  | 1998-12-03 |  | Removed from Ground | Kerosene | 2000 | Steel-Impressed Current | 1966-05-03 | Cathodically Protected | Suction (American)
4110311 | 5 |  | 1998-12-03 |  | 1998-12-03 |  | Removed from Ground | Gas (Historical Use) | 8000 | Steel-Impressed Current | 1977-05-03 | Cathodically Protected | Pressurized
4110311 | 6 |  |  | yes |  | yes | Removed from Ground | Used Oil | 560 | Bare Steel | 1966-05-03 | Galvanized Steel
4110311 | 7 | [5 empty] | Removed from Ground | Diesel | 560 | Bare Steel | 1966-05-03 | Galvanized Steel
4110312 | 1 |  | 1998-06-30 |  | 1998-06-30 |  | Currently in Use | Gas (Historical Use) | 10000 | Steel-Impressed Current | 1966-05-03 | Cathodically Protected | Pressurized
4110312 | 2 |  | 1998-06-30 |  | 1998-06-30 |  | Currently in Use | Gas (Historical Use) | 10000 | Steel-Impressed Current | 1966-05-03 | Cathodically Protected | Pressurized
4110313 | 1 | [5 empty] | Removed from Ground | Gas (Historical Use) | 10000 | Bare Steel | 1966-05-03 | Galvanized Steel
4110313 | 2 | [5 empty] | Removed from Ground | Gas (Historical Use) | 10000 | Bare Steel | 1966-05-03 | Galvanized Steel
4110314 | 1 | [5 empty] | Removed from Ground | Gas (Historical Use) | 6000 | Bare Steel | 1966-05-03 | Fiberglass Reinforced Plastic | Pressurized
4110314 | 2 | [5 empty] | Removed from Ground | Gas (Historical Use) | 3000 | Bare Steel | 1966-05-03 | Fiberglass Reinforced Plastic | Pressurized
4110314 | 3 | [5 empty] | Removed from Ground | Gas (Historical Use) | 3000 | Bare Steel | 1966-05-03 | Fiberglass Reinforced Plastic | Pressurized
4110314 | 4 | [5 empty] | Removed from Ground | Gas (Historical Use) | 3000 | Bare Steel | 1977-05-03 | Galvanized Steel
4110314 | 5 | [5 empty] | Removed from Ground | Gas (Historical Use) | 1000 | Bare Steel | 1966-05-03 | Galvanized Steel
4110315 | 1 |  | 1998-11-01 |  | 1998-11-01 |  | Temporarily out of use | Gas (Historical Use) | 8000 | Steel-Impressed Current | 1966-05-03 | Cathodically Protected | Pressurized
4110315 | 2 |  | 1998-11-01 |  | 1998-11-01 |  | Temporarily out of use | Gas (Historical Use) | 8000 | Steel-Impressed Current | 1966-05-03 | Cathodically Protected | Pressurized
4110315 | 3 |  | 1998-11-01 |  | 1998-11-01 |  | Temporarily out of use | Gas (Historical Use) | 8000 | Steel-Impressed Current | 1966-05-03 | Cathodically Protected | Pressurized
4110317 | 1 | [5 empty] | Removed from Ground | Gas (Historical Use) | 2000 | Bare Steel | 1966-05-05 | Galvanized Steel
4110317 | 10 | [5 empty] | Removed from Ground | Gas (Historical Use) | 560 | Bare Steel | 1975-01-01 | Bare Steel | Suction (American)
4110317 | 2 | [5 empty] | Removed from Ground | Gas (Historical Use) | 3000 | Bare Steel | 1966-05-05 | Galvanized Steel
4110317 | 3 | [5 empty] | Removed from Ground | Gas (Historical Use) | 3000 | Bare Steel | 1966-05-05 | Galvanized Steel
4110317 | 4 | [5 empty] | Removed from Ground | Gas (Historical Use) | 4000 | Bare Steel | 1966-05-05 | Galvanized Steel
4110317 | 5 |  |  | yes |  | yes | Removed from Ground | Used Oil | 250 | Bare Steel | 1966-05-05 | Galvanized Steel
4110317 | 6 | [5 empty] | Removed from Ground | Gas (Historical Use) | 4010 | Bare Steel | 1975-01-01 | Bare Steel | Suction (American)
4110317 | 7 | [5 empty] | Removed from Ground | Gas (Historical Use) | 3008 | Bare Steel | 1975-01-01 | Bare Steel | Suction (American)
4110317 | 8 | [5 empty] | Removed from Ground | Gas (Historical Use) | 3008 | Bare Steel | 1975-01-01 | Bare Steel | Suction (American)
4110317 | 9 | [5 empty] | Removed from Ground | Gas (Historical Use) | 2005 | Bare Steel | 1975-01-01 | Bare Steel | Suction (American)
4110319 | 1 | [5 empty] | Removed from Ground | Gas (Historical Use) | 10000 | Bare Steel | 1966-05-05 | Galvanized Steel
4110319 | 2 | [5 empty] | Removed from Ground | Gas (Historical Use) | 10000 | Bare Steel | 1966-05-05 | Galvanized Steel
4110320 | 1 | [5 empty] | Removed from Ground | Gas (Historical Use) | 12000 | Bare Steel | 1966-05-06 | Galvanized Steel
4110320 | 2 | [5 empty] | Removed from Ground | Gas (Historical Use) | 12000 | Bare Steel | 1966-05-06 | Galvanized Steel
4110320 | 3 | [5 empty] | Removed from Ground | Gas (Historical Use) | 5000 | Bare Steel | 1966-05-06 | Galvanized Steel
4110320 | 4 | [5 empty] | Removed from Ground | Gas (Historical Use) | 5000 | Bare Steel | 1966-05-06 | Galvanized Steel
4110324 | 1 | Flapper Valve | 1998-12-20 | no | 1998-12-20 | no | Temporarily out of use | E-10 | 4000 | Steel-Impressed Current | 1968-05-05 |  | Suction (American)
4110324 | 2 |  | 1998-12-20 | no | 1998-12-20 | no | Temporarily out of use | E-10 | 4000 | Steel-Impressed Current | 1968-05-05 |  | Suction (American)
4110324 | 3 | Flapper Valve | 1998-12-20 | no | 1998-12-20 | no | Temporarily out of use | E-10 | 4000 | Steel-Impressed Current | 1968-05-05 | Steel (Impressed Current) | Suction (American)
4110324 | 4 | Flapper Valve | 1998-12-20 | no | 1998-12-20 | no | Temporarily out of use | E-10 | 4000 | Steel-Impressed Current | 1968-05-05 |  | Suction (American)
4110326 | 1 | [5 empty] | Removed from Ground | Gas (Historical Use) | 4010 | Bare Steel | 1966-05-05 | Galvanized Steel | Suction (American)
4110326 | 2 | [5 empty] | Removed from Ground | Gas (Historical Use) | 2980 | Bare Steel | 1966-05-05 | Galvanized Steel | Suction (American)
4110326 | 3 | [5 empty] | Removed from Ground | Gas (Historical Use) | 4010 | Bare Steel | 1966-05-05 | Galvanized Steel | Suction (American)
4110326 | 4 | [5 empty] | Removed from Ground | Gas (Historical Use) | 2980 | Bare Steel | 1966-05-05 | Galvanized Steel | Suction (American)
4110326 | 5 | [5 empty] | Removed from Ground | Gas (Historical Use) | 2980 | Bare Steel | 1966-05-05 | Galvanized Steel | Safe Suction (Euro)
4110326 | 6A | Ball Float | 1998-11-01 | no | 1998-11-01 | no | Currently in Use | E-10 | 18 | Epoxy | 1998-11-01 |  | Pressurized
4110326 | 6B | Ball Float | 1998-11-01 | no | 1998-11-01 | no | Currently in Use | E-10 | 18 | Epoxy | 1998-11-01
4110326 | 7 | Ball Float | 1998-11-01 | no | 1998-11-01 | no | Currently in Use | Diesel | 18 | Epoxy | 1998-11-01 |  | Pressurized
4110327 | 1 |  | 1998-08-14 |  | 1998-08-14 |  | Temporarily out of use | Gas (Historical Use) | 6000 | Steel-Impressed Current | 1975-06-01 | Fiberglass Reinforced Plastic | Suction (American)
4110327 | 2 |  | 1998-08-14 |  | 1998-08-14 |  | Temporarily out of use | Gas (Historical Use) | 6000 | Steel-Impressed Current | 1975-06-01 | Fiberglass Reinforced Plastic | Suction (American)
4110327 | 3 |  | 1998-08-14 |  | 1998-08-14 |  | Temporarily out of use | Diesel | 3000 | Steel-Impressed Current | 1975-06-01 | Fiberglass Reinforced Plastic | Suction (American)
4110327 | 4 |  | 1998-08-14 |  | 1998-08-14 |  | Temporarily out of use | Gas (Historical Use) | 6000 | Steel-Impressed Current | 1975-03-01 | Fiberglass Reinforced Plastic | Suction (American)
4110328 | 1 | [5 empty] | Permanently Out of Use - historical purposes | Gas (Historical Use) | 2000 | Bare Steel | 1983-05-06 | Unknown
4110329 | 1 | [5 empty] | Removed from Ground | Empty | 4000 | Bare Steel | 1998-07-01 | Bare Steel | Suction (American)
4110329 | 2 | [5 empty] | Removed from Ground | Empty | 4000 | Bare Steel | 1998-07-01 | Bare Steel | Suction (American)
4110329 | 3A | [5 empty] | Removed from Ground | Empty | 3000 | Bare Steel | 1998-07-01 | Bare Steel | Suction (American)
4110329 | 3B | [5 empty] | Removed from Ground | Empty | 3000 | Bare Steel | 1998-07-01 | Unknown | Suction (American)
4110330 | 1 | [5 empty] | Closed in Ground | Gas (Historical Use) | 1000 | Bare Steel | 1966-05-05 | Unknown
4110330 | 2 | [5 empty] | Closed in Ground | Gas (Historical Use) | 1000 | Bare Steel | 1966-05-05 | Unknown
4110332 | 1 | [5 empty] | Removed from Ground | Gas (Historical Use) | 10000 | Bare Steel | 1974-05-05 | Bare Steel | Pressurized
4110332 | 2 | [5 empty] | Removed from Ground | Diesel | 10000 | Bare Steel | 1974-05-05 | Galvanized Steel | Pressurized
4110332 | 3 | [5 empty] | Removed from Ground | Diesel | 10000 | Bare Steel | 1974-05-05 | Not Marked
4110332 | 4 | [5 empty] | Removed from Ground | Other | 6000 | Bare Steel | 1974-05-05 | Bare Steel | Suction (American)
4110332 | 5 |  |  | yes |  | yes | Removed from Ground | Used Oil | 4000 | Bare Steel | 1974-05-05 | Bare Steel | Gravity Fed
4110332 | 6 | [5 empty] | Removed from Ground | Diesel | 10000 | Bare Steel | 1974-05-05 | Not Marked
4110332 | 7 |  | 1995-12-01 |  | 1995-12-01 |  | Currently in Use | Diesel | 20000 | Double Walled | 1996-01-01 | Fiberglass Reinforced Plastic | Pressurized
4110333 | 4 |  | 1989-01-01 |  | 1989-01-01 |  | Currently in Use | Gas (Historical Use) | 7896 | Cathodically Protected Steel | 1969-04-05 | Fiberglass Reinforced Plastic | Pressurized
4110333 | 5 |  | 1989-01-01 |  | 1989-01-01 |  | Currently in Use | Gas (Historical Use) | 7896 | Cathodically Protected Steel | 1969-04-05 | Fiberglass Reinforced Plastic | Pressurized
4110333 | 6 |  | 1989-01-01 |  | 1989-01-01 |  | Currently in Use | Gas (Historical Use) | 7896 | Cathodically Protected Steel | 1969-04-05 | Fiberglass Reinforced Plastic | Pressurized
4110333 | 7 |  | 1989-01-01 |  | 1989-01-01 |  | Temporarily out of use | Diesel | 7896 | Cathodically Protected Steel | 1985-04-05 | Fiberglass Reinforced Plastic | Pressurized
4110333 | 5 | [5 empty] | Removed from Ground | Used Oil | 550 | Not Marked/Unknown | 1967-04-05 | Not Marked
4110334 | 1 | [5 empty] | Removed from Ground | Other | 10000 | Bare Steel | 1970-05-05 | Unknown
4110334 | 2 | [5 empty] | Removed from Ground | Other | 10000 | Bare Steel | 1970-05-05 | Unknown
4110334 | 3 | [5 empty] | Removed from Ground | Other | 10000 | Bare Steel | 1970-05-05 | Unknown
4110334 | 4 | [5 empty] | Removed from Ground | Other | 10000 | Bare Steel | 1970-05-05 | Unknown
4110334 | 5 | [5 empty] | Removed from Ground | Gas (Historical Use) | 1000 | Bare Steel | 1970-05-05 | Unknown
4110334 | 6 | Flapper Valve | 1997-02-05 | no | 1997-02-05 | no | Currently in Use | Regular | 1000 | Composite | 1997-02-05 | Fiberglass Reinforced Plastic | Safe Suction (Euro)
4110335 | 1 | [5 empty] | Removed from Ground | Gas (Historical Use) | 10000 | Bare Steel | 1967-04-22 | Bare Steel | Safe Suction (Euro)
4110336 | 1 | Flapper Valve | 1991-07-01 | no | 1991-07-01 | no | Currently in Use | Diesel | 10000 | Composite | 1991-07-01 | Fiberglass Reinforced Plastic | Safe Suction (Euro)
4110338 | 1 | [5 empty] | Removed from Ground | Diesel | 8000 | Bare Steel | 1967-05-02 | Galvanized Steel
4110338 | 2 | [5 empty] | Removed from Ground | Diesel | 4000 | Bare Steel | 1973-05-01 | Galvanized Steel
4110339 | 1 | [5 empty] | Removed from Ground | Other | 8000 | Bare Steel | 1976-05-05 | Unknown
4110340 | 1 |  |  | yes |  | yes | Removed from Ground | Used Oil | 1 | Bare Steel |  | Unknown
4110341 | 1 |  |  | yes |  | yes | Removed from Ground | Used Oil | 500 | Bare Steel | 1976-04-15 | Bare Steel
4110342 | 1 | [5 empty] | Removed from Ground | Gas (Historical Use) | 10000 | Fiberglass | 1981-05-05 | Fiberglass Reinforced Plastic
4110342 | 2 | [5 empty] | Removed from Ground | Gas (Historical Use) | 10000 | Fiberglass | 1981-05-05 | Fiberglass Reinforced Plastic
4110342 | 3 | [5 empty] | Removed from Ground | Gas (Historical Use) | 10000 | Fiberglass | 1981-05-05 | Fiberglass Reinforced Plastic
4110342 | 4 | [5 empty] | Removed from Ground | Diesel | 6000 | Fiberglass | 1981-05-05 | Fiberglass Reinforced Plastic
4110342 | 5 | [5 empty] | Removed from Ground | Diesel | 3000 | Fiberglass | 1991-07-12 | Galvanized Steel
4110343 | 1 | Ball Float | 1979-01-01 | no | 1979-01-01 | no | Removed from Ground | Gas (Historical Use) | 12000 | Galvanic (STIP-3) | 1979-05-05 | Galvanized Steel | Pressurized
4110343 | 2 | Ball Float | 2000-03-01 | no | 1979-01-01 | no | Removed from Ground | Gas (Historical Use) | 12000 | Galvanic (STIP-3) | 1979-05-05 | Galvanized Steel | Pressurized
4110343 | 3 |  | 2000-03-01 |  | 1979-01-01 |  | Closed in Ground | Gas (Historical Use) | 12000 | Galvanic (STIP-3) | 1979-05-05 | Galvanized Steel | Pressurized
4110343 | 4 | Ball Float | 2000-03-01 | no | 1979-01-01 | no | Removed from Ground | Gas (Historical Use) | 12000 | Galvanic (STIP-3) | 1979-05-05 | Galvanized Steel | Pressurized
4110345 | 1 | [5 empty] | Removed from Ground | Empty | 1000 | Marked Unknown | 1978-05-05 | Unknown
4110345 | 2 | [5 empty] | Removed from Ground | Empty | 1000 | Marked Unknown | 1978-05-05 | Unknown
4110345 | 3 | [5 empty] | Removed from Ground | Diesel | 10000 | Marked Unknown | 1978-05-05 | Unknown
4110345 | 4 | [5 empty] | Removed from Ground | Other | 10000 | Marked Unknown | 1978-05-05 | Unknown
4110347 | 1 |  | 1997-01-27 |  | 1997-01-27 |  | Temporarily out of use | Gas (Historical Use) | 6000 | Steel-Impressed Current | 1981-05-01 | Cathodically Protected | Safe Suction (Euro)
4110347 | 2 |  | 1997-01-27 |  | 1997-01-27 |  | Temporarily out of use | Gas (Historical Use) | 6000 | Steel-Impressed Current | 1981-05-01 | Cathodically Protected | Safe Suction (Euro)
4110347 | 3 |  | 1997-01-27 |  | 1997-01-27 |  | Temporarily out of use | Gas (Historical Use) | 4000 | Steel-Impressed Current | 1981-05-01 | Fiberglass Reinforced Plastic | Safe Suction (Euro)
4110348 | 1 |  | 1996-05-15 |  | 1996-05-15 |  | Removed from Ground | Gas (Historical Use) | 8000 | Not Marked/Unknown | 1970-05-01 | Fiberglass Reinforced Plastic | Pressurized
4110348 | 2 |  | 1996-05-15 |  | 1996-05-15 |  | Removed from Ground | Gas (Historical Use) | 6000 | Not Marked/Unknown | 1970-05-01 | Fiberglass Reinforced Plastic | Pressurized
4110348 | 3 |  | 1996-05-15 |  | 1996-05-15 |  | Removed from Ground | Gas (Historical Use) | 5000 | Not Marked/Unknown | 1970-05-01 | Fiberglass Reinforced Plastic | Pressurized
4110348 | 4 |  | 1996-05-15 |  | 1996-05-15 |  | Removed from Ground | Gas (Historical Use) | 6000 | Not Marked/Unknown | 1970-05-01 | Fiberglass Reinforced Plastic | Pressurized
4110349 | 3 | [5 empty] | Removed from Ground | Gas (Historical Use) | 500 | Cathodically Protected Steel | 1983-05-07 | Cathodically Protected
4110349 | 5 | [5 empty] | Removed from Ground | Gas (Historical Use) | 10000 | Cathodically Protected Steel | 1973-05-06 | Cathodically Protected
4110351 | 1 | [5 empty] | Removed from Ground | Gas (Historical Use) | 8000 | Bare Steel | 1983-05-01 | Galvanized Steel | Pressurized
4110351 | 2 | [5 empty] | Removed from Ground | Gas (Historical Use) | 8000 | Bare Steel | 1983-05-01 | Galvanized Steel | Pressurized
4110351 | 3 | [5 empty] | Removed from Ground | Gas (Historical Use) | 6000 | Bare Steel | 1983-05-01 | Galvanized Steel | Pressurized
4110352 | 1 | [5 empty] | Removed from Ground | Gas (Historical Use) | 8000 | Bare Steel | 1983-05-02 | Galvanized Steel | Pressurized
4110352 | 2 | [5 empty] | Removed from Ground | Gas (Historical Use) | 8000 | Bare Steel | 1983-05-02 | Galvanized Steel | Pressurized
4110352 | 3 | [5 empty] | Removed from Ground | Gas (Historical Use) | 6000 | Bare Steel | 1983-05-02 | Galvanized Steel | Pressurized
4110353 | 1 | Flapper Valve | 1983-05-01 | no | 1983-05-01 | no | Currently in Use | E-10 | 8000 | Steel-Impressed Current | 1983-05-02 | Double-Walled Fiberglass | Safe Suction (Euro)
4110353 | 2 | Flapper Valve | 1983-05-01 | no | 1983-05-01 | no | Currently in Use | E-10 | 8000 | Steel-Impressed Current | 1983-05-02 |  | Safe Suction (Euro)
4110353 | 3 | Flapper Valve | 1983-05-01 | no | 1983-05-01 | no | Currently in Use | E-10 | 6000 | Steel-Impressed Current | 1983-05-02 | Double-Walled Fiberglass | Pressurized
4110354 | 1 | [5 empty] | Removed from Ground | Gas (Historical Use) | 8000 | Bare Steel | 1982-05-01 | Galvanized Steel
4110354 | 2 | [5 empty] | Removed from Ground | Gas (Historical Use) | 8000 | Bare Steel | 1982-05-01 | Galvanized Steel
4110354 | 3 | [5 empty] | Removed from Ground | Gas (Historical Use) | 6000 | Bare Steel | 1982-05-01 | Galvanized Steel
4110356 | 1 |  | 1998-05-27 |  | 1998-05-27 |  | Currently in Use | Gas (Historical Use) | 8000 | Steel-Impressed Current | 1983-05-02 | Cathodically Protected | Pressurized
4110356 | 2 |  | 1998-05-27 |  | 1998-05-27 |  | Currently in Use | Gas (Historical Use) | 8000 | Steel-Impressed Current | 1983-05-02 | Cathodically Protected | Pressurized
4110356 | 3 |  | 1998-05-27 |  | 1998-05-27 |  | Currently in Use | Gas (Historical Use) | 8000 | Steel-Impressed Current | 1983-05-02 | Cathodically Protected | Pressurized
4110357 | 1 |  | 1998-01-01 |  | 1998-01-01 |  | Removed from Ground | Gas (Historical Use) | 8000 | Steel-Impressed Current | 1984-05-01 | Cathodically Protected | Pressurized
4110357 | 2 |  | 1998-01-01 |  | 1998-01-01 |  | Removed from Ground | Gas (Historical Use) | 8000 | Steel-Impressed Current | 1984-05-01 | Cathodically Protected | Pressurized
4110357 | 3 |  | 1998-01-01 |  | 1998-01-01 |  | Removed from Ground | Gas (Historical Use) | 8000 | Steel-Impressed Current | 1984-05-01 | Cathodically Protected | Pressurized
4110358 | 1 |  | 1997-08-01 |  | 1997-08-01 |  | Currently in Use | Gas (Historical Use) | 10000 | Steel-Impressed Current | 1987-08-01 | Fiberglass Reinforced Plastic | Pressurized
4110358 | 2 |  | 1997-08-01 |  | 1997-08-01 |  | Currently in Use | Gas (Historical Use) | 10000 | Steel-Impressed Current | 1987-08-01 | Fiberglass Reinforced Plastic | Pressurized
4110358 | 3 |  | 1997-08-01 |  | 1997-08-01 |  | Currently in Use | Gas (Historical Use) | 8000 | Steel-Impressed Current | 1985-05-01 | Fiberglass Reinforced Plastic | Pressurized
4110359 | 1 | [5 empty] | Removed from Ground | Gas (Historical Use) | 3000 | Bare Steel | 1974-05-06 | Galvanized Steel
4110359 | 2 | [5 empty] | Removed from Ground | Diesel | 3000 | Bare Steel | 1974-05-06 | Galvanized Steel
4110359 | 3 | [5 empty] | Removed from Ground | Diesel | 5000 | Bare Steel | 1974-05-06 | Galvanized Steel
4110359 | 4 | [5 empty] | Closed in Ground | Diesel | 0 | Bare Steel | 1976-06-01 | Galvanized Steel
4110361 | 1 | [5 empty] | Removed from Ground | Diesel | 3000 | Epoxy | 1971-12-08 | Galvanized Steel
4110361 | 2 | [5 empty] | Removed from Ground | Diesel | 1000 | Not Marked/Unknown |  | Not Marked
4110362 | 1 | [5 empty] | Removed from Ground | Gas (Historical Use) | 2000 | Bare Steel | 1966-05-06 | Unknown
4110363 | 1 | [5 empty] | Closed in Ground | Empty | 6600 | Bare Steel | 1949-05-06 | Galvanized Steel
4110363 | 2 |  | 1989-10-01 |  | 1989-10-01 |  | Removed from Ground | Gas (Historical Use) | 10000 | Fiberglass | 1973-05-06 | Fiberglass Reinforced Plastic | Pressurized
4110363 | 3 |  | 1989-10-01 |  | 1989-10-01 |  | Removed from Ground | Diesel | 10000 | Fiberglass | 1973-05-06 | Fiberglass Reinforced Plastic | Pressurized
4110364 | 1 | [5 empty] | Removed from Ground | Diesel | 12000 | Bare Steel | 1979-04-16 | Galvanized Steel
4110365 | 1 | [5 empty] | Removed from Ground | Gas (Historical Use) | 5000 | Bare Steel | 1965-04-22 | Galvanized Steel | Safe Suction (Euro)
4110365 | 2 | [5 empty] | Removed from Ground | Gas (Historical Use) | 5000 | Bare Steel | 1965-04-22 | Galvanized Steel | Safe Suction (Euro)
4110365 | 3 | [5 empty] | Removed from Ground | Gas (Historical Use) | 3000 | Bare Steel | 1965-04-22 | Galvanized Steel | Safe Suction (Euro)
4110365 | 4 |  |  | yes |  | yes | Removed from Ground | Used Oil | 500 | Bare Steel | 1965-04-22 | Galvanized Steel | Safe Suction (Euro)
4110367 | 1 |  |  | yes |  | yes | Removed from Ground | Used Oil | 300 | Bare Steel | 1984-04-15 | Bare Steel | Gravity Fed
4110367 | 2 | [5 empty] | Removed from Ground | Gas (Historical Use) | 500 | Bare Steel | 2001-03-14 | Not Marked
4110368 | 1 | [5 empty] | Removed from Ground | Diesel | 2000 | Bare Steel | 1972-07-17 | Galvanized Steel | Suction (American)
4110368 | 2 | [5 empty] | Removed from Ground | Diesel | 4000 | Bare Steel | 1987-01-01 | Copper | Suction (American)
4110368 | 3 | [5 empty] | Removed from Ground | Diesel | 550 | Bare Steel | 1972-01-01 |  | Suction (American)
4110368 | 4 | Overfill Alarm | 1998-05-18 | no | 1998-05-18 | no | Currently in Use | Diesel | 4000 | Composite Double Walled | 1998-05-18 | Copper | Suction (American)
4110369 | 1 | [5 empty] | Removed from Ground | Kerosene | 10000 | Bare Steel | 1966-07-17 | Galvanized Steel | Suction (American)
4110369 | 2 |  | 1997-08-22 |  | 1997-08-22 |  | Removed from Ground | Diesel | 10000 | Double Walled | 1992-02-01 | Copper | Suction (American)
4110369 | 3 |  | 2016-11-09 | no | 2016-11-09 | no | Currently in Use | Diesel | 10000 | Fiberglass Double Walled | 2016-10-05 | Fiberglass Reinforced Plastic | Suction (American)
4110370 | 1 | Flapper Valve | 1997-01-15 | no | 1997-01-15 | yes | Temporarily out of use | E-10 | 10000 |  | 1985-11-01 | Fiberglass Reinforced Plastic | Pressurized
4110370 | 2 | Flapper Valve | 1997-01-15 | no | 1997-01-15 | yes | Temporarily out of use | E-10 | 10000 |  | 1985-11-01 | Fiberglass Reinforced Plastic | Pressurized
4110370 | 3 | Flapper Valve | 1997-01-15 | no | 1997-01-15 | yes | Temporarily out of use | E-10 | 10000 |  | 1985-11-01 | Fiberglass Reinforced Plastic | Pressurized
4110372 | 1 | [5 empty] | Removed from Ground | Gas (Historical Use) | 12000 | Bare Steel | 1980-07-17 | Galvanized Steel | Pressurized
4110372 | 2 | [5 empty] | Removed from Ground | Gas (Historical Use) | 1000 | Bare Steel | 1961-07-17 | Galvanized Steel | Pressurized
4110373 | 1 | [5 empty] | Removed from Ground | Other | 10000 | Bare Steel | 1970-07-17 | Copper | Suction (American)
4110374 | 1 | [5 empty] | Removed from Ground | Other | 3000 | Bare Steel | 1974-07-17 | Copper | Suction (American)
4110374 | 2 |  | 1997-08-05 |  | 1997-08-05 |  | Removed from Ground | Kerosene | 4000 | Double Walled | 1997-08-05 | Fiberglass Reinforced Plastic | Suction (American)
4110375 | 1 | [5 empty] | Removed from Ground | Gas (Historical Use) | 10000 | Bare Steel | 1986-10-01 | Galvanized Steel
4110375 | 2 |  |  | yes |  | yes | Removed from Ground | Used Oil | 550 | Bare Steel | 1972-05-02 | Galvanized Steel
4110375 | 3 | [5 empty] | Removed from Ground | Gas (Historical Use) | 10000 | Bare Steel | 1986-10-01 | Galvanized Steel | Pressurized
4110375 | 4 | [5 empty] | Removed from Ground | Gas (Historical Use) | 5000 | Bare Steel | 1972-05-02 | Galvanized Steel
4110375 | 5 |  | 1986-11-01 |  | 1986-11-01 |  | Currently in Use | Gas (Historical Use) | 10000 | Cathodically Protected Steel | 1986-11-01 | Fiberglass Reinforced Plastic | Pressurized
4110375 | 6 |  | 1986-11-01 |  | 1986-11-01 |  | Currently in Use | Gas (Historical Use) | 10000 | Cathodically Protected Steel | 1986-11-01 | Fiberglass Reinforced Plastic | Pressurized
4110375 | 7 |  | 1986-11-01 |  | 1986-11-01 |  | Currently in Use | Gas (Historical Use) | 10000 | Cathodically Protected Steel | 1986-11-01 | Fiberglass Reinforced Plastic | Pressurized
4110377 | 1 |  | 1985-11-25 |  | 1985-11-25 |  | Currently in Use | Gas (Historical Use) | 10000 | Fiberglass | 1985-11-25 | Fiberglass Reinforced Plastic | Pressurized
4110377 | 2 |  | 1985-11-25 |  | 1985-11-25 |  | Currently in Use | Gas (Historical Use) | 10000 | Fiberglass | 1985-11-25 | Fiberglass Reinforced Plastic | Pressurized
4110377 | 3 |  | 1985-11-25 |  | 1985-11-25 |  | Currently in Use | Gas (Historical Use) | 10000 | Bare Steel | 1985-11-25 | Fiberglass Reinforced Plastic | Pressurized
4110377 | 4 | [5 empty] | Removed from Ground | Gas (Historical Use) | 5000 | Bare Steel | 1960-04-15 | Galvanized Steel
4110377 | 5 | [5 empty] | Removed from Ground | Gas (Historical Use) | 5000 | Bare Steel | 1960-04-15 | Galvanized Steel
4110377 | 6 | [5 empty] | Removed from Ground | Gas (Historical Use) | 5000 | Bare Steel | 1960-04-15 | Galvanized Steel
4110377 | 7 | [5 empty] | Removed from Ground | Diesel | 5000 | Bare Steel | 1960-04-15 | Galvanized Steel
4110380 | 1 | [5 empty] | Removed from Ground | Other | 10000 | Cathodically Protected Steel | 1969-03-19 | Galvanized Steel
4110380 | 2 | [5 empty] | Removed from Ground | Gas (Historical Use) | 10000 | Cathodically Protected Steel | 1969-03-19 | Galvanized Steel
4110380 | 3 | [5 empty] | Removed from Ground | Gas (Historical Use) | 5000 | Cathodically Protected Steel | 1969-03-19 | Galvanized Steel
4110380 | 4 |  |  | yes |  | yes | Removed from Ground | Used Oil | 550 | Cathodically Protected Steel | 1969-03-19 | Galvanized Steel
4110380 | 6 |  | 1988-10-01 |  | 1988-10-01 |  | Removed from Ground | Gas (Historical Use) | 8000 | Cathodically Protected Steel | 1988-10-01 | Fiberglass Reinforced Plastic | Pressurized
4110380 | 7 |  | 1988-10-01 |  | 1988-10-01 |  | Removed from Ground | Gas (Historical Use) | 8000 | Cathodically Protected Steel | 1988-10-01 | Fiberglass Reinforced Plastic | Pressurized
4110380 | 8 |  | 1988-10-01 |  | 1988-10-01 |  | Removed from Ground | Gas (Historical Use) | 8000 | Cathodically Protected Steel | 1988-10-01 | Fiberglass Reinforced Plastic | Pressurized
4110380 | 9 |  |  | yes |  | yes | Removed from Ground | Used Oil | 550 | Cathodically Protected Steel | 1988-10-01 | Fiberglass Reinforced Plastic | Gravity Fed
4110381 | 1 | [5 empty] | Removed from Ground | Gas (Historical Use) | 0 | Marked Unknown |  | Unknown
4110382 | 53 |  | 1998-12-21 |  | 1998-12-21 |  | Currently in Use | Gas (Historical Use) | 7896 | Steel-Impressed Current | 1974-09-03 | Double-Walled Fiberglass | Safe Suction (Euro)
4110382 | 54 |  | 1998-12-21 |  | 1998-12-21 |  | Currently in Use | Gas (Historical Use) | 7896 | Steel-Impressed Current | 1974-09-03 | Fiberglass Reinforced Plastic | Safe Suction (Euro)
4110383 | 1 |  | 1998-08-01 |  | 1998-08-01 |  | Currently in Use | Gas (Historical Use) | 6000 | Steel-Impressed Current | 1974-09-03 | Cathodically Protected | Suction (American)
4110383 | 2 |  | 1998-08-01 |  | 1998-08-01 |  | Currently in Use | Gas (Historical Use) | 4000 | Steel-Impressed Current | 1974-09-03 | Cathodically Protected | Suction (American)
4110383 | 3 |  | 1998-08-01 |  | 1998-08-01 |  | Temporarily out of use | Gas (Historical Use) | 1000 | Steel-Impressed Current | 1961-09-03 | Cathodically Protected | Suction (American)
4110383 | 4 | [5 empty] | Removed from Ground | Gas (Historical Use) | 1000 | Bare Steel | 1961-09-03 | Galvanized Steel
4110383 | 5 | [5 empty] | Removed from Ground | Gas (Historical Use) | 4000 | Bare Steel | 1966-05-18 | Bare Steel
4110383 | 6 | [5 empty] | Removed from Ground | Gas (Historical Use) | 3000 | Bare Steel | 1966-05-18 | Bare Steel
4110383 | 7 | [5 empty] | Removed from Ground | Gas (Historical Use) | 4000 | Bare Steel | 1966-05-18 | Bare Steel
4110383 | 8 | [5 empty] | Closed in Ground | Diesel | 500 | Bare Steel | 1966-05-18 | Bare Steel
4110386 | 1 |  |  | yes |  | yes | Removed from Ground | Used Oil | 500 | Bare Steel | 1964-10-01 | Unknown
4110386 | 2 | [5 empty] | Removed from Ground | Gas (Historical Use) | 1000 | Bare Steel | 1964-04-16 | Galvanized Steel
4110386 | 3 |  |  | yes | 1992-10-21 | yes | Removed from Ground | Used Oil | 1000 | Double Walled | 1992-10-19 | Double Walled | Gravity Fed
4110387 | 1 |  | 1998-12-17 |  | 1998-12-17 | yes | Temporarily out of use | Diesel | 8000 | Fiberglass | 1986-02-01 | Fiberglass Reinforced Plastic | Suction (American)
4110389 | 1 |  | 1998-05-26 |  | 1998-05-26 |  | Removed from Ground | Gas (Historical Use) | 10000 | Steel-Impressed Current | 1978-05-01 | Fiberglass Reinforced Plastic | Pressurized
4110389 | 2 |  | 1998-05-26 |  | 1998-05-26 |  | Removed from Ground | Gas (Historical Use) | 10000 | Steel-Impressed Current | 1978-05-01 | Fiberglass Reinforced Plastic | Pressurized
4110389 | 3 |  | 1998-05-26 |  | 1998-05-26 |  | Removed from Ground | Gas (Historical Use) | 10000 | Steel-Impressed Current | 1978-05-01 | Not Marked | Pressurized
4110390 | 1 | [5 empty] | Removed from Ground | Gas (Historical Use) | 2000 | Bare Steel | 1978-05-01 | Galvanized Steel
4110390 | 2 | [5 empty] | Removed from Ground | Diesel | 2000 | Bare Steel | 1978-05-01 | Galvanized Steel
4110391 | 1 | [5 empty] | Removed from Ground | Gas (Historical Use) | 5000 | Cathodically Protected Steel | 1965-01-01 | Galvanized Steel
4110391 | 2 | [5 empty] | Removed from Ground | Gas (Historical Use) | 3000 | Cathodically Protected Steel | 1965-01-01 | Galvanized Steel
4110391 | 3 | [5 empty] | Removed from Ground | Gas (Historical Use) | 3000 | Cathodically Protected Steel | 1965-01-01 | Galvanized Steel
4110391 | 4 | [5 empty] | Removed from Ground | Gas (Historical Use) | 3000 | Cathodically Protected Steel | 1965-01-01 | Galvanized Steel
4110391 | 5 |  |  | yes |  | yes | Removed from Ground | Used Oil | 550 | Cathodically Protected Steel | 1965-01-01 | Galvanized Steel | Gravity Fed
4110391 | 6 | [5 empty] | Removed from Ground | Gas (Historical Use) | 550 | Bare Steel | 1979-07-18 | Galvanized Steel
4110391 | 7 | [5 empty] | Removed from Ground | Gas (Historical Use) | 3000 | Bare Steel | 1968-07-17 | Galvanized Steel | Pressurized
4110391 | 8 | [5 empty] | Removed from Ground | Gas (Historical Use) | 12000 | Bare Steel | 1981-07-17 | Galvanized Steel | Pressurized
4110391 | 9 | [5 empty] | Removed from Ground | Gas (Historical Use) | 12000 | Double Walled | 1990-01-01 | Fiberglass Reinforced Plastic | Pressurized
412000 | 1 |  | 1993-12-01 |  | 1993-12-01 |  | Removed from Ground | Diesel | 12000 | Composite | 1987-11-04 | Fiberglass Reinforced Plastic | Pressurized
412000 | 10 |  | 1997-06-01 |  | 1997-06-01 |  | Currently in Use | Diesel | 20000 | Fiberglass Double Walled | 1997-06-01 | Fiberglass Reinforced Plastic | Pressurized
412000 | 11 |  | 1997-06-01 |  | 1997-06-01 |  | Currently in Use | Gas (Historical Use) | 20000 | Fiberglass Double Walled | 1997-06-01 | Fiberglass Reinforced Plastic | Pressurized
412000 | 12A |  | 1997-06-01 |  | 1997-06-01 |  | Currently in Use | Gas (Historical Use) | 14000 | Fiberglass Double Walled | 1997-06-01 | Fiberglass Reinforced Plastic | Pressurized
412000 | 12B |  | 1997-06-01 |  | 1997-06-01 |  | Currently in Use | Diesel | 6000 | Fiberglass Double Walled | 1997-06-01 | Double Walled | Pressurized
412000 | 13 |  | 1997-06-01 |  | 1997-06-01 |  | Currently in Use | Diesel | 2500 | Fiberglass Double Walled | 1997-06-01 | Double Walled | Pressurized
412000 | 2 |  | 1993-12-01 |  | 1993-12-01 |  | Removed from Ground | Diesel | 12000 | Composite | 1987-11-04 | Fiberglass Reinforced Plastic | Pressurized
412000 | 3 |  | 1993-12-01 |  | 1993-12-01 |  | Removed from Ground | Diesel | 12000 | Composite | 1987-11-04 | Fiberglass Reinforced Plastic | Pressurized
412000 | 4 |  | 1987-11-04 |  | 1987-11-04 |  | Removed from Ground | Gas (Historical Use) | 10000 | Composite | 1987-11-04 | Fiberglass Reinforced Plastic | Pressurized
412000 | 5 |  | 1987-11-04 |  | 1987-11-04 |  | Removed from Ground | Gas (Historical Use) | 10000 | Composite | 1987-11-04 | Fiberglass Reinforced Plastic | Pressurized
412000 | 6 |  | 1987-11-04 |  | 1987-11-04 |  | Removed from Ground | Gas (Historical Use) | 10000 | Composite | 1987-11-04 | Fiberglass Reinforced Plastic | Pressurized
412000 | 7 |  | 1997-06-01 |  | 1997-06-01 |  | Currently in Use | Diesel | 20000 | Fiberglass Double Walled | 1997-06-01 | Fiberglass Reinforced Plastic | Pressurized
412000 | 8 |  | 1997-06-01 |  | 1997-06-01 |  | Currently in Use | Diesel | 20000 | Fiberglass Double Walled | 1997-06-01 | Fiberglass Reinforced Plastic | Pressurized
412000 | 9 |  | 1997-06-01 |  | 1997-06-01 |  | Currently in Use | Diesel | 20000 | Fiberglass Double Walled | 1997-06-01 | Fiberglass Reinforced Plastic | Pressurized
4120001 | 1 | [5 empty] | Removed from Ground | Diesel | 8200 | Bare Steel | 1962-01-24 | Galvanized Steel | Suction (American)
4120001 | 2 |  | 1998-06-01 |  | 1998-06-01 |  | Currently in Use | Diesel | 8000 | Composite | 1998-07-16 | Fiberglass Reinforced Plastic | Safe Suction (Euro)
4120001 | 3 |  | 1998-06-01 |  | 1998-06-01 |  | Currently in Use | Gas (Historical Use) | 4000 | Composite | 1998-07-16 | Fiberglass Reinforced Plastic | Safe Suction (Euro)
4120003 | 1 | [5 empty] | Removed from Ground | Other | 20024 | Bare Steel | 1956-01-16 | Not Marked | Safe Suction (Euro)
4120003 | 2 | [5 empty] | Removed from Ground | Other | 4010 | Bare Steel | 1971-01-16 | Not Marked | Safe Suction (Euro)
4120003 | 3 | [5 empty] | Removed from Ground | Other | 3000 | Bare Steel | 1956-01-15 | Not Marked | Safe Suction (Euro)
4120003 | 4 | [5 empty] | Removed from Ground | Other | 5044 | Bare Steel | 1969-01-15 | Not Marked | Safe Suction (Euro)
4120003 | 5 | [5 empty] | Removed from Ground | Other | 2500 | Bare Steel | 1965-01-15 | Not Marked | Safe Suction (Euro)
4120003 | 6 | [5 empty] | Removed from Ground | Other | 1650 | Bare Steel | 1962-01-15 | Not Marked | Safe Suction (Euro)
4120003 | 7 | [5 empty] | Removed from Ground | Gas (Historical Use) | 2025 | Bare Steel | 1975-01-16 | Not Marked | Suction (American)
4120003 | 8 | [5 empty] | Removed from Ground | Gas (Historical Use) | 0 | Bare Steel | 1948-01-16 | Not Marked | Safe Suction (Euro)
4120005 | 1 |  |  | no |  | no | Removed from Ground | Diesel | 8000 | Unknown | 2004-03-01 | Unknown
4120005 | 2 | [5 empty] | Removed from Ground | Gas (Historical Use) | 500 | Bare Steel |  | Galvanized Steel
4120006 | 1 | [5 empty] | Removed from Ground | Gas (Historical Use) | 10000 | Bare Steel | 1980-04-16 | Galvanized Steel
4120006 | 2 | [5 empty] | Removed from Ground | Diesel | 2000 | Bare Steel | 1976-04-16 | Galvanized Steel
4120006 | 3 | [5 empty] | Removed from Ground | Diesel | 2000 | Bare Steel | 1976-04-16 | Galvanized Steel
4120007 | 1 | [5 empty] | Removed from Ground | Gas (Historical Use) | 2000 | Bare Steel | 1980-12-24 | Galvanized Steel | Safe Suction (Euro)
4120007 | 2 | [5 empty] | Removed from Ground | Diesel | 560 | Bare Steel | 1980-12-24 | Galvanized Steel | Safe Suction (Euro)
4120007 | 214930 |  | 1993-09-30 |  | 1993-09-30 |  | Removed from Ground | Gas (Historical Use) | 1000 | Galvanic (STIP-3) | 1993-09-30 | Cathodically Protected | Safe Suction (Euro)
4120007 | 214932 |  | 1993-09-30 |  | 1993-09-30 |  | Removed from Ground | Diesel | 1000 | Galvanic (STIP-3) | 1993-09-30 | Cathodically Protected | Safe Suction (Euro)
4120009 | 10257-1 | [5 empty] | Removed from Ground | Gas (Historical Use) | 1000 | Bare Steel | 1960-12-23 | Unknown
4120009 | 10257-2 | [5 empty] | Removed from Ground | Diesel | 500 | Bare Steel | 1960-12-23 | Unknown
4120009 | 257D1 | [5 empty] | Removed from Ground | Diesel | 2000 | Cathodically Protected Steel | 1987-01-01 | Galvanized Steel | Suction (American)
4120009 | 257G1 | [5 empty] | Removed from Ground | Gas (Historical Use) | 2000 | Cathodically Protected Steel | 1987-01-01 | Galvanized Steel | Suction (American)
4120010 | 1 | [5 empty] | Removed from Ground | Gas (Historical Use) | 550 | Bare Steel | 1974-02-24 | Galvanized Steel
4120011 | 1AST | [5 empty] | Permanently Out of Use - historical purposes | Diesel | 4000 | Bare Steel | 1978-04-04 | Galvanized Steel
4120011 | 2AST | [5 empty] | Currently in Use | Diesel | 3000 | Bare Steel | 1982-04-04 | Galvanized Steel
4120012 | 1 | [5 empty] | Currently in Use | Diesel | 1000 | Bare Steel | 1976-04-26 | Unknown
4120012 | 2 | [5 empty] | Currently in Use | Gas (Historical Use) | 1000 | Bare Steel | 1976-04-26 | Unknown
4120014 | 1 | [5 empty] | Removed from Ground | Gas (Historical Use) | 500 | Bare Steel | 1971-05-07 | Galvanized Steel
4120014 | 2 | [5 empty] | Removed from Ground | Gas (Historical Use) | 1000 | Bare Steel | 1976-05-06 | Galvanized Steel
4120014 | 3 | [5 empty] | Removed from Ground | Gas (Historical Use) | 2000 | Bare Steel | 1980-05-06 | Galvanized Steel
4120015 | 1 | [5 empty] | Removed from Ground | Diesel | 2000 | Bare Steel | 1982-05-06 | Galvanized Steel
4120015 | 2 | [5 empty] | Removed from Ground | Gas (Historical Use) | 1000 | Not Marked/Unknown | 1991-03-02 | Not Marked
4120016 | 1 | [5 empty] | Removed from Ground | Diesel | 2000 | Bare Steel | 1978-05-06 | Galvanized Steel | Safe Suction (Euro)
4120017 | 1 | [5 empty] | Removed from Ground | Gas (Historical Use) | 6000 | Bare Steel | 1981-03-11 | Galvanized Steel
4120017 | 2 | [5 empty] | Removed from Ground | Gas (Historical Use) | 6000 | Bare Steel | 1981-03-11 | Galvanized Steel
4120017 | 3 | [5 empty] | Removed from Ground | Gas (Historical Use) | 6000 | Bare Steel | 1981-03-11 | Galvanized Steel
4120018 | 1 | [5 empty] | Removed from Ground | Gas (Historical Use) | 15000 | Bare Steel | 1973-01-01 | Galvanized Steel
4120018 | 2 | [5 empty] | Removed from Ground | Gas (Historical Use) | 4000 | Bare Steel | 1973-01-01 | Galvanized Steel
4120018 | 3 | [5 empty] | Removed from Ground | Gas (Historical Use) | 4000 | Bare Steel | 1973-01-01 | Galvanized Steel
4120018 | 4 |  | 1990-01-15 |  | 1990-01-15 |  | Currently in Use | Gas (Historical Use) | 8200 | Composite | 1990-01-15 | Double Walled | Pressurized
4120018 | 5 |  | 1990-01-15 |  | 1990-01-15 |  | Currently in Use | Gas (Historical Use) | 8200 | Composite | 1990-01-15 | Double Walled | Pressurized
4120018 | 6 |  | 1990-01-15 |  | 1990-01-15 |  | Currently in Use | Gas (Historical Use) | 8200 | Composite | 1990-01-15 | Double Walled | Pressurized
4120019 | 1 | [5 empty] | Removed from Ground | Gas (Historical Use) | 6000 | Bare Steel | 1976-03-11 | Galvanized Steel | Safe Suction (Euro)
4120019 | 2 | [5 empty] | Removed from Ground | Gas (Historical Use) | 3000 | Bare Steel | 1976-03-11 | Galvanized Steel | Safe Suction (Euro)
4120019 | 3 | [5 empty] | Removed from Ground | Gas (Historical Use) | 3000 | Bare Steel | 1976-03-11 | Galvanized Steel | Safe Suction (Euro)
4120019 | 4 | [5 empty] | Removed from Ground | Diesel | 2000 | Bare Steel | 1976-03-11 | Galvanized Steel | Suction (American)
412002 | 1 |  | 1999-01-19 |  | 1999-01-19 |  | Removed from Ground | Gas (Historical Use) | 10000 | Steel-Impressed Current | 1983-05-03 | Cathodically Protected | Suction (American)
412002 | 2 |  | 1999-01-19 |  | 1999-01-19 |  | Removed from Ground | Gas (Historical Use) | 6000 | Steel-Impressed Current | 1983-05-03 | Cathodically Protected | Suction (American)
4120020 | 1 | [5 empty] | Removed from Ground | Gas (Historical Use) | 1000 | Bare Steel | 1976-05-04 | Galvanized Steel
4120020 | 2 | [5 empty] | Removed from Ground | Gas (Historical Use) | 1000 | Bare Steel | 1976-05-04 | Galvanized Steel
4120020 | 3 | [5 empty] | Removed from Ground | Gas (Historical Use) | 1000 | Bare Steel | 1976-05-04 | Galvanized Steel
4120021 | 1 | [5 empty] | Removed from Ground | Gas (Historical Use) | 4000 | Bare Steel | 1979-05-05 | Galvanized Steel | Suction (American)
4120021 | 2 | [5 empty] | Removed from Ground | Gas (Historical Use) | 4000 | Bare Steel | 1979-05-05 | Galvanized Steel | Suction (American)
4120021 | 3 | [5 empty] | Removed from Ground | Gas (Historical Use) | 2000 | Bare Steel | 1979-05-05 | Galvanized Steel | Suction (American)
4120021 | 4 | Flapper Valve | 1998-07-18 | no | 1998-07-18 | no | Temporarily out of use | E-10 | 6000 | Steel-Impressed Current | 1998-07-18 | Steel (Impressed Current) | Suction (American)
4120021 | 5A | Flapper Valve | 1998-07-18 | no | 1998-07-18 | no | Temporarily out of use | E-10 | 3000 | Steel-Impressed Current | 2001-03-27 | Steel (Impressed Current) | Suction (American)
4120021 | 5B | Flapper Valve | 1998-07-18 | no | 1998-07-18 | no | Temporarily out of use | E-10 | 3000 | Steel-Impressed Current | 2001-03-27 |  | Suction (American)
4120022 | 1 | [5 empty] | Removed from Ground | Gas (Historical Use) | 8000 | Bare Steel | 1982-05-04 | Galvanized Steel | Suction (American)
4120022 | 2 | [5 empty] | Removed from Ground | Gas (Historical Use) | 6000 | Bare Steel | 1982-05-04 | Galvanized Steel | Suction (American)
4120022 | 3 | [5 empty] | Removed from Ground | Gas (Historical Use) | 1000 | Bare Steel | 1982-05-04 | Galvanized Steel | Suction (American)
4120022 | 4 | [5 empty] | Removed from Ground | Gas (Historical Use) | 1000 | Bare Steel | 1982-05-04 | Galvanized Steel
4120022 | 5 |  | 1989-07-01 |  | 1989-07-01 |  | Currently in Use | Gas (Historical Use) | 3000 | Galvanic (STIP-3) | 1989-07-01 | Fiberglass Reinforced Plastic | Safe Suction (Euro)
4120022 | 6A |  | 1989-07-01 |  | 1989-07-01 |  | Currently in Use | Gas (Historical Use) | 5000 | Galvanic (STIP-3) | 1989-07-01 | Fiberglass Reinforced Plastic | Safe Suction (Euro)
4120022 | 6B |  | 1989-07-01 |  | 1989-07-01 |  | Currently in Use | Gas (Historical Use) | 3000 | Galvanic (STIP-3) | 1989-07-01 | Fiberglass Reinforced Plastic | Safe Suction (Euro)
4120023 | 1 | [5 empty] | Removed from Ground | Gas (Historical Use) | 3000 | Bare Steel | 1983-05-05 | Galvanized Steel
4120023 | 2 | [5 empty] | Removed from Ground | Gas (Historical Use) | 2000 | Bare Steel | 1983-05-05 | Galvanized Steel
4120023 | 3 | [5 empty] | Removed from Ground | Gas (Historical Use) | 1000 | Bare Steel | 1983-05-05 | Galvanized Steel
4120025 | 1 |  | 1998-06-01 |  | 1998-06-01 |  | Temporarily out of use | Gas (Historical Use) | 10000 | Steel-Impressed Current | 1978-05-06 | Cathodically Protected | Safe Suction (Euro)
4120025 | 2 |  | 1998-06-01 |  | 1998-06-01 |  | Temporarily out of use | Gas (Historical Use) | 10000 | Steel-Impressed Current | 1978-05-06 | Cathodically Protected | Safe Suction (Euro)
4120025 | 3 |  | 1998-06-01 |  | 1998-06-01 |  | Temporarily out of use | Gas (Historical Use) | 10000 | Steel-Impressed Current | 1978-05-06 | Cathodically Protected | Pressurized
4120026 | 1 | [5 empty] | Removed from Ground | Gas (Historical Use) | 2000 | Bare Steel | 1978-05-01 | Galvanized Steel
4120027 | 1 | [5 empty] | Permanently Out of Use - historical purposes | Gas (Historical Use) | 550 | Bare Steel | 1971-05-08 | Galvanized Steel
4120027 | 2 | [5 empty] | Permanently Out of Use - historical purposes | Gas (Historical Use) | 550 | Bare Steel | 1971-05-08 | Galvanized Steel
4120080 | 1 |  |  | no |  | no | Removed from Ground | Gas (Historical Use) | 10000 | Bare Steel | 1981-04-07 | Galvanized Steel | Suction (American)
4120080 | 4 | Ball Float | 1991-03-01 | no | 1991-03-01 | no | Currently in Use | Gas (Historical Use) | 8000 | Galvanic (STIP-3) | 1986-01-01 | Fiberglass Reinforced Plastic | Safe Suction (Euro)
4120080 | 5 | Ball Float | 1991-03-01 | no | 1991-03-01 | no | Currently in Use | Gas (Historical Use) | 8000 | Galvanic (STIP-3) | 1991-03-01 | Fiberglass Reinforced Plastic | Safe Suction (Euro)
4130003 | 1 |  |  |  | 1994-06-22 |  | Removed from Ground | Gas (Historical Use) | 4000 | Bare Steel | 1982-02-19 | Galvanized Steel | Pressurized
4130003 | 2 |  |  |  | 1994-06-22 |  | Removed from Ground | Gas (Historical Use) | 4000 | Bare Steel | 1982-02-19 | Galvanized Steel | Pressurized
4130003 | 3 |  |  |  | 1994-06-22 |  | Removed from Ground | Gas (Historical Use) | 4000 | Bare Steel | 1982-02-19 | Galvanized Steel | Pressurized
4130003 | 4 |  |  |  | 1994-06-22 |  | Removed from Ground | Gas (Historical Use) | 4000 | Bare Steel | 1982-02-19 | Galvanized Steel | Pressurized
4130003 | 5 |  | 1999-01-18 |  | 1999-01-18 |  | Currently in Use | Gas (Historical Use) | 10000 | Composite Double Walled | 1999-01-18 | Double-Walled Flex | Pressurized
4130003 | 6 |  | 1999-01-18 |  | 1999-01-18 |  | Currently in Use | Gas (Historical Use) | 8000 | Composite Double Walled | 1999-01-18 | Double-Walled Flex | Pressurized
4130005 | 1 | [5 empty] | Removed from Ground | Diesel | 10000 | Bare Steel | 1981-03-17 | Galvanized Steel
4130005 | 2 | [5 empty] | Removed from Ground | Gas (Historical Use) | 10000 | Bare Steel | 1982-01-01 | Galvanized Steel
4130006 | 1 | [5 empty] | Removed from Ground | Gas (Historical Use) | 2000 | Bare Steel | 1973-12-09 | Galvanized Steel
4130006 | 2 | [5 empty] | Removed from Ground | Diesel | 560 | Bare Steel | 1983-12-10 | Galvanized Steel
4130006 | 3 |  | 1989-01-01 |  | 1989-01-01 |  | Removed from Ground | Gas (Historical Use) | 1000 | Galvanic (STIP-3) | 1989-01-01 | Galvanized Steel
4130006 | 4 |  | 1989-01-01 |  | 1989-01-01 |  | Removed from Ground | Diesel | 1000 | Galvanic (STIP-3) | 1989-01-01 | Galvanized Steel
4130008 | 1 | [5 empty] | Removed from Ground | Diesel | 1000 | Bare Steel | 1971-04-22 | Copper | Suction (American)
4130009 | 1 | [5 empty] | Removed from Ground | Gas (Historical Use) | 1000 | Bare Steel | 1980-04-24 | Galvanized Steel
4130009 | 2 | [5 empty] | Removed from Ground | Gas (Historical Use) | 1000 | Bare Steel | 1981-04-24 | Galvanized Steel
4130009 | 3 | [5 empty] | Removed from Ground | Diesel | 1000 | Bare Steel | 1983-04-25 | Galvanized Steel
4130010 | 1 | Flapper Valve | 1998-04-24 | no | 1998-04-24 | no | Currently in Use |  | 10000 | Steel-Impressed Current | 1998-07-21 |  | Pressurized
4130010 | 2 | Flapper Valve | 1998-04-24 | no | 1998-04-24 | no | Currently in Use |  | 10000 | Steel-Impressed Current | 1998-07-21 |  | Pressurized
4130010 | 3 | Flapper Valve | 1998-04-24 | no | 1998-04-24 | no | Currently in Use |  | 10000 | Steel-Impressed Current | 1998-07-21 |  | Pressurized
4130011 | 1 |  | 1996-09-18 |  | 1996-09-18 |  | Removed from Ground | Gas (Historical Use) | 10000 | Steel-Impressed Current | 1986-01-01 | Cathodically Protected | Pressurized
4130011 | 2 |  | 1996-09-18 |  | 1996-09-18 |  | Removed from Ground | Diesel | 10000 | Steel-Impressed Current | 1986-01-01 | Cathodically Protected | Pressurized
4130011 | 3 |  | 1996-09-18 |  | 1996-09-18 |  | Removed from Ground | Diesel | 10000 | Steel-Impressed Current | 1986-01-01 | Cathodically Protected | Pressurized
4130012 | 1 | Flapper Valve | 1998-04-24 | no | 1998-04-24 | no | Currently in Use |  | 10000 | Steel-Impressed Current | 1998-08-01 | Flex | Pressurized
4130012 | 2 | Flapper Valve | 1998-04-24 | no | 1998-04-24 | no | Currently in Use |  | 10000 | Steel-Impressed Current | 1998-08-01 | Flex | Pressurized
4130012 | 3 | Flapper Valve | 1998-04-24 | no | 1998-04-24 | no | Currently in Use |  | 10000 | Steel-Impressed Current | 1998-08-01 | Flex | Pressurized
4130012 | 4 | Flapper Valve | 1998-04-24 | no | 1998-04-24 | no | Currently in Use | Diesel | 10000 | Steel-Impressed Current | 1998-08-01 | Flex | Pressurized
4130015 | 1 | [5 empty] | Removed from Ground | Gas (Historical Use) | 2000 | Bare Steel | 1979-05-06 | Galvanized Steel
4130015 | 2 | [5 empty] | Removed from Ground | Gas (Historical Use) | 2000 | Bare Steel | 1979-05-06 | Galvanized Steel
4130015 | 3 | [5 empty] | Removed from Ground | Gas (Historical Use) | 2000 | Bare Steel | 1979-05-06 | Galvanized Steel
4130016 | 1 | [5 empty] | Removed from Ground | Gas (Historical Use) | 6000 | Fiberglass | 1966-12-31 | Galvanized Steel
4130016 | 2 | [5 empty] | Removed from Ground | Gas (Historical Use) | 6000 | Fiberglass | 1966-12-31 | Galvanized Steel
4130016 | 3 | [5 empty] | Removed from Ground | Gas (Historical Use) | 6000 | Fiberglass | 1966-12-31 | Galvanized Steel
4130016 | 4 | [5 empty] | Removed from Ground | Diesel | 2000 | Composite | 1952-12-31 | Galvanized Steel
4130016 | 5 |  | 1998-09-08 |  | 1998-09-08 |  | Currently in Use | Gas (Historical Use) | 6000 | Epoxy | 1985-10-30 | Fiberglass Reinforced Plastic | Pressurized
4130016 | 6 |  | 1998-09-08 |  | 1998-09-08 |  | Currently in Use | Gas (Historical Use) | 6000 | Epoxy | 1985-10-30 | Fiberglass Reinforced Plastic | Pressurized
4130016 | 7 |  | 1998-09-08 |  | 1998-09-08 |  | Currently in Use | Gas (Historical Use) | 6000 | Epoxy | 1985-10-30 | Fiberglass Reinforced Plastic | Pressurized
4130016 | 8 |  | 1998-09-08 |  | 1998-09-08 |  | Currently in Use | Diesel | 4000 | Epoxy | 1985-10-30 | Fiberglass Reinforced Plastic | Pressurized
4130017 | 1 | [5 empty] | Permanently Out of Use - historical purposes | Gas (Historical Use) | 560 | Bare Steel | 1971-04-22 | Galvanized Steel
4130017 | 2 | [5 empty] | Permanently Out of Use - historical purposes | Gas (Historical Use) | 1000 | Bare Steel | 1974-04-21 | Galvanized Steel
4130018 | 1 | [5 empty] | Permanently Out of Use - historical purposes | Gas (Historical Use) | 1000 | Bare Steel | 1971-04-22 | Galvanized Steel
4130018 | 2 | [5 empty] | Permanently Out of Use - historical purposes | Gas (Historical Use) | 1000 | Bare Steel | 1971-04-22 | Galvanized Steel
4130019 | 1 |  | 1998-11-10 |  | 1998-12-18 |  | Currently in Use | Gas (Historical Use) | 4000 | Cathodically Protected Steel | 1985-04-18 | Fiberglass Reinforced Plastic | Pressurized
4130019 | 2 |  | 1998-11-10 |  | 1998-12-18 |  | Currently in Use | Gas (Historical Use) | 6000 | Composite | 1985-04-18 | Fiberglass Reinforced Plastic | Pressurized
4130019 | 3 |  | 1998-11-10 |  | 1998-12-18 |  | Currently in Use | Gas (Historical Use) | 6000 | Composite | 1985-04-18 | Fiberglass Reinforced Plastic | Pressurized
4130021 | 1 | [5 empty] | Removed from Ground | Diesel | 1000 | Bare Steel | 1980-04-21 | Galvanized Steel
4130021 | 2 | [5 empty] | Removed from Ground | Gas (Historical Use) | 500 | Bare Steel | 1980-04-21 | Galvanized Steel
4130022 | 1-PREM |  |  | no |  | no | Removed from Ground | Gas (Historical Use) | 3000 | Bare Steel | 1980-01-01 | Galvanized Steel | Pressurized
4130022 | 2-PREM |  |  | no |  | no | Removed from Ground | Gas (Historical Use) | 3000 | Bare Steel | 1980-01-01 | Galvanized Steel | Pressurized
4130022 | 3-MG | Flapper Valve | 1996-06-01 | no | 1996-06-01 | no | Currently in Use |  | 6000 | Steel-Impressed Current | 2000-07-17 | Cathodically Protected | Pressurized
4130022 | 4-DS | Flapper Valve | 1996-06-01 | no | 1996-06-01 | no | Currently in Use | Diesel | 10000 | Steel-Impressed Current | 2000-07-17 | Cathodically Protected | Pressurized
4130022 | 5-UL | Flapper Valve | 1996-06-01 | no | 1996-06-01 | no | Currently in Use | Regular | 8000 | Steel-Impressed Current | 2000-07-17 | Cathodically Protected | Pressurized
4130022 | 6-K1 | Flapper Valve | 1996-06-01 | no | 1996-06-01 | no | Temporarily out of use | Kerosene | 3000 | Steel-Impressed Current | 2000-07-17 | Cathodically Protected | Pressurized
4130022 | 7-PREM | Flapper Valve | 1996-06-01 | no | 1996-06-01 | no | Currently in Use | Premium | 6000 | Composite | 1996-03-20 |  | Pressurized
4130023 | 1 |  | 1996-02-14 |  | 1996-02-14 |  | Currently in Use | Gas (Historical Use) | 10000 | Steel-Impressed Current | 1975-04-01 | Steel (Impressed Current) | Safe Suction (Euro)
4130023 | 2 |  | 1996-02-14 |  | 1996-02-14 |  | Currently in Use | Gas (Historical Use) | 10000 | Steel-Impressed Current | 1975-04-01 | Steel (Impressed Current) | Safe Suction (Euro)
4130023 | 3 |  | 1996-02-14 |  | 1996-02-14 |  | Currently in Use | Gas (Historical Use) | 10000 | Steel-Impressed Current | 1975-04-01 | Steel (Impressed Current) | Safe Suction (Euro)
4140002 | 1 | [5 empty] | Removed from Ground | Gas (Historical Use) | 5000 | Bare Steel | 1961-02-04 | Galvanized Steel
4140002 | 2 | [5 empty] | Removed from Ground | Gas (Historical Use) | 3000 | Bare Steel | 1961-02-04 | Galvanized Steel
4140003 | 1 | [5 empty] | Removed from Ground | Gas (Historical Use) | 3000 | Bare Steel | 1956-02-05 | Galvanized Steel
4140003 | 2 | [5 empty] | Removed from Ground | Other | 7000 | Bare Steel | 1964-01-01 | Unknown
4140006 | 1 | [5 empty] | Removed from Ground | Diesel | 4000 | Bare Steel | 1961-02-04 | Galvanized Steel
4140006 | 2 | [5 empty] | Removed from Ground | Gas (Historical Use) | 3000 | Bare Steel | 1961-02-04 | Galvanized Steel
4140007 | 1 | [5 empty] | Removed from Ground | Gas (Historical Use) | 2000 | Bare Steel | 1976-02-26 | Galvanized Steel
4140008 | 1 | [5 empty] | Removed from Ground | Gas (Historical Use) | 0 | Bare Steel | 1958-02-20 | Unknown
4140008 | 2 | [5 empty] | Removed from Ground | Gas (Historical Use) | 0 | Bare Steel | 1958-02-20 | Unknown
4140008 | 3 | [5 empty] | Removed from Ground | Gas (Historical Use) | 0 | Bare Steel | 1958-02-20 | Unknown
4140008 | 4 | [5 empty] | Removed from Ground | Kerosene | 0 | Bare Steel | 1958-02-20 | Unknown
4140008 | 5 |  |  | yes |  | yes | Removed from Ground | Used Oil | 0 | Bare Steel | 1958-02-20 | Unknown
4140009 | 1 | [5 empty] | Removed from Ground | Gas (Historical Use) | 4000 | Bare Steel | 1975-02-21 | Galvanized Steel | Suction (American)
4140009 | 2 | [5 empty] | Removed from Ground | Gas (Historical Use) | 1000 | Bare Steel | 1975-02-21 | Galvanized Steel | Suction (American)
4140009 | 3 | [5 empty] | Removed from Ground | Diesel | 1000 | Bare Steel | 1975-02-21 | Galvanized Steel
4140009 | 4 | [5 empty] | Removed from Ground | Gas (Historical Use) | 550 | Bare Steel | 1975-02-21 | Galvanized Steel
4140009 | 5 | [5 empty] | Removed from Ground | Gas (Historical Use) | 6000 | Cathodically Protected Steel | 1988-08-01 | Cathodically Protected | Suction (American)
4140009 | 6 | [5 empty] | Removed from Ground | Gas (Historical Use) | 6000 | Cathodically Protected Steel | 1988-08-01 | Cathodically Protected
4140009 | 7 | [5 empty] | Removed from Ground | Gas (Historical Use) | 6000 | Cathodically Protected Steel | 1988-08-01 | Cathodically Protected
4140009 | 8 | [5 empty] | Removed from Ground | Diesel | 6000 | Cathodically Protected Steel | 1988-08-01 | Cathodically Protected
4140009 | 9A | Ball Float | 1994-07-20 | no | 1994-07-20 | no | Currently in Use | Diesel | 8000 | Composite | 1994-07-20 | Double-Walled Fiberglass | Pressurized
4140009 | 9B | Ball Float | 1994-07-20 | no | 1994-07-20 | no | Currently in Use | E-10 | 6000 | Composite | 1994-07-20 | Double-Walled Fiberglass | Pressurized
4140009 | 9C | Ball Float | 1994-07-20 | no | 1994-07-20 | no | Currently in Use | Premium | 2000 | Composite | 1994-07-20 | Double-Walled Fiberglass | Pressurized
4140010 | 1 | [5 empty] | Removed from Ground | Gas (Historical Use) | 4000 | Bare Steel | 1979-03-05 | Fiberglass Reinforced Plastic
4140010 | 2 | [5 empty] | Removed from Ground | Gas (Historical Use) | 1000 | Bare Steel | 1971-03-05 | Fiberglass Reinforced Plastic
4140010 | 3 |  |  | yes |  | yes | Removed from Ground | Used Oil | 150 | Bare Steel | 1966-03-04 | Unknown
4140010 | 4 | [5 empty] | Closed in Ground | Other | 4000 | Bare Steel | 1969-03-04 | Fiberglass Reinforced Plastic
4140010 | 5 | [5 empty] | Closed in Ground | Other | 4000 | Bare Steel | 1969-03-04 | Fiberglass Reinforced Plastic
4140010 | 6 | [5 empty] | Permanently Out of Use - historical purposes | Gas (Historical Use) | 4000 | Marked Unknown | 1984-04-25 | Galvanized Steel
4140010 | 7 | [5 empty] | Permanently Out of Use - historical purposes | Gas (Historical Use) | 1000 | Marked Unknown | 1966-04-25 | Galvanized Steel
4140011 | 1 | [5 empty] | Removed from Ground | Diesel | 8000 | Bare Steel | 1983-01-29 | Not Marked
4140013 | 1 | [5 empty] | Removed from Ground | Diesel | 2000 | Bare Steel | 1982-03-17 | Galvanized Steel
4140013 | 2 | [5 empty] | Removed from Ground | Gas (Historical Use) | 2000 | Bare Steel | 1982-03-17 | Galvanized Steel
4140014 | 1 | Flapper Valve | 1997-07-01 | no | 1997-07-01 | no | Currently in Use | E-10 | 8000 | Steel-Impressed Current | 1967-01-01 | Steel (Impressed Current) | Safe Suction (Euro)
4140014 | 2 | Flapper Valve | 1997-07-01 | no | 1997-07-01 | no | Currently in Use | Plus | 3000 | Steel-Impressed Current | 1967-01-01 | Steel (Impressed Current) | Safe Suction (Euro)
4140014 | 3 | Flapper Valve | 1997-07-01 | no | 1997-07-01 | no | Currently in Use | Premium | 6000 | Steel-Impressed Current | 1967-01-01 | Steel (Impressed Current) | Safe Suction (Euro)
4140014 | 4 |  | 1997-07-01 | no | 1997-07-01 | no | Currently in Use | Diesel | 6000 | Steel-Impressed Current | 1988-04-01 | Steel (Impressed Current) | Safe Suction (Euro)
4140017 | 1 | [5 empty] | Removed from Ground | Gas (Historical Use) | 2000 | Bare Steel | 1968-04-16 | Galvanized Steel
4140018 | 1 | [5 empty] | Removed from Ground | Gas (Historical Use) | 3000 | Bare Steel | 1980-04-16 | Galvanized Steel
4140018 | 2 | [5 empty] | Removed from Ground | Gas (Historical Use) | 3000 | Bare Steel | 1980-04-16 | Galvanized Steel
4140018 | 3 |  | 1998-10-01 | no | 1988-03-01 | no | Currently in Use | E-10 | 4000 | Galvanic (STIP-3) | 1988-03-01 | Fiberglass Reinforced Plastic | Pressurized
4140018 | 4 |  | 1998-10-01 | no | 1988-03-01 | no | Currently in Use | Premium | 4000 | Galvanic (STIP-3) | 1988-03-01 | Fiberglass Reinforced Plastic | Pressurized
4140018 | 5 |  | 1998-10-01 | no | 1988-03-01 | no | Currently in Use | Diesel | 4000 | Galvanic (STIP-3) | 1988-03-01 | Fiberglass Reinforced Plastic | Pressurized
4140019 | 1 | [5 empty] | Removed from Ground | Other | 4000 | Bare Steel | 1969-04-07 | Galvanized Steel
4140019 | 2 | [5 empty] | Removed from Ground | Other | 4000 | Bare Steel | 1969-04-07 | Galvanized Steel | Suction (American)
4140019 | 3 | [5 empty] | Removed from Ground | Other | 4000 | Bare Steel | 1969-04-07 | Galvanized Steel | Suction (American)
4140019 | 4 | [5 empty] | Removed from Ground | Other | 10000 | Bare Steel | 1969-04-07 | Galvanized Steel | Suction (American)
4140019 | 5 | Ball Float | 1997-05-15 | no | 1997-05-15 | no | Currently in Use | Gas (Historical Use) | 8000 | Galvanic (STIP-3) | 1988-03-09 | Fiberglass Reinforced Plastic | Pressurized
4140019 | 6 | Ball Float | 1997-05-15 | no | 1997-05-15 | no | Currently in Use | Premium | 6000 | Galvanic (STIP-3) | 1997-05-15 | Fiberglass Reinforced Plastic | Pressurized
4140019 | 7 | Ball Float | 1997-05-15 | no | 1997-05-15 | no | Currently in Use | Diesel | 6000 | Galvanic (STIP-3) | 1997-05-15 | Fiberglass Reinforced Plastic | Pressurized
4140021 | 1 | [5 empty] | Removed from Ground | Diesel | 10000 | Bare Steel | 1983-04-23 | Unknown
4140022 | 1 | [5 empty] | Removed from Ground | Gas (Historical Use) | 2000 | Bare Steel | 1981-10-01 | Bare Steel
4140022 | 2 | [5 empty] | Removed from Ground | Diesel | 560 | Bare Steel | 1981-10-01 | Bare Steel
4140022 | 3 | [5 empty] | Closed in Ground | Empty | 560 | Bare Steel | 1955-12-13 | Bare Steel
4140023 | 1 | [5 empty] | Removed from Ground | Gas (Historical Use) | 3000 | Bare Steel | 1966-04-01 | Bare Steel
4140023 | 2 |  |  | yes |  | yes | Removed from Ground | Used Oil | 550 | Bare Steel | 1966-04-01 | Bare Steel
4140023 | 3 | [5 empty] | Removed from Ground | Gas (Historical Use) | 3000 | Bare Steel | 1966-04-01 | Bare Steel
4140023 | 4 | [5 empty] | Removed from Ground | Gas (Historical Use) | 4000 | Bare Steel | 1966-04-01 | Bare Steel
4140023 | 5 | [5 empty] | Removed from Ground | Other | 550 | Bare Steel | 1966-04-01 | Bare Steel
4140023 | 6 | [5 empty] | Removed from Ground | Gas (Historical Use) | 1000 | Bare Steel | 1966-04-01 | Bare Steel
4140024 | 10408-1 | [5 empty] | Removed from Ground | Gas (Historical Use) | 1000 | Bare Steel | 1971-02-05 | Galvanized Steel
4140024 | 10408-2 | [5 empty] | Removed from Ground | Diesel | 550 | Bare Steel | 1976-02-05 | Galvanized Steel
4140024 | 10408-3 | [5 empty] | Removed from Ground | Diesel | 550 | Bare Steel | 1982-02-04 | Galvanized Steel
4140024 | 408D1 |  | 1989-01-01 |  | 1989-01-01 |  | Removed from Ground | Diesel | 1040 | Cathodically Protected Steel | 1989-01-10 | Galvanized Steel | Suction (American)
4140024 | 408G1 |  | 1989-01-01 |  | 1989-01-01 |  | Removed from Ground | Gas (Historical Use) | 1040 | Cathodically Protected Steel | 1989-01-10 | Galvanized Steel | Suction (American)
4140025 | 1 | [5 empty] | Removed from Ground | Diesel | 2000 | Bare Steel | 1971-04-08 | Unknown
4140025 | 2 | [5 empty] | Removed from Ground | Gas (Historical Use) | 2000 | Bare Steel | 1971-04-08 | Unknown
4140026 | 1 | [5 empty] | Removed from Ground | Gas (Historical Use) | 1000 | Bare Steel | 1982-04-10 | Galvanized Steel
4140027 | 1 | [5 empty] | Removed from Ground | Gas (Historical Use) | 1000 | Bare Steel | 1961-04-10 | Galvanized Steel
4140027 | 2 | [5 empty] | Removed from Ground | Gas (Historical Use) | 1000 | Bare Steel | 1961-04-10 | Galvanized Steel
4140027 | 3 | [5 empty] | Removed from Ground | Empty | 550 | Bare Steel | 1961-04-10 | Galvanized Steel
4140027 | 4 | [5 empty] | Removed from Ground | Empty | 250 | Bare Steel | 1961-04-10 | Galvanized Steel
4140032 | 1 | [5 empty] | Removed from Ground | Gas (Historical Use) | 10000 | Bare Steel | 1978-04-30 | Galvanized Steel
4140032 | 2 | [5 empty] | Removed from Ground | Gas (Historical Use) | 10000 | Bare Steel | 1978-04-30 | Galvanized Steel
4140033 | 1 | [5 empty] | Removed from Ground | Diesel | 0 | Bare Steel |  | Galvanized Steel
4140034 | 1 | [5 empty] | Removed from Ground | Gas (Historical Use) | 2000 | Bare Steel | 1981-05-01 | Galvanized Steel
4140034 | 2 | [5 empty] | Removed from Ground | Diesel | 3000 | Bare Steel | 1978-05-01 | Galvanized Steel
4140035 | 1 | [5 empty] | Removed from Ground | Other | 4000 | Bare Steel |  | Galvanized Steel
4140035 | 2 | [5 empty] | Removed from Ground | Other | 3000 | Bare Steel |  | Galvanized Steel
4140035 | 3 | [5 empty] | Removed from Ground | Other | 1000 | Bare Steel |  | Galvanized Steel
4140035 | 4 | [5 empty] | Removed from Ground | Other | 4000 | Bare Steel |  | Galvanized Steel
4140035 | 5 |  | 1989-01-01 |  | 1989-01-01 |  | Removed from Ground | Gas (Historical Use) | 6000 | Composite | 1989-01-01 | Fiberglass Reinforced Plastic | Pressurized
4140035 | 6 |  | 1989-01-01 |  | 1989-01-01 |  | Removed from Ground | Gas (Historical Use) | 6000 | Composite | 1989-01-01 | Fiberglass Reinforced Plastic | Pressurized
4140035 | 7 |  | 1989-01-01 |  | 1989-01-01 |  | Removed from Ground | Gas (Historical Use) | 6000 | Composite | 1989-01-01 | Fiberglass Reinforced Plastic | Pressurized
4140035 | 8 |  | 1989-01-01 |  | 1989-01-01 |  | Removed from Ground | Diesel | 6000 | Composite | 1989-01-01 | Fiberglass Reinforced Plastic | Pressurized
4140036 | 1 | [5 empty] | Removed from Ground | Gas (Historical Use) | 2000 | Bare Steel | 1973-05-07 | Galvanized Steel | Suction (American)
4140036 | 2 | [5 empty] | Removed from Ground | Diesel | 2000 | Bare Steel | 1973-05-07 | Galvanized Steel | Suction (American)
4140038 | 1 | [5 empty] | Removed from Ground | Gas (Historical Use) | 1065 | Bare Steel | 1971-04-17 | Galvanized Steel
4140038 | 2 | [5 empty] | Removed from Ground | Gas (Historical Use) | 1065 | Bare Steel | 1971-04-17 | Galvanized Steel
4140039 | 1 | [5 empty] | Removed from Ground | Gas (Historical Use) | 560 | Bare Steel | 1971-04-17 | Galvanized Steel
4140039 | 2 | [5 empty] | Removed from Ground | Gas (Historical Use) | 1065 | Bare Steel | 1971-04-17 | Galvanized Steel
4140039 | 3 | [5 empty] | Removed from Ground | Gas (Historical Use) | 1065 | Bare Steel | 1971-04-17 | Galvanized Steel
4140039 | 4 | [5 empty] | Removed from Ground | Gas (Historical Use) | 3000 | Bare Steel | 1973-04-16 | Galvanized Steel
4140040 | 1 | [5 empty] | Removed from Ground | Gas (Historical Use) | 1065 | Bare Steel | 1967-04-17 | Galvanized Steel
4140040 | 2 | [5 empty] | Removed from Ground | Gas (Historical Use) | 1065 | Bare Steel | 1967-04-17 | Galvanized Steel
4140041 | 1 | [5 empty] | Removed from Ground | Diesel | 560 | Bare Steel | 1976-04-17 | Galvanized Steel | Suction (American)
4140041 | 2 | [5 empty] | Removed from Ground | Gas (Historical Use) | 560 | Bare Steel | 1976-04-17 | Galvanized Steel | Suction (American)
4140042 | 1 | [5 empty] | Removed from Ground | Gas (Historical Use) | 560 | Bare Steel | 1988-04-14 | Galvanized Steel
4140042 | 2 | [5 empty] | Removed from Ground | Gas (Historical Use) | 560 | Bare Steel | 1988-04-14 | Galvanized Steel
4140043 | 1 | [5 empty] | Removed from Ground | Gas (Historical Use) | 3000 | Bare Steel | 1966-04-16 | Galvanized Steel
4140043 | 2 | [5 empty] | Removed from Ground | Gas (Historical Use) | 4000 | Bare Steel | 1966-04-16 | Galvanized Steel
4140043 | 3 | [5 empty] | Removed from Ground | Gas (Historical Use) | 2000 | Bare Steel | 1966-04-16 | Galvanized Steel
4140043 | 4 | [5 empty] | Removed from Ground | Diesel | 2000 | Bare Steel | 1977-04-16 | Galvanized Steel
4140044 | 1 | [5 empty] | Removed from Ground | Gas (Historical Use) | 1065 | Bare Steel | 1967-04-17 | Galvanized Steel
4140044 | 2 | [5 empty] | Removed from Ground | Gas (Historical Use) | 1065 | Bare Steel | 1967-04-17 | Galvanized Steel
4140044 | 3 | [5 empty] | Removed from Ground | Gas (Historical Use) | 2000 | Bare Steel | 1977-04-16 | Galvanized Steel
4140046 | 1 | [5 empty] | Removed from Ground | Diesel | 2000 | Bare Steel | 1978-04-17 | Galvanized Steel
4140047 | 1 | Flapper Valve | 1998-08-01 | no | 1998-08-01 | no | Currently in Use | Gas (Historical Use) | 8000 | Steel-Impressed Current | 1985-01-01 | Steel (Impressed Current) | Safe Suction (Euro)
4140047 | 2 | Flapper Valve | 1998-10-30 | no | 1998-10-30 | no | Currently in Use | Gas (Historical Use) | 6000 | Steel-Impressed Current | 1986-01-01 | Steel (Impressed Current) | Safe Suction (Euro)
4140047 | 3 | Flapper Valve | 1998-08-01 | no | 1998-08-01 | no | Currently in Use | Diesel | 6000 | Steel-Impressed Current | 1985-01-01 | Steel (Impressed Current) | Safe Suction (Euro)
4140048 | 1 | [5 empty] | Removed from Ground | Gas (Historical Use) | 4000 | Bare Steel | 1984-04-16 | Galvanized Steel | Suction (American)
4140048 | 2 | [5 empty] | Removed from Ground | Gas (Historical Use) | 4000 | Bare Steel | 1984-04-16 | Galvanized Steel | Suction (American)
4140050 | 1 | [5 empty] | Removed from Ground | Diesel | 2000 | Bare Steel | 1966-04-17 | Galvanized Steel | Suction (American)
4140052 | 1 | [5 empty] | Removed from Ground | Gas (Historical Use) | 6000 | Bare Steel | 1979-05-02 | Galvanized Steel | Suction (American)
4140052 | 2 | [5 empty] | Removed from Ground | Gas (Historical Use) | 8000 | Bare Steel | 1979-05-02 | Galvanized Steel | Suction (American)
4140052 | 3 | [5 empty] | Removed from Ground | Gas (Historical Use) | 6000 | Bare Steel | 1979-05-02 | Galvanized Steel | Suction (American)
4140052 | 4 |  | 1996-04-25 |  | 1996-04-25 |  | Removed from Ground | Gas (Historical Use) | 16000 | Composite | 1996-04-18 | Cathodically Protected | Pressurized
4140053 | 1 |  | 1994-12-28 |  | 1994-12-28 |  | Removed from Ground | Gas (Historical Use) | 6000 | Bare Steel | 1978-05-01 | Fiberglass Reinforced Plastic | Safe Suction (Euro)
4140053 | 2 |  | 1994-12-28 |  | 1994-12-28 |  | Removed from Ground | Gas (Historical Use) | 6000 | Bare Steel | 1978-05-01 | Fiberglass Reinforced Plastic | Safe Suction (Euro)
4140053 | 3 |  | 1994-12-28 |  | 1994-12-28 |  | Removed from Ground | Gas (Historical Use) | 6000 | Bare Steel | 1978-05-01 | Fiberglass Reinforced Plastic | Safe Suction (Euro)
4140054 | 1 | [5 empty] | Removed from Ground | Gas (Historical Use) | 500 | Bare Steel |  | Unknown
4140055 | 1 | [5 empty] | Removed from Ground | Gas (Historical Use) | 2000 | Bare Steel | 1976-05-03 | Galvanized Steel
4140055 | 2 |  | 1999-01-01 |  | 1999-01-01 |  | Currently in Use | Diesel | 2000 | Steel-Impressed Current | 1982-05-03 | Galvanized Steel | Safe Suction (Euro)
4140055 | 3 | [5 empty] | Removed from Ground | Gas (Historical Use) | 2000 | Bare Steel | 1956-05-03 | Galvanized Steel
4140055 | 4 |  |  | yes |  | yes | Removed from Ground | Used Oil | 1000 | Bare Steel | 1956-05-03 | Galvanized Steel
4140055 | 5A |  | 1992-02-03 |  | 1992-02-03 |  | Currently in Use | Gas (Historical Use) | 6000 | Galvanic (STIP-3) | 1992-02-03 | Galvanized Steel | Safe Suction (Euro)
4140055 | 5B |  | 1992-02-03 |  | 1992-02-03 |  | Currently in Use | Gas (Historical Use) | 3000 | Galvanic (STIP-3) | 1992-02-03 | Galvanized Steel | Safe Suction (Euro)
4140055 | 5C |  | 1992-02-03 |  | 1992-02-03 |  | Currently in Use | Gas (Historical Use) | 3000 | Galvanic (STIP-3) | 1992-02-03 | Galvanized Steel | Safe Suction (Euro)
4140056 | 1 | [5 empty] | Removed from Ground | Diesel | 10000 | Bare Steel | 1976-05-06 | Bare Steel | Suction (American)
4140056 | 2 | [5 empty] | Removed from Ground | Gas (Historical Use) | 2000 | Bare Steel | 1981-05-06 | Bare Steel | Suction (American)
4140057 | 1 | [5 empty] | Removed from Ground | Diesel | 1500 | Bare Steel | 1979-07-18 | Copper | Suction (American)
4150002 | 1 | [5 empty] | Removed from Ground | Diesel | 1000 | Bare Steel | 1985-03-11 | Copper
4150004 | 1 | [5 empty] | Removed from Ground | Gas (Historical Use) | 2000 | Bare Steel | 1981-02-21 | Galvanized Steel
4150004 | 2 | [5 empty] | Removed from Ground | Diesel | 10000 | Bare Steel | 1981-02-21 | Galvanized Steel
4150004 | 3 |  |  | yes |  | yes | Removed from Ground | Used Oil | 500 | Bare Steel | 1981-02-21 | Galvanized Steel
4150004 | 4 | [5 empty] | Removed from Ground | Other | 1000 | Bare Steel | 1981-02-21 | Galvanized Steel
4150004 | 5 | [5 empty] | Removed from Ground | Diesel | 10000 | Not Marked/Unknown | 1993-05-18 | Not Marked
4150004 | 6 | [5 empty] | Removed from Ground | Gas (Historical Use) | 500 | Not Marked/Unknown | 1993-05-18 | Not Marked
4150004 | 7 | [5 empty] | Removed from Ground | Diesel | 500 | Not Marked/Unknown |  | Not Marked
4150005 | 1 | [5 empty] | Removed from Ground | Gas (Historical Use) | 10000 | Bare Steel | 1978-02-17 | Galvanized Steel | Suction (American)
4150005 | 2 | [5 empty] | Removed from Ground | Gas (Historical Use) | 6000 | Bare Steel | 1978-02-17 | Galvanized Steel | Suction (American)
4150005 | 3 | [5 empty] | Removed from Ground | Gas (Historical Use) | 6000 | Bare Steel | 1978-02-17 | Galvanized Steel | Suction (American)
4150005 | 4 | [5 empty] | Removed from Ground | Diesel | 6000 | Bare Steel | 1978-02-17 | Galvanized Steel | Suction (American)
4150006 | 1 | [5 empty] | Removed from Ground | Gas (Historical Use) | 1060 | Bare Steel | 1976-02-09 | Galvanized Steel | Suction (American)
4150006 | 2 | [5 empty] | Removed from Ground | Gas (Historical Use) | 560 | Bare Steel | 1976-02-09 | Galvanized Steel
4150009 | 1 | [5 empty] | Removed from Ground | Gas (Historical Use) | 1060 | Bare Steel | 1981-03-18 | Galvanized Steel
4150009 | 2 | [5 empty] | Removed from Ground | Gas (Historical Use) | 1060 | Bare Steel | 1984-03-18 | Galvanized Steel
4150009 | 3 | [5 empty] | Removed from Ground | Gas (Historical Use) | 560 | Bare Steel | 1966-03-18 | Galvanized Steel
4150011 | 1 |  |  | no |  | no | Removed from Ground | Empty | 10000 |  | 1971-03-25 | Bare Steel
4150011 | 2 |  |  | no |  | no | Removed from Ground | Empty | 10000 |  | 1971-03-25 | Bare Steel
4150011 | 3 |  |  | no |  | no | Removed from Ground | Empty | 5000 |  | 1971-03-25 | Bare Steel
4150011 | 4 |  | 1993-10-04 | no | 1993-10-04 | no | Currently in Use | Gas (Historical Use) | 8000 | Composite | 1987-09-01 | Fiberglass Reinforced Plastic | Pressurized
4150011 | 5 |  | 1993-10-04 | no | 1993-10-04 | no | Currently in Use | Gas (Historical Use) | 8000 | Composite | 1987-09-01 | Fiberglass Reinforced Plastic | Pressurized
4150011 | 6 |  | 1993-10-04 | no | 1993-10-04 | no | Currently in Use | Gas (Historical Use) | 8000 | Composite | 1987-09-01 | Fiberglass Reinforced Plastic | Pressurized
4150011 | 7 |  | 1993-10-04 | no | 1993-10-04 | no | Currently in Use | Diesel | 10000 | Composite | 1987-09-01 | Fiberglass Reinforced Plastic | Pressurized
4150012 | 534D1 | [5 empty] | Removed from Ground | Diesel | 1000 | Bare Steel | 1982-01-15 | Galvanized Steel | Safe Suction (Euro)
4150012 | 534G1 | [5 empty] | Removed from Ground | Gas (Historical Use) | 2000 | Bare Steel | 1982-01-15 | Galvanized Steel | Safe Suction (Euro)
4150013 | 1 | [5 empty] | Removed from Ground | Gas (Historical Use) | 1000 | Bare Steel | 1978-03-28 | Galvanized Steel
4150014 | 1 |  |  | yes |  | yes | Removed from Ground | Used Oil | 1000 | Bare Steel | 1978-04-14 | Galvanized Steel | Gravity Fed
4150014 | 10 | Exempted | 1988-01-01 | yes | 1995-12-01 | yes | Currently in Use | Used Oil | 1000 | Fiberglass Double Walled | 1995-12-01 |  | Gravity
4150014 | 11 |  | 1995-12-01 | no | 1995-12-01 | no | Currently in Use | E-10 | 12000 | Fiberglass Double Walled | 1995-12-01 | Fiberglass Reinforced Plastic | Pressurized
4150014 | 12 |  | 1995-12-01 | no | 1995-12-01 | no | Currently in Use | E-10 | 12000 | Fiberglass Double Walled | 1995-12-01 | Fiberglass Reinforced Plastic | Pressurized
4150014 | 13 |  | 1995-12-01 | no | 1995-12-01 | no | Currently in Use | Diesel | 20000 | Fiberglass Double Walled | 1995-12-01 | Fiberglass Reinforced Plastic | Pressurized
4150014 | 14 |  | 1995-12-01 | no | 1995-12-01 | no | Currently in Use | Diesel | 20000 | Fiberglass Double Walled | 1995-12-01 | Fiberglass Reinforced Plastic | Pressurized
4150014 | 15 |  | 1995-12-01 | no | 1995-12-01 | no | Currently in Use | Diesel | 20000 | Fiberglass Double Walled | 1995-12-01 | Fiberglass Reinforced Plastic | Pressurized
4150014 | 16 |  | 1995-12-01 | no | 1995-12-01 | no | Currently in Use | Premium | 12000 | Fiberglass Double Walled | 1995-12-01 | Fiberglass Reinforced Plastic | Pressurized
4150014 | 2 | [5 empty] | Removed from Ground | Other | 2000 | Bare Steel | 1978-04-14 | Galvanized Steel | Pressurized
4150014 | 3 | [5 empty] | Removed from Ground | Diesel | 8000 | Bare Steel | 1978-04-14 | Galvanized Steel
4150014 | 5 | [5 empty] | Removed from Ground | Gas (Historical Use) | 10000 | Bare Steel | 1978-04-14 | Galvanized Steel | Pressurized
4150014 | 6 | [5 empty] | Removed from Ground | Gas (Historical Use) | 10000 | Bare Steel | 1978-04-14 | Galvanized Steel | Pressurized
4150014 | 7 | [5 empty] | Removed from Ground | Diesel | 20000 | Bare Steel | 1978-04-14 | Galvanized Steel | Pressurized
4150014 | 8 | [5 empty] | Removed from Ground | Diesel | 20000 | Bare Steel | 1978-04-14 | Galvanized Steel | Pressurized
4150014 | 9 | [5 empty] | Removed from Ground | Diesel | 20000 | Bare Steel | 1978-04-14 | Galvanized Steel | Pressurized
4150015 | 1 | [5 empty] | Removed from Ground | Gas (Historical Use) | 8000 | Bare Steel | 1969-04-21 | Bare Steel | Pressurized
4150015 | 2 | [5 empty] | Removed from Ground | Gas (Historical Use) | 8000 | Bare Steel | 1969-04-21 | Bare Steel | Pressurized
4150015 | 3 | [5 empty] | Removed from Ground | Gas (Historical Use) | 4000 | Bare Steel | 1969-04-21 | Bare Steel | Pressurized
4150015 | 4 |  |  | yes |  | yes | Currently in Use | Used Oil | 550 | Bare Steel | 1969-04-21 | Galvanized Steel
4150016 | 1 | Flapper Valve | 1990-06-01 |  | 1990-06-01 |  | Currently in Use | Gas (Historical Use) | 6000 | Steel-Impressed Current | 1975-04-26 | Fiberglass Reinforced Plastic | Pressurized
4150016 | 2 | Flapper Valve | 1990-06-01 |  | 1990-06-01 |  | Currently in Use | Gas (Historical Use) | 6000 | Steel-Impressed Current | 1975-04-26 | Fiberglass Reinforced Plastic | Pressurized
4150016 | 3 | Flapper Valve | 1990-06-01 |  | 1990-06-01 |  | Currently in Use | Gas (Historical Use) | 6000 | Steel-Impressed Current | 1975-04-26 | Fiberglass Reinforced Plastic | Pressurized
4150017 | 1 | [5 empty] | Removed from Ground | Gas (Historical Use) | 8000 | Bare Steel | 1978-04-21 | Galvanized Steel
4150017 | 2 | [5 empty] | Removed from Ground | Gas (Historical Use) | 8000 | Bare Steel | 1978-04-21 | Galvanized Steel
4150017 | 3 | [5 empty] | Removed from Ground | Gas (Historical Use) | 8000 | Bare Steel | 1978-04-21 | Galvanized Steel
4150019 | 1 | [5 empty] | Closed in Ground | Gas (Historical Use) | 10000 | Bare Steel | 1992-04-30 | Galvanized Steel
4150019 | 2 | [5 empty] | Closed in Ground | Gas (Historical Use) | 10000 | Bare Steel | 1992-04-30 | Galvanized Steel
4150019 | 3 | [5 empty] | Closed in Ground | Gas (Historical Use) | 10000 | Bare Steel | 1992-04-30 | Galvanized Steel
4150020 | A |  | 1990-01-01 |  | 1990-01-01 |  | Removed from Ground | Gas (Historical Use) | 12000 | Cathodically Protected Steel | 1983-03-14 | Cathodically Protected | Pressurized
4150020 | B |  | 1990-01-01 |  | 1990-01-01 |  | Removed from Ground | Gas (Historical Use) | 12000 | Cathodically Protected Steel | 1983-03-14 | Cathodically Protected | Pressurized
4150020 | C |  | 1990-01-01 |  | 1990-01-01 |  | Removed from Ground | Gas (Historical Use) | 8000 | Cathodically Protected Steel | 1983-03-14 | Cathodically Protected | Pressurized
4150020 | D |  | 1990-01-01 |  | 1990-01-01 |  | Removed from Ground | Gas (Historical Use) | 6000 | Cathodically Protected Steel | 1983-03-14 | Cathodically Protected | Pressurized
4150020 | E |  | 1990-01-01 |  | 1990-01-01 |  | Removed from Ground | Diesel | 20000 | Cathodically Protected Steel | 1983-03-14 | Cathodically Protected | Pressurized
4150021 | 1 |  | 1988-05-01 |  | 1988-05-01 | yes | Currently in Use | Gas (Historical Use) | 10000 | Fiberglass | 1988-05-01 | Fiberglass Reinforced Plastic | Pressurized
4150021 | 2 |  | 1988-05-01 |  | 1988-05-01 | yes | Currently in Use | Gas (Historical Use) | 10000 | Fiberglass | 1988-05-01 | Fiberglass Reinforced Plastic | Pressurized
4150021 | 3 |  | 1998-05-01 |  | 1998-05-01 | yes | Currently in Use | Diesel | 10000 | Fiberglass | 1988-05-01 | Fiberglass Reinforced Plastic | Pressurized
4150021 | 4 | [5 empty] | Removed from Ground | Diesel | 10000 | Bare Steel | 1980-04-30 | Galvanized Steel
4150021 | 5 |  |  | yes |  | yes | Removed from Ground | Used Oil | 550 | Bare Steel | 1968-04-30 | Galvanized Steel
4150022 | 1 |  |  | yes |  | yes | Removed from Ground | Used Oil | 550 | Bare Steel | 1960-04-30 | Galvanized Steel
4150022 | 10 |  | 2000-01-01 |  | 2000-01-01 | yes | Currently in Use | Gas (Historical Use) | 8000 | Fiberglass | 2000-01-01 | Fiberglass Reinforced Plastic | Pressurized
4150022 | 2 | [5 empty] | Removed from Ground | Gas (Historical Use) | 6000 | Bare Steel | 1967-05-01 | Galvanized Steel
4150022 | 3 | [5 empty] | Removed from Ground | Gas (Historical Use) | 6000 | Bare Steel | 1967-05-01 | Galvanized Steel
4150022 | 4 | [5 empty] | Removed from Ground | Gas (Historical Use) | 6000 | Bare Steel | 1967-05-01 | Galvanized Steel
4150022 | 5 | [5 empty] | Removed from Ground | Gas (Historical Use) | 10000 | Fiberglass | 1989-01-01 | Fiberglass Reinforced Plastic
4150022 | 6 | [5 empty] | Removed from Ground | Gas (Historical Use) | 10000 | Fiberglass | 1989-01-01 | Fiberglass Reinforced Plastic
4150022 | 7 | [5 empty] | Removed from Ground | Gas (Historical Use) | 10000 | Fiberglass | 1989-01-01 | Fiberglass Reinforced Plastic
4150022 | 8 |  |  | yes |  | yes | Removed from Ground | Used Oil | 500 | Not Marked/Unknown |  | Not Marked
4150022 | 9 |  | 2000-01-01 |  | 2000-01-01 | yes | Currently in Use | Gas (Historical Use) | 15000 | Fiberglass | 2000-01-01 | Fiberglass Reinforced Plastic | Pressurized
4150023 | 1 |  | 1995-10-13 | no | 1995-10-13 | no | Removed from Ground | Gas (Historical Use) | 10000 |  | 1983-05-06 | Double Walled | Pressurized
4150023 | 2 |  | 1995-10-13 | no | 1995-10-13 | no | Removed from Ground | Gas (Historical Use) | 10000 |  | 1983-05-06 | Double Walled | Pressurized
4150023 | 3 |  | 1995-10-13 | no | 1995-10-13 | no | Removed from Ground | Gas (Historical Use) | 10000 |  | 1983-05-06 | Double Walled | Pressurized
4150023 | 4 |  | 1995-10-13 | no | 1995-10-13 | no | Removed from Ground | Gas (Historical Use) | 10000 |  | 1983-05-06 | Double Walled | Pressurized
4150023 | 5A | Flapper Valve | 1998-12-18 | no | 1998-12-18 | no | Currently in Use | Premium | 6000 | Composite | 1998-12-15 | Fiberglass Reinforced Plastic | Pressurized
4150023 | 5B | Flapper Valve | 1998-12-18 | no | 1998-12-18 | no | Currently in Use | Diesel On Road | 6000 | Composite | 1998-12-15 | Fiberglass Reinforced Plastic | Pressurized
4150023 | 6 | Flapper Valve | 1998-12-18 | no | 1998-12-18 | no | Currently in Use | E-10 | 12000 | Composite | 1998-12-15 | Fiberglass Reinforced Plastic | Pressurized
4150025 | 1 | [5 empty] | Removed from Ground | Diesel | 2000 | Bare Steel | 1980-04-04 | Galvanized Steel | Suction (American)
4150026 | 1 | [5 empty] | Removed from Ground | Gas (Historical Use) | 1000 | Bare Steel | 1979-04-04 | Galvanized Steel
4150026 | 2 | [5 empty] | Removed from Ground | Gas (Historical Use) | 1000 | Bare Steel | 1997-08-18 | Bare Steel
4150027 | 1 | [5 empty] | Removed from Ground | Diesel | 1000 | Bare Steel | 1980-04-04 | Galvanized Steel | Suction (American)
4150027 | 1A |  | 1991-08-10 | no | 1991-08-10 | no | Currently in Use | Gas (Historical Use) | 10000 | Tank Jacket | 1991-08-01 |  | Pressurized
4150027 | 2 | [5 empty] | Removed from Ground | Gas (Historical Use) | 1000 | Bare Steel | 1977-04-04 | Galvanized Steel | Suction (American)
4150027 | 2A |  | 1991-08-10 | no | 1991-08-10 | no | Currently in Use | Diesel | 10000 | Tank Jacket | 1991-08-01 |  | Pressurized
4150027 | 3 | [5 empty] | Removed from Ground | Gas (Historical Use) | 2000 | Bare Steel | 1980-04-04 | Galvanized Steel | Suction (American)
4150028 | 1 |  | 1998-09-24 | no | 1998-09-24 | no | Removed from Ground | Diesel | 20000 | Steel-Impressed Current | 1981-08-10 |  | Pressurized
4150028 | 2 |  | 1998-09-24 | no | 1998-09-24 | no | Removed from Ground | Diesel | 20000 | Steel-Impressed Current | 1981-08-10 |  | Pressurized
4150028 | 3 |  | 1998-09-24 | no | 1998-09-24 | no | Removed from Ground | Gas (Historical Use) | 6000 | Steel-Impressed Current | 1981-08-10 |  | Pressurized
4150028 | 4 |  | 1998-09-24 | no | 1998-09-24 | no | Removed from Ground | Gas (Historical Use) | 6000 | Steel-Impressed Current | 1981-08-10 |  | Pressurized
4150028 | 5 |  | 1998-09-24 | yes | 1998-09-24 | yes | Removed from Ground |  | 500 | Steel-Impressed Current | 1981-08-10 |  | Pressurized
4150029 | 1 | [5 empty] | Removed from Ground | Diesel | 2000 | Bare Steel | 1979-04-05 | Galvanized Steel | Safe Suction (Euro)
4150029 | 2 | [5 empty] | Removed from Ground | Gas (Historical Use) | 2000 | Bare Steel | 1979-04-05 | Galvanized Steel | Safe Suction (Euro)
4150029 | 3 | [5 empty] | Removed from Ground | Diesel | 1000 | Bare Steel | 1979-04-05 | Galvanized Steel | Safe Suction (Euro)
4150030 | 1 |  | 1990-01-15 |  | 1990-01-15 |  | Currently in Use | Gas (Historical Use) | 6000 | Steel-Impressed Current | 1980-01-01 | Fiberglass Reinforced Plastic | Pressurized
4150030 | 2 |  | 1990-01-15 |  | 1990-01-15 |  | Currently in Use | Gas (Historical Use) | 6000 | Steel-Impressed Current | 1980-01-01 | Fiberglass Reinforced Plastic | Pressurized
4150030 | 3 |  | 1990-01-15 |  | 1990-01-15 |  | Currently in Use | Gas (Historical Use) | 6000 | Steel-Impressed Current | 1980-01-01 | Fiberglass Reinforced Plastic | Pressurized
4150030 | 4 |  | 1990-01-15 |  | 1990-01-15 |  | Currently in Use | Diesel | 6000 | Steel-Impressed Current | 1980-01-01 | Fiberglass Reinforced Plastic | Pressurized
4150032 | 1 | [5 empty] | Removed from Ground | Diesel | 550 | Bare Steel | 1979-04-05 | Galvanized Steel
4150032 | 2 | [5 empty] | Removed from Ground | Gas (Historical Use) | 550 | Bare Steel | 1979-04-05 | Galvanized Steel
4150032 | 3 | [5 empty] | Removed from Ground | Gas (Historical Use) | 1000 | Bare Steel | 1983-04-05 | Galvanized Steel
4150032 | 4 | Flapper Valve | 1998-07-01 | no | 1998-07-01 | no | Currently in Use | Diesel | 3000 | Galvanic (STIP-3) | 1989-04-05 | Fiberglass Reinforced Plastic | Pressurized
4150032 | 5 | [5 empty] | Removed from Ground | Gas (Historical Use) | 1000 | Bare Steel | 1989-04-05 | Galvanized Steel
4150032 | 6 | [5 empty] | Removed from Ground | Gas (Historical Use) | 2000 | Not Marked/Unknown | 1989-04-05 | Not Marked
4150032 | 7 | Flapper Valve | 1998-07-01 | no | 1998-07-01 | no | Currently in Use | E-0 | 4000 | Galvanic (STIP-3) | 1998-07-01 | Fiberglass Reinforced Plastic | Pressurized
4150033 | 1 |  | 1998-12-19 |  | 1998-12-19 |  | Removed from Ground | Diesel | 2000 | Cathodically Protected Steel | 1980-04-03 | Cathodically Protected
4150033 | 2 |  | 1998-12-19 |  | 1998-12-19 |  | Removed from Ground | Gas (Historical Use) | 2000 | Cathodically Protected Steel | 1984-04-03 | Cathodically Protected
4150033 | 3 |  | 1998-12-19 |  | 1998-12-19 |  | Removed from Ground | Gas (Historical Use) | 1000 | Cathodically Protected Steel | 1984-04-03 | Cathodically Protected
4150033 | 4 |  |  | no |  | no | Removed from Ground | Not Marked/Tank Removed | 2000 | Unknown | 2006-09-22 | Unknown
4150033 | 5 |  | 2006-10-30 | no | 2006-10-30 | no | Currently in Use | Diesel | 2000 | Composite Double Walled | 2006-09-02 | Double-Walled Flex | Pressurized
4150033 | 6 |  | 2006-10-30 | no | 2006-10-30 | no | Currently in Use | Gas (Historical Use) | 4000 | Composite Double Walled | 2006-09-02 | Double-Walled Flex | Pressurized
4150034 | 1 | Flapper Valve | 1989-01-01 | no | 1989-01-01 | no | Currently in Use | Premium | 20024 | Steel-Impressed Current | 2000-08-31 | Fiberglass Reinforced Plastic | Pressurized
4150034 | 2 | Flapper Valve | 1989-01-01 | no | 1989-01-01 | no | Currently in Use | Plus | 20024 | Steel-Impressed Current | 2000-08-31 | Fiberglass Reinforced Plastic | Pressurized
4150034 | 3 | Flapper Valve | 1989-01-01 | no | 1989-01-01 | no | Currently in Use | Diesel | 20024 | Steel-Impressed Current | 2000-08-31 | Galvanized Steel | Pressurized
4150034 | 4 | Flapper Valve | 1989-01-01 | no | 1989-01-01 | no | Currently in Use | Diesel On Road | 20024 | Steel-Impressed Current | 2000-08-31 | Galvanized Steel | Pressurized
4150034 | 5 | Flapper Valve | 1989-01-01 | no | 1989-01-01 | no | Currently in Use | Premium | 10150 | STIP-3/Impressed Current | 2000-08-31 | Fiberglass Reinforced Plastic | Pressurized
4150035 | 1 |  |  |  | 1993-03-05 |  | Removed from Ground | Gas (Historical Use) | 4010 | Bare Steel | 1976-05-07 | Galvanized Steel
4150035 | 2 |  |  |  | 1993-03-05 |  | Removed from Ground | Gas (Historical Use) | 4010 | Bare Steel | 1976-05-07 | Galvanized Steel
4150035 | 3 |  |  |  | 1993-03-05 |  | Removed from Ground | Gas (Historical Use) | 1000 | Bare Steel | 1976-05-07 | Galvanized Steel
4150035 | 4 |  |  |  | 1993-03-05 |  | Removed from Ground | Diesel | 5000 | Bare Steel | 1976-05-07 | Galvanized Steel
4150037 | 5 |  | 1990-01-15 |  | 1990-01-15 |  | Currently in Use | Kerosene | 4000 | Steel-Impressed Current | 1990-01-01 | Fiberglass Reinforced Plastic | Pressurized
4150039 | 1 | [5 empty] | Removed from Ground | Gas (Historical Use) | 4000 | Bare Steel | 1975-01-01 | Galvanized Steel | Suction (American)
4150039 | 2 | [5 empty] | Removed from Ground | Gas (Historical Use) | 4000 | Bare Steel | 1975-01-01 | Galvanized Steel | Suction (American)
4150039 | 3 | [5 empty] | Removed from Ground | Gas (Historical Use) | 4000 | Bare Steel | 1975-01-01 | Galvanized Steel | Suction (American)
4150039 | 4A | Ball Float | 1995-11-15 | no | 1995-11-15 | no | Currently in Use | E-10 | 10000 | Composite | 1995-11-15 | Double-Walled Flex | Pressurized
4150039 | 4B | Ball Float | 1995-11-15 | no | 1995-11-15 | no | Currently in Use | Premium | 5000 | Composite | 1995-11-15 | Double-Walled Fiberglass | Pressurized
4150039 | 5 |  | 1995-11-15 |  | 1995-11-15 |  | Removed from Ground | Kerosene | 1000 | Composite | 1995-11-15 | Double Walled | Suction (American)
4150040 | 1 | [5 empty] | Removed from Ground | Diesel | 1000 | Bare Steel | 1976-04-04 | Galvanized Steel
4150040 | 2 | [5 empty] | Removed from Ground | Diesel | 1000 | Bare Steel | 1976-04-04 | Galvanized Steel
4150040 | 3 |  |  | no |  | no | Removed from Ground | Diesel | 500 | Unknown | 2007-09-24 | Unknown
4150041 | 1 | [5 empty] | Removed from Ground | Gas (Historical Use) | 3000 | Bare Steel | 1976-05-08 | Galvanized Steel
4150042 | 1 | [5 empty] | Removed from Ground | Gas (Historical Use) | 1 | Bare Steel | 1973-03-11 | Copper
4150043 | 1 | [5 empty] | Removed from Ground | Gas (Historical Use) | 3000 | Bare Steel | 1961-05-08 | Galvanized Steel
4150043 | 2 | [5 empty] | Removed from Ground | Gas (Historical Use) | 3000 | Bare Steel | 1961-05-08 | Galvanized Steel
4150043 | 3 | [5 empty] | Removed from Ground | Gas (Historical Use) | 2000 | Bare Steel | 1961-05-08 | Galvanized Steel
4150043 | 4 | [5 empty] | Removed from Ground | Diesel | 2000 | Bare Steel | 1981-05-08 | Galvanized Steel
4160001 | 1 | [5 empty] | Closed in Ground | Diesel | 10000 | Bare Steel | 1954-04-10 | Galvanized Steel
4160001 | 2 | [5 empty] | Removed from Ground | Diesel | 1000 | Bare Steel | 1968-04-10 | Galvanized Steel
4160001 | 3 | [5 empty] | Removed from Ground | Gas (Historical Use) | 1000 | Bare Steel | 1973-04-10 | Galvanized Steel
4160001 | 4 | [5 empty] | Removed from Ground | Diesel | 1000 | Bare Steel | 1984-04-10 | Bare Steel
4160002 | 1 | Flapper Valve | 1998-12-01 |  | 1998-12-01 |  | Removed from Ground | Gas (Historical Use) | 20000 | Steel-Impressed Current | 1976-03-15 | Steel (Impressed Current) | Pressurized
4160002 | 2 | Flapper Valve | 1998-12-01 |  | 1998-12-01 |  | Removed from Ground | Gas (Historical Use) | 10000 | Steel-Impressed Current | 1976-03-15 | Steel (Impressed Current) | Pressurized
4160002 | 3 | Flapper Valve | 1998-12-01 |  | 1998-12-01 |  | Removed from Ground | Gas (Historical Use) | 10000 | Steel-Impressed Current | 1976-03-15 | Steel (Impressed Current) | Pressurized
4160002 | 4 | Flapper Valve | 1998-12-01 |  | 1998-12-01 |  | Removed from Ground | Diesel | 8000 | Steel-Impressed Current | 1984-03-15 | Steel (Impressed Current) | Pressurized
4160002 | 5 | Flapper Valve | 1998-12-01 |  | 1998-12-01 |  | Removed from Ground | Kerosene | 8000 | Steel-Impressed Current | 1984-03-15 | Steel (Impressed Current) | Pressurized
4160003 | 1 | [5 empty] | Removed from Ground | Diesel | 10000 | Bare Steel | 1980-03-01 | Galvanized Steel | Suction (American)
4160004 | 1 | Flapper Valve | 1991-03-01 | no | 1991-03-01 | no | Currently in Use | E-10 | 10000 | Steel-Impressed Current | 1970-04-28 | Fiberglass Reinforced Plastic | Pressurized
4160004 | 2 | Flapper Valve | 1991-03-01 | no | 1991-03-01 | no | Currently in Use | Plus | 10000 | Steel-Impressed Current | 1970-04-01 |  | Pressurized
4160004 | 3 | Flapper Valve | 1991-03-01 | no | 1991-03-01 | no | Currently in Use | Premium | 5000 | Steel-Impressed Current | 1970-04-28 |  | Pressurized
4160005 | 1 | [5 empty] | Currently in Use | Other | 4000 | Bare Steel | 1973-03-04 | Bare Steel
4160005 | 2 | [5 empty] | Removed from Ground | Other | 8000 | Bare Steel | 1976-03-04 | Copper
4160005 | 3 | [5 empty] | Removed from Ground | Other | 12000 | Bare Steel | 1951-03-05 | Not Marked
4160005 | 4 | [5 empty] | Removed from Ground | Gas (Historical Use) | 550 | Bare Steel | 1951-03-05 | Bare Steel
4160007 | 1 | [5 empty] | Removed from Ground | Other | 5000 | Not Marked/Unknown | 1950-02-21 | Not Marked | Suction (American)
4160008 | 1 | [5 empty] | Removed from Ground | Diesel | 500 | Bare Steel | 1985-03-03 | Copper | Safe Suction (Euro)
4160009 | 1 | [5 empty] | Removed from Ground | Diesel | 500 | Bare Steel | 1983-01-01 | Copper | Safe Suction (Euro)
4160010 | 1 | [5 empty] | Removed from Ground | Diesel | 500 | Bare Steel | 1983-03-04 | Galvanized Steel
4160011 | 1 | [5 empty] | Removed from Ground | Diesel | 500 | Bare Steel | 1983-03-04 | Copper
4160012 | 1 | [5 empty] | Removed from Ground | Diesel | 500 | Bare Steel | 1985-03-03 | Copper | Safe Suction (Euro)
4160013 | 1 | [5 empty] | Removed from Ground | Diesel | 500 | Bare Steel | 1985-03-03 | Copper | Safe Suction (Euro)
4160014 | 1 | [5 empty] | Removed from Ground | Gas (Historical Use) | 3000 | Bare Steel | 1971-03-05 | Galvanized Steel
4160016 | 1 | [5 empty] | Removed from Ground | Gas (Historical Use) | 560 | Bare Steel | 1980-02-29 | Unknown
4160016 | 2 | [5 empty] | Removed from Ground | Diesel | 1000 | Bare Steel | 1980-02-29 | Unknown
4160016 | 3 |  |  | yes |  | yes | Currently in Use | Used Oil | 1000 | Bare Steel | 1982-02-28 | Unknown
4160017 | 1 |  |  |  | 1993-03-02 |  | Removed from Ground | Gas (Historical Use) | 10000 | Bare Steel | 1969-02-22 | Galvanized Steel | Pressurized
4160017 | 2 |  |  |  | 1993-03-02 |  | Removed from Ground | Gas (Historical Use) | 10000 | Bare Steel | 1969-02-22 | Galvanized Steel | Pressurized
4160017 | 3 |  |  |  | 1993-03-02 |  | Removed from Ground | Gas (Historical Use) | 10000 | Bare Steel | 1969-02-22 | Galvanized Steel | Pressurized
4160017 | 4 | [5 empty] | Removed from Ground | Diesel | 2000 | Bare Steel | 1983-02-23 | Galvanized Steel | Suction (American)
4160017 | 5 |  |  | yes |  | yes | Removed from Ground | Used Oil | 560 | Bare Steel | 1969-02-22 | Not Marked
4160017 | 6 | [5 empty] | Removed from Ground | Kerosene | 560 | Bare Steel | 1969-02-22 | Not Marked
4160018 | 1 | [5 empty] | Removed from Ground | Other | 1000 | Bare Steel | 1974-03-04 | Copper
4160018 | L295049 | [5 empty] | Permanently Out of Use - historical purposes | Other | 1000 | Tank Jacket | 1991-03-21 | Copper | Suction (American)
4160020 | 1 |  | 1994-10-01 |  | 1994-10-01 |  | Removed from Ground | Gas (Historical Use) | 10000 | Bare Steel | 1972-01-23 | Galvanized Steel | Safe Suction (Euro)
4160020 | 2 |  | 1994-10-01 |  | 1994-10-01 |  | Removed from Ground | Diesel | 10000 | Bare Steel | 1972-01-23 | Galvanized Steel | Safe Suction (Euro)
4160020 | 3 |  | 1994-10-01 |  | 1994-10-01 |  | Removed from Ground | Gas (Historical Use) | 2000 | Bare Steel | 1972-01-23 | Galvanized Steel | Safe Suction (Euro)
4160020 | 4 | [5 empty] | Removed from Ground | Empty | 5000 | Bare Steel | 1981-01-22 | Galvanized Steel
4160020 | 5 | [5 empty] | Removed from Ground | Empty | 8000 | Bare Steel | 1981-01-22 | Galvanized Steel
4160020 | 6 |  |  | yes | 1994-10-01 | yes | Removed from Ground | Empty | 250 | Bare Steel | 1972-01-23 | Galvanized Steel | Gravity Fed
4160020 | 7 |  | 1998-10-01 |  | 1998-10-01 |  | Removed from Ground | Diesel | 10000 | Composite | 1998-10-01 | Fiberglass Reinforced Plastic | Pressurized
4160021 | 1 |  | 1995-12-29 | yes | 1995-12-29 | yes | Removed from Ground | Gas (Historical Use) | 10000 | Fiberglass | 1982-07-27 | Fiberglass Reinforced Plastic | Pressurized
4160021 | 2 |  | 1995-12-29 | yes | 1995-12-29 | yes | Removed from Ground | Gas (Historical Use) | 10000 | Fiberglass | 1982-07-27 | Fiberglass Reinforced Plastic | Pressurized
4160021 | 3 |  | 1995-12-29 | yes | 1995-12-29 | yes | Removed from Ground | Gas (Historical Use) | 10000 | Fiberglass | 1982-07-27 | Fiberglass Reinforced Plastic | Pressurized
4160021 | 4 |  |  | yes |  | yes | Removed from Ground | Used Oil | 1000 | Fiberglass | 1982-07-27 | Fiberglass Reinforced Plastic | Gravity Fed
4160021 | 5 |  | 2016-02-08 | no | 2016-02-08 | no | Currently in Use | Gas (Historical Use) | 15000 | Fiberglass Double Walled | 2016-02-08 | Double-Walled Flex | Pressurized
4160021 | 6 |  | 2016-02-08 | no | 2016-02-08 | no | Currently in Use | Gas (Historical Use) | 10000 | Fiberglass Double Walled | 2016-02-08 | Double-Walled Flex | Pressurized
4160021 | 7A |  | 2016-02-08 | no | 2016-02-08 | no | Currently in Use | Diesel | 8000 | Fiberglass Double Walled | 2016-02-08 | Double-Walled Flex | Pressurized
4160021 | 7B |  | 2016-02-08 | no | 2016-02-08 | no | Currently in Use | Gas (Historical Use) | 6000 | Fiberglass Double Walled | 2016-02-08 | Double-Walled Flex | Pressurized
4160022 | 1 | [5 empty] | Removed from Ground | Empty | 950 | Bare Steel | 1977-04-08 | Galvanized Steel
4160022 | 2 |  |  |  | 1981-04-01 |  | Removed from Ground | Gas (Historical Use) | 9500 | Bare Steel | 1981-04-08 | Galvanized Steel | Suction (American)
4160023 | 1 |  | 1988-10-04 |  | 1988-10-04 |  | Removed from Ground | Gas (Historical Use) | 5000 | Composite | 1988-10-04 | Fiberglass Reinforced Plastic | Pressurized
4160023 | 2 |  | 1988-10-04 |  | 1988-10-04 |  | Removed from Ground | Gas (Historical Use) | 10000 | Composite | 1988-10-04 | Cathodically Protected | Pressurized
4160023 | 3 |  | 1988-10-04 |  | 1988-10-04 |  | Removed from Ground | Gas (Historical Use) | 10000 | Composite | 1988-10-04 | Fiberglass Reinforced Plastic | Pressurized
4160023 | 4 |  |  | yes |  | yes | Removed from Ground | Used Oil | 550 | Cathodically Protected Steel | 1970-03-19 | Galvanized Steel
4160023 | 5 | [5 empty] | Removed from Ground | Gas (Historical Use) | 800 | Cathodically Protected Steel | 1961-03-19 | Cathodically Protected
4160023 | 6 | [5 empty] | Removed from Ground | Gas (Historical Use) | 800 | Cathodically Protected Steel | 1961-03-19 | Galvanized Steel
4160024 | 1 | [5 empty] | Removed from Ground | Gas (Historical Use) | 2000 | Bare Steel | 1970-12-17 | Galvanized Steel
4160024 | 2 | [5 empty] | Removed from Ground | Empty | 1000 | Bare Steel | 1958-12-17 | Galvanized Steel
4160024 | 3 |  | 1990-08-10 |  | 1990-08-10 |  | Removed from Ground | Other | 2000 | Galvanic (STIP-3) | 1990-08-10 | Cathodically Protected | Safe Suction (Euro)
4160025 | 1 |  | 1990-08-20 |  | 1990-08-20 |  | Removed from Ground | Gas (Historical Use) | 1000 | Galvanic (STIP-3) | 1990-08-20 | Cathodically Protected | Safe Suction (Euro)
4160026 | 1 | [5 empty] | Removed from Ground | Diesel | 560 | Bare Steel | 1958-12-17 | Galvanized Steel | Safe Suction (Euro)
4160026 | 2 | [5 empty] | Removed from Ground | Empty | 560 | Bare Steel | 1958-12-17 | Galvanized Steel | Safe Suction (Euro)
4160026 | 3 |  | 1990-08-28 |  | 1990-08-28 |  | Removed from Ground | Gas (Historical Use) | 1000 | Galvanic (STIP-3) | 1990-08-28 | Cathodically Protected | Safe Suction (Euro)
4160026 | 4 |  | 1990-08-28 |  | 1990-08-28 |  | Removed from Ground | Diesel | 1000 | Galvanic (STIP-3) | 1990-08-28 | Cathodically Protected | Safe Suction (Euro)
4160027 | 1 | [5 empty] | Removed from Ground | Gas (Historical Use) | 500 | Bare Steel | 1971-04-09 | Galvanized Steel
4160028 | 1 | [5 empty] | Currently in Use | Gas (Historical Use) | 1000 | Bare Steel | 1976-04-08 | Galvanized Steel
4160028 | 2 | [5 empty] | Currently in Use | Gas (Historical Use) | 1000 | Bare Steel | 1976-04-08 | Galvanized Steel
4160028 | 3 | [5 empty] | Currently in Use | Gas (Historical Use) | 3000 | Bare Steel | 1987-01-01 | Galvanized Steel
4160029 | 1 |  |  | yes |  | yes | Temporarily out of use | Used Oil | 1000 | Bare Steel | 1975-04-02 | Galvanized Steel
4160030 | 1 | [5 empty] | Removed from Ground | Gas (Historical Use) | 1000 | Bare Steel | 1974-04-01 | Galvanized Steel
4160032 | 10542-1 | [5 empty] | Removed from Ground | Gas (Historical Use) | 1000 | Bare Steel | 1965-01-08 | Galvanized Steel | Safe Suction (Euro)
4160032 | 10542-2 | [5 empty] | Removed from Ground | Diesel | 550 | Bare Steel | 1965-01-08 | Galvanized Steel | Safe Suction (Euro)
4160033 | 1 | [5 empty] | Removed from Ground | Gas (Historical Use) | 1000 | Bare Steel | 1983-04-23 | Galvanized Steel | Suction (American)
4160033 | 2 | [5 empty] | Removed from Ground | Gas (Historical Use) | 1000 | Bare Steel | 1983-04-23 | Galvanized Steel | Suction (American)
4160033 | 3 |  |  | yes |  | yes | Removed from Ground | Used Oil | 550 | Bare Steel |  | Bare Steel | Gravity Fed
4160033 | 4 | [5 empty] | Removed from Ground | Gas (Historical Use) | 2000 | Bare Steel |  | Bare Steel | Gravity Fed
4160034 | 1 | [5 empty] | Closed in Ground | Gas (Historical Use) | 600 | Bare Steel | 1966-04-21 | Bare Steel
4160035 | 1 | [5 empty] | Removed from Ground | Gas (Historical Use) | 1050 | Bare Steel | 1976-04-18 | Galvanized Steel
4160035 | 2 | [5 empty] | Removed from Ground | Gas (Historical Use) | 1050 | Bare Steel | 1976-04-18 | Galvanized Steel
4160035 | 3 |  | 1997-09-17 |  | 1998-03-24 |  | Currently in Use | Gas (Historical Use) | 4000 | Cathodically Protected Steel | 1987-11-01 | Fiberglass Reinforced Plastic | Pressurized
4160035 | 4 |  | 1997-09-17 |  | 1998-03-24 |  | Currently in Use | Gas (Historical Use) | 4000 | Composite | 1988-12-01 | Fiberglass Reinforced Plastic | Pressurized
4160036 | 1 | [5 empty] | Removed from Ground | Gas (Historical Use) | 1000 | Bare Steel | 1979-04-22 | Galvanized Steel
4160037 | 1 | [5 empty] | Removed from Ground | Gas (Historical Use) | 2000 | Bare Steel | 1976-03-25 | Galvanized Steel | Pressurized
4160037 | 2 | [5 empty] | Removed from Ground | Diesel | 10000 | Bare Steel | 1976-03-25 | Galvanized Steel | Pressurized
4160040 | 1 | [5 empty] | Removed from Ground | Gas (Historical Use) | 4000 | Bare Steel | 1957-03-08 | Galvanized Steel | Suction (American)
4160040 | 2 | [5 empty] | Removed from Ground | Gas (Historical Use) | 3000 | Bare Steel | 1957-03-08 | Galvanized Steel | Suction (American)
4160040 | 3 | [5 empty] | Removed from Ground | Gas (Historical Use) | 2000 | Bare Steel | 1960-03-08 | Galvanized Steel | Suction (American)
4160041 | 1 | [5 empty] | Removed from Ground | Other | 3000 | Bare Steel | 1973-04-23 | Galvanized Steel
4160041 | 2 | [5 empty] | Removed from Ground | Gas (Historical Use) | 5000 | Bare Steel | 1973-04-23 | Galvanized Steel
4160042 | 1 | [5 empty] | Removed from Ground | Gas (Historical Use) | 1200 | Bare Steel | 1956-01-01 | Unknown
4160042 | 2 | [5 empty] | Removed from Ground | Gas (Historical Use) | 6000 | Bare Steel | 1988-01-01 | Not Marked
4160044 | 1 |  | 1998-11-01 |  | 1998-11-01 |  | Currently in Use | Gas (Historical Use) | 6000 | Steel-Impressed Current | 1983-04-17 | Cathodically Protected | Safe Suction (Euro)
4160044 | 2 |  | 1998-11-01 |  | 1998-11-01 |  | Currently in Use | Gas (Historical Use) | 4000 | Steel-Impressed Current | 1983-04-17 | Cathodically Protected | Safe Suction (Euro)
4160044 | 3 |  | 1998-11-01 |  | 1998-11-01 |  | Currently in Use | Diesel | 6000 | Steel-Impressed Current | 1983-04-17 | Cathodically Protected | Safe Suction (Euro)
4160045 | 1 | [5 empty] | Closed in Ground | Gas (Historical Use) | 4000 | Bare Steel | 1961-04-25 | Galvanized Steel
4160045 | 2 | [5 empty] | Closed in Ground | Gas (Historical Use) | 4000 | Bare Steel | 1961-04-25 | Galvanized Steel
4160045 | 3 | [5 empty] | Closed in Ground | Gas (Historical Use) | 4000 | Bare Steel | 1961-04-25 | Galvanized Steel
4160046 | 1 | [5 empty] | Removed from Ground | Gas (Historical Use) | 10000 | Bare Steel | 1969-04-23 | Galvanized Steel | Pressurized
4160046 | 10 |  |  | yes |  | yes | Removed from Ground | Used Oil | 560 | Bare Steel | 1971-01-01 | Galvanized Steel | Pressurized
4160046 | 2 | [5 empty] | Removed from Ground | Gas (Historical Use) | 10000 | Bare Steel | 1969-04-23 | Galvanized Steel | Pressurized
4160046 | 3 | [5 empty] | Removed from Ground | Gas (Historical Use) | 10000 | Bare Steel | 1969-04-23 | Galvanized Steel | Pressurized
4160046 | 4 | [5 empty] | Removed from Ground | Diesel | 6000 | Bare Steel | 1969-04-23 | Galvanized Steel | Pressurized
4160046 | 5 | [5 empty] | Removed from Ground | Diesel | 8000 | Bare Steel | 1969-04-23 | Galvanized Steel | Pressurized
4160046 | 6 | [5 empty] | Removed from Ground | Gas (Historical Use) | 8000 | Bare Steel | 1981-04-23 | Galvanized Steel | Pressurized
4160046 | 7 | [5 empty] | Removed from Ground | Gas (Historical Use) | 10000 | Bare Steel | 1981-04-23 | Galvanized Steel | Pressurized
4160046 | 8 | [5 empty] | Removed from Ground | Gas (Historical Use) | 8000 | Bare Steel | 1985-01-01 | Galvanized Steel | Pressurized
4160046 | 9 |  |  | yes |  | yes | Removed from Ground | Used Oil | 280 | Bare Steel | 1987-01-01 | Galvanized Steel | Pressurized
4160047 | 1 | [5 empty] | Removed from Ground | Diesel | 1000 | Bare Steel | 1969-04-23 | Galvanized Steel | Suction (American)
4160047 | 2 | [5 empty] | Removed from Ground | Gas (Historical Use) | 2000 | Bare Steel | 1969-04-23 | Galvanized Steel | Pressurized
4160047 | 3 | [5 empty] | Removed from Ground | Gas (Historical Use) | 4000 | Bare Steel | 1979-04-24 | Galvanized Steel | Pressurized
4160047 | 4 |  |  | yes |  | yes | Removed from Ground | Used Oil | 280 | Bare Steel | 1969-01-15 | Bare Steel | Pressurized
4160047 | 5A | Ball Float | 1998-12-01 |  | 1998-12-01 |  | Temporarily out of use | Gas (Historical Use) | 4000 | Composite | 1998-12-01 | Fiberglass Reinforced Plastic | Pressurized
4160047 | 5B | Ball Float | 1998-12-01 |  | 1998-12-01 |  | Temporarily out of use | Gas (Historical Use) | 2000 | Composite | 1998-12-01 | Fiberglass Reinforced Plastic | Pressurized
4160048 | 1 | [5 empty] | Removed from Ground | Gas (Historical Use) | 2000 | Bare Steel | 1976-04-23 | Galvanized Steel
4160049 | 1 | [5 empty] | Removed from Ground | Diesel | 6000 | Bare Steel | 1979-04-24 | Galvanized Steel | Safe Suction (Euro)
4160049 | 2 | [5 empty] | Removed from Ground | Gas (Historical Use) | 1000 | Bare Steel | 1980-01-01 | Galvanized Steel | Safe Suction (Euro)
4160049 | 3 | [5 empty] | Removed from Ground | Other | 1000 | Bare Steel | 1982-01-01 | Galvanized Steel | Safe Suction (Euro)
4160049 | 4 | [5 empty] | Removed from Ground | Other | 1000 | Bare Steel | 1982-01-01 | Galvanized Steel | Safe Suction (Euro)
4160050 | 1 | [5 empty] | Removed from Ground | Gas (Historical Use) | 4000 | Bare Steel | 1966-04-23 | Galvanized Steel | Pressurized
4160050 | 2 | [5 empty] | Removed from Ground | Gas (Historical Use) | 4000 | Bare Steel | 1966-04-23 | Galvanized Steel | Pressurized
4160050 | 3 | [5 empty] | Removed from Ground | Gas (Historical Use) | 4000 | Bare Steel | 1966-04-23 | Galvanized Steel | Pressurized
4160050 | 4 |  |  | yes |  | yes | Closed in Ground | Used Oil | 560 | Bare Steel | 1966-01-12 | Bare Steel | Pressurized
4160051 | 1 |  | 1997-09-17 |  | 1997-09-17 |  | Currently in Use | Gas (Historical Use) | 8000 | Steel-Impressed Current | 1983-05-08 | Steel (Impressed Current) | Pressurized
4160051 | 2 |  | 1997-09-17 |  | 1997-09-17 |  | Currently in Use | Gas (Historical Use) | 8000 | Steel-Impressed Current | 1983-05-08 | Steel (Impressed Current) | Pressurized
4160051 | 3 |  | 1997-09-17 |  | 1997-09-17 |  | Currently in Use | Gas (Historical Use) | 8000 | Steel-Impressed Current | 1983-05-08 | Steel (Impressed Current) | Pressurized
4160051 | 4 |  | 1997-09-17 |  | 1997-09-17 |  | Currently in Use | Diesel | 8000 | Steel-Impressed Current | 1983-05-08 | Steel (Impressed Current) | Pressurized
4160052 | 1 |  | 1995-06-01 |  | 1995-06-01 |  | Currently in Use | Gas (Historical Use) | 3000 | Steel-Impressed Current | 1974-05-07 | Fiberglass Reinforced Plastic | Pressurized
4160052 | 2 |  | 1995-06-01 |  | 1995-06-01 |  | Currently in Use | Diesel | 2000 | Steel-Impressed Current | 1974-05-07 | Fiberglass Reinforced Plastic | Pressurized
4160052 | 3 |  | 1995-06-01 |  | 1995-06-01 |  | Currently in Use | Gas (Historical Use) | 6000 | Steel-Impressed Current | 1985-05-07 | Double-Walled Fiberglass | Safe Suction (Euro)
4160052 | 4 |  | 1995-06-01 |  | 1995-06-01 |  | Currently in Use | Gas (Historical Use) | 4000 | Steel-Impressed Current | 1989-01-01 | Double-Walled Fiberglass | Safe Suction (Euro)
4160053 | 1 | Flapper Valve | 1996-11-09 | no | 1996-11-09 | no | Currently in Use | Regular | 6000 | Steel-Impressed Current | 1980-05-07 | Steel (Impressed Current) | Safe Suction (Euro)
4160053 | 2 | Flapper Valve | 1996-11-09 | no | 1996-11-09 | no | Currently in Use | Diesel | 6000 | Steel-Impressed Current | 1980-05-07 | Steel (Impressed Current) | Safe Suction (Euro)
4160053 | 3 | Flapper Valve | 1996-11-09 | no | 1996-11-09 | no | Currently in Use | Plus | 8000 | Steel-Impressed Current | 1980-05-07 | Steel (Impressed Current) | Safe Suction (Euro)
4160054 | 1 |  | 1997-06-16 |  | 1997-06-16 |  | Currently in Use | Gas (Historical Use) | 8000 | Steel-Impressed Current | 1979-05-08 | Fiberglass Reinforced Plastic | Pressurized
4160054 | 2 |  | 1997-06-16 |  | 1997-06-16 |  | Currently in Use | Gas (Historical Use) | 8000 | Steel-Impressed Current | 1979-05-08 | Fiberglass Reinforced Plastic | Pressurized
4160054 | 3 |  | 1997-06-16 |  | 1997-06-16 |  | Currently in Use | Gas (Historical Use) | 8000 | Steel-Impressed Current | 1979-05-08 | Fiberglass Reinforced Plastic | Pressurized
4160055 | 1 |  | 1996-09-18 |  | 1996-09-18 |  | Currently in Use | Gas (Historical Use) | 8000 | Steel-Impressed Current | 1979-05-08 | Steel (Impressed Current) | Suction (American)
4160055 | 2 |  | 1996-09-18 |  | 1996-09-18 |  | Currently in Use | Gas (Historical Use) | 8000 | Steel-Impressed Current | 1979-05-08 | Steel (Impressed Current) | Suction (American)
4160055 | 3 |  | 1996-09-18 |  | 1996-09-18 |  | Currently in Use | Gas (Historical Use) | 8000 | Steel-Impressed Current | 1979-05-08 | Steel (Impressed Current) | Suction (American)
4160056 | 1 |  | 1996-11-25 |  | 1996-11-25 |  | Currently in Use | Gas (Historical Use) | 6000 | Steel-Impressed Current | 1980-05-07 | Steel (Impressed Current) | Suction (American)
4160056 | 2 |  | 1996-11-25 |  | 1996-11-25 |  | Currently in Use | Gas (Historical Use) | 8000 | Steel-Impressed Current | 1980-05-07 | Steel (Impressed Current) | Suction (American)
4160056 | 3 |  | 1996-11-25 |  | 1996-11-25 |  | Currently in Use | Gas (Historical Use) | 8000 | Steel-Impressed Current | 1980-05-07 | Steel (Impressed Current) | Suction (American)
4160057 | 1 | Flapper Valve | 1998-07-08 |  | 1998-07-08 |  | Currently in Use | Gas (Historical Use) | 8000 | Steel-Impressed Current | 1982-05-07 | Steel (Impressed Current) | Pressurized
4160057 | 2 | Flapper Valve | 1998-07-08 |  | 1998-07-08 |  | Currently in Use | Gas (Historical Use) | 8000 | Steel-Impressed Current | 1982-05-07 | Steel (Impressed Current) | Pressurized
4160057 | 3 | Flapper Valve | 1998-07-08 |  | 1998-07-08 |  | Currently in Use | Gas (Historical Use) | 8000 | Steel-Impressed Current | 1982-05-07 | Steel (Impressed Current) | Pressurized
4160058 | 1 | Flapper Valve | 1996-09-17 | no | 1996-09-17 | no | Currently in Use | E-10 | 8000 | Steel-Impressed Current | 1974-05-07 | Steel (Impressed Current) | Pressurized
4160058 | 2 |  | 1996-09-17 | no | 1996-09-17 | no | Currently in Use | E-10 | 6000 | Steel-Impressed Current | 1974-05-07 | Steel (Impressed Current) | Pressurized
4160058 | 3 | Flapper Valve | 1996-09-17 | no | 1996-09-17 | no | Currently in Use | Premium | 4000 | Steel-Impressed Current | 1988-01-01 | Steel (Impressed Current) | Pressurized
4160059 | 1 |  | 1996-06-01 |  | 1996-06-01 |  | Currently in Use | Gas (Historical Use) | 8000 | Steel-Impressed Current | 1979-05-08 | Fiberglass Reinforced Plastic | Pressurized
4160059 | 2 |  | 1996-06-01 |  | 1996-06-01 |  | Currently in Use | Gas (Historical Use) | 8000 | Steel-Impressed Current | 1979-05-08 | Fiberglass Reinforced Plastic | Pressurized
4160059 | 3 |  | 1996-06-01 |  | 1996-06-01 |  | Currently in Use | Gas (Historical Use) | 8000 | Steel-Impressed Current | 1979-05-08 | Fiberglass Reinforced Plastic | Pressurized
4160060 | 1 |  | 1995-01-15 |  | 1995-01-15 |  | Currently in Use | Gas (Historical Use) | 6000 | Steel-Impressed Current | 1983-05-08 | Cathodically Protected | Pressurized
4160060 | 2 |  | 1995-01-15 |  | 1995-01-15 |  | Currently in Use | Gas (Historical Use) | 8000 | Steel-Impressed Current | 1974-05-07 | Cathodically Protected | Pressurized
4160060 | 3 |  | 1995-01-15 |  | 1995-01-15 |  | Currently in Use | Gas (Historical Use) | 6000 | Steel-Impressed Current | 1974-05-07 | Cathodically Protected | Pressurized
4160063 | 1 | [5 empty] | Currently in Use | Kerosene | 3000 | Bare Steel | 1976-05-05 | Bare Steel
4160063 | 2 | [5 empty] | Temporarily out of use | Gas (Historical Use) | 2500 | Bare Steel | 1976-05-05 | Bare Steel
4160063 | 3 |  |  | yes |  | yes | Currently in Use | Other | 1000 | Concrete | 1978-05-05 | Bare Steel
4160063 | 4 |  |  | yes |  | yes | Currently in Use | Other | 550 | Bare Steel | 1976-05-05 | Bare Steel
4160069 | 1 | [5 empty] | Removed from Ground | Diesel | 2000 | Marked Unknown | 1956-05-06 | Unknown
4160069 | 2 | [5 empty] | Removed from Ground | Gas (Historical Use) | 2000 | Marked Unknown | 1954-05-06 | Unknown
4160069 | 3 | [5 empty] | Removed from Ground | Gas (Historical Use) | 1000 | Marked Unknown | 1954-05-06 | Unknown
4160069 | 4 | [5 empty] | Removed from Ground | Gas (Historical Use) | 1000 | Marked Unknown | 1954-05-06 | Unknown
4160069 | 5 | [5 empty] | Removed from Ground | Other | 1000 | Not Marked/Unknown | 1954-05-06 | Not Marked
4160069 | 6 | [5 empty] | Removed from Ground | Gas (Historical Use) | 500 | Marked Unknown | 1954-05-06 | Unknown
4160070 | 1 | [5 empty] | Removed from Ground | Empty | 4000 | Bare Steel | 1998-11-01 | Galvanized Steel | Suction (American)
4160070 | 2 | [5 empty] | Removed from Ground | Empty | 4000 | Bare Steel | 1971-04-30 | Galvanized Steel | Suction (American)
4160070 | 3 | [5 empty] | Removed from Ground | Empty | 500 | Bare Steel | 1967-04-30 | Galvanized Steel | Suction (American)
4160070 | 4 | [5 empty] | Removed from Ground | Empty | 1000 | Bare Steel | 1967-04-30 | Galvanized Steel | Suction (American)
4160071 | 1 | [5 empty] | Removed from Ground | Empty | 1000 | Bare Steel | 1963-05-08 | Unknown | Suction (American)
4160074 | 1 | Ball Float | 1990-05-03 | no | 1990-05-03 | no | Temporarily out of use | Empty | 10000 | Steel-Impressed Current | 1984-05-03 | Fiberglass Reinforced Plastic | Pressurized
4160074 | 2 | Ball Float | 1990-05-03 | no | 1990-05-03 | no | Temporarily out of use | Empty | 6000 | Steel-Impressed Current | 1984-05-03 | Fiberglass Reinforced Plastic | Pressurized
4160074 | 3 | Flapper Valve | 1990-05-02 | no | 1990-05-02 | no | Temporarily out of use | Empty | 10000 | Steel-Impressed Current | 1984-05-03 | Steel (Impressed Current) | Pressurized
4160074 | 4 | Ball Float | 1990-05-03 | no | 1990-05-03 | no | Temporarily out of use | Empty | 4000 | Steel-Impressed Current | 1990-05-03 | Fiberglass Reinforced Plastic | Pressurized
4160078 | 1 | [5 empty] | Removed from Ground | Gas (Historical Use) | 1000 | Bare Steel | 1956-05-03 | Galvanized Steel
4160078 | 2 | [5 empty] | Removed from Ground | Gas (Historical Use) | 1000 | Bare Steel | 1956-05-03 | Galvanized Steel
4160078 | 3 | [5 empty] | Removed from Ground | Gas (Historical Use) | 3000 | Bare Steel | 1958-05-03 | Galvanized Steel
4160078 | 4 | [5 empty] | Removed from Ground | Gas (Historical Use) | 1060 | Bare Steel | 1970-01-01 | Bare Steel
4160079 | 1 | [5 empty] | Removed from Ground | Gas (Historical Use) | 1000 | Bare Steel | 1981-05-05 | Bare Steel | Suction (American)
4160080 | 1 | [5 empty] | Removed from Ground | Gas (Historical Use) | 1000 | Bare Steel | 1971-05-06 | Galvanized Steel | Suction (American)
4160080 | 2 | [5 empty] | Removed from Ground | Diesel | 1000 | Bare Steel | 1971-05-06 | Galvanized Steel | Suction (American)
4160080 | 3 | [5 empty] | Removed from Ground | Diesel | 2000 | Bare Steel | 1971-05-06 | Galvanized Steel | Suction (American)
4160081 | 1 | [5 empty] | Closed in Ground | Gas (Historical Use) | 2000 | Bare Steel | 1975-05-06 | Galvanized Steel | Suction (American)
4160082 | 1 | [5 empty] | Removed from Ground | Gas (Historical Use) | 1000 | Bare Steel | 1980-05-05 | Bare Steel | Suction (American)
4160082 | 4 |  | 1998-11-01 |  | 1998-11-01 |  | Removed from Ground | Diesel | 5000 | Fiberglass | 1980-05-05 | Fiberglass Reinforced Plastic | Suction (American)
4160083 | 1 | [5 empty] | Removed from Ground | Other | 10000 | Bare Steel | 1981-05-05 | Bare Steel
4160083 | 2 | [5 empty] | Removed from Ground | Other | 10000 | Bare Steel | 1969-05-05 | Unknown
4160083 | 3 | [5 empty] | Removed from Ground | Other | 1 | Bare Steel | 1949-05-05 | Unknown
4160083 | 4 | [5 empty] | Removed from Ground | Other | 1 | Bare Steel | 1949-05-05 | Unknown
4160084 | 1 | [5 empty] | Removed from Ground | Gas (Historical Use) | 1000 | Bare Steel | 1968-05-01 | Not Marked
4160084 | 2 | [5 empty] | Removed from Ground | Gas (Historical Use) | 2000 | Bare Steel | 1966-05-01 | Not Marked
4160087 | 1 | [5 empty] | Permanently Out of Use - historical purposes | Gas (Historical Use) | 560 | Bare Steel | 1971-01-01 | Not Marked
4160087 | 2 | [5 empty] | Permanently Out of Use - historical purposes | Gas (Historical Use) | 1000 | Bare Steel | 1971-01-01 | Not Marked
4160088 | 1 | [5 empty] | Removed from Ground | Diesel | 6000 | Bare Steel | 1982-04-04 | Galvanized Steel
4160089 | 1 | [5 empty] | Removed from Ground | Gas (Historical Use) | 4000 | Bare Steel | 1966-04-23 | Galvanized Steel
4160089 | 2 | [5 empty] | Removed from Ground | Gas (Historical Use) | 4000 | Bare Steel | 1966-04-23 | Galvanized Steel
4160089 | 3 | [5 empty] | Removed from Ground | Gas (Historical Use) | 1000 | Bare Steel | 1966-04-23 | Galvanized Steel
4160090 | 1 | [5 empty] | Removed from Ground | Gas (Historical Use) | 3000 | Bare Steel | 1971-04-24 | Galvanized Steel | Suction (American)
4160090 | 2 | [5 empty] | Removed from Ground | Gas (Historical Use) | 3000 | Bare Steel | 1971-04-24 | Galvanized Steel
4160090 | 3 | [5 empty] | Removed from Ground | Gas (Historical Use) | 3000 | Bare Steel | 1971-04-24 | Galvanized Steel | Suction (American)
4160090 | 4 | [5 empty] | Removed from Ground | Diesel | 3000 | Bare Steel | 1971-04-24 | Galvanized Steel | Suction (American)
4160090 | 5A |  | 1999-05-03 |  | 1999-05-03 |  | Removed from Ground | Gas (Historical Use) | 3000 | Fiberglass | 1999-04-26 | Fiberglass Reinforced Plastic | Safe Suction (Euro)
4160090 | 5B |  | 1999-05-03 |  | 1999-05-03 |  | Removed from Ground | Gas (Historical Use) | 2000 | Fiberglass | 1999-04-26 | Fiberglass Reinforced Plastic | Safe Suction (Euro)
4160090 | 5C |  | 1999-05-03 |  | 1999-05-03 |  | Removed from Ground | Diesel | 1000 | Fiberglass | 1999-04-26 | Fiberglass Reinforced Plastic | Safe Suction (Euro)
4160091 | 1 | [5 empty] | Removed from Ground | Gas (Historical Use) | 2000 | Cathodically Protected Steel | 1985-05-06 | Galvanized Steel
4160092 | 1 | [5 empty] | Permanently Out of Use - historical purposes | Gas (Historical Use) | 1000 | Bare Steel |  | Galvanized Steel
4160092 | 2AST | [5 empty] | Currently in Use | Empty | 500 | Bare Steel |  | Galvanized Steel | Suction (American)
4160093 | 1 |  | 1999-01-07 |  | 1999-01-07 |  | Removed from Ground | Gas (Historical Use) | 5000 | Steel-Impressed Current | 1979-05-08 | Cathodically Protected
4160093 | 2 |  | 1999-01-07 |  | 1999-01-07 |  | Removed from Ground | Gas (Historical Use) | 3000 | Steel-Impressed Current | 1979-05-08 | Cathodically Protected
4160093 | 3 |  | 1999-01-07 |  | 1999-01-07 |  | Removed from Ground | Diesel | 3000 | Steel-Impressed Current | 1979-05-08 | Cathodically Protected
4160094 | 1 | [5 empty] | Removed from Ground | Empty | 1000 | Bare Steel | 1999-06-22 | Galvanized Steel | Suction (American)
4160095 | 1 |  | 1996-08-01 |  | 1996-08-01 |  | Removed from Ground | Gas (Historical Use) | 10000 | Steel-Impressed Current | 1981-05-06 | Steel (Impressed Current) | Pressurized
4160095 | 2 |  | 1996-08-01 |  | 1996-08-01 |  | Removed from Ground | Gas (Historical Use) | 10000 | Steel-Impressed Current | 1981-05-06 | Steel (Impressed Current) | Pressurized
4160095 | 3 |  | 1996-08-01 |  | 1996-08-01 |  | Removed from Ground | Diesel | 5000 | Steel-Impressed Current | 1981-05-06 | Steel (Impressed Current) | Pressurized
4160095 | 4 |  | 1996-08-01 |  | 1996-08-01 |  | Removed from Ground | Kerosene | 2500 | Steel-Impressed Current | 1981-05-06 | Steel (Impressed Current) | Pressurized
4160096 | 1 | [5 empty] | Closed in Ground | Gas (Historical Use) | 560 | Bare Steel | 1962-05-06 | Bare Steel
4160097 | 1 | [5 empty] | Removed from Ground | Empty | 2000 | Bare Steel | 1971-05-06 | Bare Steel | Suction (American)
4160097 | 2 | [5 empty] | Removed from Ground | Empty | 1000 | Bare Steel | 1971-05-06 | Bare Steel | Suction (American)
4160097 | 3 | [5 empty] | Removed from Ground | Empty | 2000 | Bare Steel | 1971-05-06 | Bare Steel | Suction (American)
4160100 | 1 |  | 1996-11-18 |  | 1996-11-18 |  | Currently in Use | Gas (Historical Use) | 10000 | Steel-Impressed Current | 1977-02-28 | Galvanized Steel | Pressurized
4160100 | 2 |  | 1996-11-18 |  | 1996-11-18 |  | Currently in Use | Gas (Historical Use) | 10000 | Steel-Impressed Current | 1977-02-28 | Galvanized Steel | Pressurized
4160100 | 3 |  | 1996-11-18 |  | 1996-11-18 |  | Currently in Use | Gas (Historical Use) | 6000 | Steel-Impressed Current | 1987-01-01 | Galvanized Steel | Pressurized
4160102 | 1 | [5 empty] | Removed from Ground | Gas (Historical Use) | 1000 | Bare Steel | 1971-05-04 | Galvanized Steel
4160102 | 2 | [5 empty] | Removed from Ground | Gas (Historical Use) | 1000 | Bare Steel | 1971-05-04 | Galvanized Steel
4160102 | 3 |  |  | yes |  | yes | Removed from Ground | Used Oil | 500 | Marked Unknown | 1996-02-12 | Unknown
4160103 | 1 | [5 empty] | Removed from Ground | Gas (Historical Use) | 3000 | Bare Steel | 1978-05-05 | Galvanized Steel | Pressurized
4160103 | 2 | [5 empty] | Removed from Ground | Gas (Historical Use) | 2000 | Bare Steel | 1974-05-05 | Galvanized Steel | Pressurized
4160103 | 3 | [5 empty] | Removed from Ground | Gas (Historical Use) | 2000 | Bare Steel | 1974-05-05 | Galvanized Steel | Pressurized
4160103 | 4 | [5 empty] | Removed from Ground | Gas (Historical Use) | 10000 | Bare Steel | 1982-05-05 | Galvanized Steel | Pressurized
4160103 | 5 | [5 empty] | Removed from Ground | Gas (Historical Use) | 10000 | Bare Steel | 1982-05-05 | Galvanized Steel | Pressurized
4160104 | 1 | [5 empty] | Temporarily out of use | Gas (Historical Use) | 1000 | Bare Steel | 1974-05-02 | Galvanized Steel
4160104 | 2 | [5 empty] | Temporarily out of use | Diesel | 2000 | Bare Steel | 1974-05-02 | Galvanized Steel
4170001 | 1 | Flapper Valve | 1998-10-09 | no | 1998-10-09 | no | Currently in Use | Regular | 6000 | Steel-Impressed Current | 1998-10-09 | Double-Walled Flex | Pressurized
4170001 | 2 | Ball Float | 1998-10-09 | no | 1998-10-09 | no | Currently in Use | Regular | 5000 | Steel-Impressed Current | 1998-10-09 | Double-Walled Flex | Pressurized
4170001 | 3 | Flapper Valve | 1998-10-09 | no | 1998-10-09 | no | Currently in Use | Regular | 5000 | Steel-Impressed Current | 1998-10-09 | Double-Walled Flex | Pressurized
4170001 | 4 | Flapper Valve | 1998-10-09 | no | 1998-10-09 | no | Currently in Use | Diesel | 6000 | Steel-Impressed Current | 1998-10-09 | Double-Walled Flex | Pressurized
4170001 | 5 | Flapper Valve | 2000-06-23 | no | 2000-06-23 | no | Currently in Use | Diesel | 12000 | Composite | 2000-06-23 | Double-Walled Flex | Pressurized
4170003 | 1 | Flapper Valve | 1999-08-03 | no | 1999-08-03 | no | Currently in Use | Regular | 8000 | Steel-Impressed Current | 1999-08-02 | Steel (Impressed Current) | Pressurized
4170003 | 2 | Flapper Valve | 1999-08-03 | no | 1999-08-03 | no | Currently in Use | Diesel | 6000 | Steel-Impressed Current | 1999-08-02 | Steel (Impressed Current) | Safe Suction (Euro)
4170003 | 3 | Flapper Valve | 1999-08-03 | no | 1999-08-03 | no | Currently in Use | Regular | 3000 | Steel-Impressed Current | 1999-08-02 | Steel (Impressed Current) | Pressurized
4170004 | 1 | Flapper Valve | 1998-12-01 | no | 1998-12-01 | yes | Temporarily out of use | Regular | 8000 | Steel-Impressed Current | 1998-10-15 | Steel (Impressed Current) | Pressurized
4170004 | 2 | Flapper Valve | 1998-12-01 |  | 1998-12-01 | yes | Currently in Use | Other | 8000 | Cathodically Protected Steel | 1968-03-15 | Steel (Impressed Current) | Pressurized
4170004 | 3 | Flapper Valve | 1998-12-01 | no | 1998-12-01 | yes | Temporarily out of use |  | 8000 |  | 1998-10-15 | Steel (Impressed Current) | Pressurized
4170004 | 4 | Flapper Valve | 1998-12-01 |  | 1998-12-01 | yes | Currently in Use | Diesel | 8000 | Cathodically Protected Steel | 1984-03-15 | Steel (Impressed Current) | Pressurized
4170004 | 5 | Flapper Valve | 1998-12-01 |  | 1998-12-01 | yes | Currently in Use | Kerosene | 8000 | Cathodically Protected Steel | 1984-03-15 | Steel (Impressed Current) | Pressurized
4170005 | 1 | Flapper Valve | 1997-08-15 | no | 1997-08-15 | no | Temporarily out of use | Diesel On Road | 4000 | Steel-Impressed Current | 1974-02-24 | Steel (Impressed Current) | Safe Suction (Euro)
4170005 | 2 | Flapper Valve | 1997-08-15 | no | 1997-08-15 | no | Temporarily out of use | Regular | 4000 | Steel-Impressed Current | 1974-02-24 | Steel (Impressed Current) | Safe Suction (Euro)
4170006 | 1 |  | 1998-06-30 | no | 1998-06-30 | no | Currently in Use | Regular | 10000 | Steel-Impressed Current | 2010-08-27 |  | Pressurized
4170006 | 2 | Flapper Valve | 1998-06-30 | no | 1998-06-30 | no | Currently in Use | Diesel | 10000 | Steel-Impressed Current | 2010-08-27 |  | Pressurized
4170006 | 3 |  | 1998-07-08 | no | 1998-07-08 | no | Removed from Ground | Kerosene | 500 |  | 2010-01-21 |  | Suction (American)
4170007 | 1 | [5 empty] | Closed in Ground | Gas (Historical Use) | 560 | Bare Steel | 1954-03-06 | Galvanized Steel
4170007 | 2 | [5 empty] | Closed in Ground | Gas (Historical Use) | 560 | Bare Steel | 1954-03-06 | Galvanized Steel
4170008 | 1 | Flapper Valve | 1988-03-17 | no | 1988-03-17 | no | Currently in Use | Regular | 15000 | Galvanic (STIP-3) | 1988-03-17 | Fiberglass Reinforced Plastic | Pressurized
4170008 | 2 |  |  | no |  | no | Removed from Ground | Diesel | 10000 |  | 1980-03-17 |  | Safe Suction (Euro)
4170008 | 3 |  |  | no |  | no | Removed from Ground | Diesel | 10000 |  | 1974-03-17
4170008 | 4 |  |  | no |  | no | Removed from Ground | Diesel | 1 |  | 1974-03-17
4170008 | 5 | Flapper Valve | 1998-03-01 | no | 1998-03-01 | no | Currently in Use | Diesel | 12000 | Composite | 1998-03-01 | Fiberglass Reinforced Plastic | Safe Suction (Euro)
4170009 | 1 | Ball Float | 1988-01-01 | no | 1988-01-01 | no | Currently in Use | Plus | 8066 | Steel-Impressed Current | 1974-02-18 | Steel (Impressed Current) | Pressurized
4170009 | 2 | Ball Float | 1988-01-01 | no | 1988-01-01 | no | Temporarily out of use | Gas (Historical Use) | 8066 | Steel-Impressed Current | 1974-02-18 | Steel (Impressed Current) | Pressurized
4170009 | 3 | Ball Float | 1988-01-01 | no | 1988-01-01 | no | Currently in Use | Regular | 10000 | Steel-Impressed Current | 1988-01-01 | Fiberglass Reinforced Plastic | Pressurized
4170010 | 1 | [5 empty] | Removed from Ground | Gas (Historical Use) | 8000 | Bare Steel | 1974-02-18 | Galvanized Steel
4170010 | 2 | [5 empty] | Removed from Ground | Gas (Historical Use) | 6000 | Bare Steel | 1974-02-18 | Galvanized Steel
4170011 | 1 | [5 empty] | Removed from Ground | Gas (Historical Use) | 6000 | Bare Steel | 1974-02-18 | Galvanized Steel | Safe Suction (Euro)
4170011 | 2 | [5 empty] | Removed from Ground | Gas (Historical Use) | 6000 | Bare Steel | 1974-02-18 | Galvanized Steel | Safe Suction (Euro)
4170011 | 3 | [5 empty] | Removed from Ground | Gas (Historical Use) | 6000 | Bare Steel | 1974-02-18 | Galvanized Steel | Safe Suction (Euro)
4170013 | 1 | [5 empty] | Removed from Ground | Gas (Historical Use) | 2000 | Bare Steel | 1982-04-18 | Galvanized Steel
4170013 | 2 | [5 empty] | Removed from Ground | Diesel | 2000 | Bare Steel | 1982-04-18 | Galvanized Steel
4170014 | 1 | [5 empty] | Removed from Ground | Gas (Historical Use) | 2000 | Bare Steel | 1973-12-27 | Galvanized Steel
4170014 | 2 | [5 empty] | Removed from Ground | Diesel | 560 | Bare Steel | 1957-12-27 | Galvanized Steel
4170016 | 1 | [5 empty] | Removed from Ground | Gas (Historical Use) | 540 | Bare Steel | 1965-12-20 | Galvanized Steel
4170017 | 204D1 | [5 empty] | Removed from Ground | Diesel | 540 | Bare Steel | 1965-12-20 | Galvanized Steel | Suction (American)
4170017 | 204G1 | [5 empty] | Removed from Ground | Gas (Historical Use) | 2000 | Cathodically Protected Steel | 1988-05-01 | Cathodically Protected | Suction (American)
4170018 | 205D1 | [5 empty] | Removed from Ground | Diesel | 560 | Bare Steel | 1998-12-22 | Galvanized Steel | Suction (American)
4170018 | 205G1 | [5 empty] | Removed from Ground | Gas (Historical Use) | 1000 | Bare Steel | 1984-01-04 | Galvanized Steel | Suction (American)
4170020 | 1 | [5 empty] | Removed from Ground | Gas (Historical Use) | 1000 | Bare Steel | 1971-04-16 | Galvanized Steel | Suction (American)
4170020 | 2 | [5 empty] | Removed from Ground | Gas (Historical Use) | 500 | Bare Steel | 1966-04-15 | Galvanized Steel | Suction (American)
4170020 | 3 | [5 empty] | Removed from Ground | Gas (Historical Use) | 500 | Bare Steel | 1966-04-15 | Galvanized Steel | Suction (American)
4170022 | 1 |  | 1991-07-01 | no | 1991-07-01 | no | Currently in Use | Regular | 4000 | Composite | 1991-07-01 | Galvanized Steel | Safe Suction (Euro)
4170022 | 2 |  | 1991-07-01 | no | 1991-07-01 | no | Currently in Use | Diesel | 2000 | Composite | 1991-07-01 | Galvanized Steel | Safe Suction (Euro)
4170022 | 3 |  |  | no |  | no | Removed from Ground |  | 3000 | Bare Steel | 1991-01-01 | Galvanized Steel
4170023 | 3 | Flapper Valve | 1998-06-29 | no | 1998-06-29 | no | Currently in Use | Diesel | 10000 | Steel-Impressed Current | 1976-04-21 | Fiberglass Reinforced Plastic | Suction (American)
4170024 | 1 | [5 empty] | Removed from Ground | Diesel | 500 | Bare Steel | 1973-01-09 | Bare Steel | Suction (American)
4170025 | 1 |  |  | no |  | no | Removed from Ground |  | 2000 | Bare Steel | 1998-06-01 | Galvanized Steel | Suction (American)
4170025 | 2 |  |  | no |  | no | Removed from Ground |  | 2000 | Bare Steel | 1998-06-01 | Galvanized Steel | Suction (American)
4170025 | 5 | Flapper Valve | 1998-06-19 | no | 1998-06-19 | no | Temporarily out of use | Regular | 1000 | Composite | 2004-06-22 | Fiberglass Reinforced Plastic | Safe Suction (Euro)
4170025 | 6 | Flapper Valve | 1998-06-19 | no | 1998-06-19 | no | Temporarily out of use | Regular | 2000 | Composite | 2004-06-22 | Fiberglass Reinforced Plastic | Safe Suction (Euro)
4170026 | 1 |  | 1997-10-20 |  | 1997-10-20 |  | Removed from Ground | Gas (Historical Use) | 8000 | Cathodically Protected Steel | 1970-03-24 | Cathodically Protected | Pressurized
4170026 | 2 |  | 1997-10-20 |  | 1997-10-20 |  | Removed from Ground | Gas (Historical Use) | 12000 | Cathodically Protected Steel | 1970-03-24 | Cathodically Protected | Pressurized
4170026 | 3 |  | 1997-10-20 |  | 1997-10-20 |  | Removed from Ground | Diesel | 12000 | Cathodically Protected Steel | 1971-03-25 | Cathodically Protected | Pressurized
4170026 | 4A |  | 1997-10-20 |  | 1997-10-20 |  | Removed from Ground | Diesel | 7500 | Composite | 1994-01-01 | Fiberglass Reinforced Plastic | Pressurized
4170026 | 4B |  | 1997-10-20 |  | 1997-10-20 |  | Removed from Ground | Diesel | 7500 | Composite | 1994-01-01 | Fiberglass Reinforced Plastic | Pressurized
4170029 | 1 | [5 empty] | Removed from Ground | Gas (Historical Use) | 4011 | Cathodically Protected Steel | 1976-04-23 | Galvanized Steel
4170029 | 2 | [5 empty] | Removed from Ground | Gas (Historical Use) | 4011 | Cathodically Protected Steel | 1976-04-23 | Galvanized Steel
4170029 | 3 | [5 empty] | Removed from Ground | Gas (Historical Use) | 1011 | Cathodically Protected Steel | 1976-04-23 | Galvanized Steel
4170031 | 1 | [5 empty] | Removed from Ground | Gas (Historical Use) | 6000 | Bare Steel | 1975-04-30 | Fiberglass Reinforced Plastic | Safe Suction (Euro)
4170031 | 2 | [5 empty] | Removed from Ground | Gas (Historical Use) | 6000 | Bare Steel | 1975-04-30 | Fiberglass Reinforced Plastic | Safe Suction (Euro)
4170035 | 1 | [5 empty] | Removed from Ground | Gas (Historical Use) | 10000 | Bare Steel | 1957-12-31 | Unknown
4170035 | 2 | Flapper Valve | 1994-06-07 |  | 1994-06-07 |  | Currently in Use | Diesel | 10000 | Fiberglass | 1987-01-01 | Fiberglass Reinforced Plastic | Pressurized
4170035 | 3 |  | 1994-06-07 |  | 1994-06-07 |  | Closed in Ground | Gas (Historical Use) | 10000 | Double Walled | 1987-01-01 | Fiberglass Reinforced Plastic | Pressurized
4170036 | C-1 | [5 empty] | Removed from Ground | Gas (Historical Use) | 4000 | Bare Steel | 1978-01-01 | Bare Steel
4170036 | C-11 | [5 empty] | Removed from Ground | Diesel | 15000 | Bare Steel | 1988-12-01 | Bare Steel
4170036 | C-12 | [5 empty] | Removed from Ground | Diesel | 12000 | Bare Steel | 1978-01-01 | Galvanized Steel
4170036 | C-15 | [5 empty] | Removed from Ground | Gas (Historical Use) | 12000 | Bare Steel | 1982-01-01 | Galvanized Steel
4170036 | C-18 | [5 empty] | Removed from Ground | Other | 3000 | Bare Steel | 1988-12-01 | Bare Steel
4170036 | C-19 | [5 empty] | Removed from Ground | Other | 4000 | Bare Steel | 1988-12-01 | Bare Steel
4170036 | C-2 | [5 empty] | Removed from Ground | Gas (Historical Use) | 12000 | Bare Steel | 1988-12-01 | Bare Steel
4170036 | C-21 |  |  | yes |  | yes | Removed from Ground | Used Oil | 1000 | Bare Steel | 1977-01-01 | Bare Steel
4170036 | C-3 | [5 empty] | Removed from Ground | Gas (Historical Use) | 1000 | Bare Steel | 1978-01-01 | Galvanized Steel
4170036 | C-7 |  |  | yes |  | yes | Removed from Ground | Used Oil | 1000 | Bare Steel | 1982-01-01 | Bare Steel
4170036 | C-8 | [5 empty] | Removed from Ground | Kerosene | 5000 | Bare Steel | 1988-12-01 | Bare Steel
4170037 | ABW-101 | [5 empty] | Removed from Ground | Gas (Historical Use) | 3000 | Unknown | 1973-01-01 | Bare Steel
4170038 | 1 | [5 empty] | Permanently Out of Use - historical purposes | Other | 2800 | Bare Steel | 1978-04-30 | Galvanized Steel
4170039 | 1 | Flapper Valve | 1997-06-01 | no | 1997-06-01 | no | Currently in Use | Gas (Historical Use) | 10000 | Steel-Impressed Current | 1979-05-02 | Fiberglass Reinforced Plastic | Pressurized
4170039 | 2 | Flapper Valve | 1997-06-01 | no | 1997-06-01 | no | Currently in Use | Gas (Historical Use) | 10000 |  | 1988-01-01 | Fiberglass Reinforced Plastic | Pressurized
4170040 | 1 | [5 empty] | Removed from Ground | Kerosene | 500 | Bare Steel | 1956-04-25 | Galvanized Steel
4170041 | 1 | [5 empty] | Permanently Out of Use - historical purposes | Gas (Historical Use) | 2000 | Bare Steel | 1982-05-07 | Galvanized Steel
4170041 | 2 | [5 empty] | Permanently Out of Use - historical purposes | Gas (Historical Use) | 1000 | Bare Steel | 1982-05-07 | Galvanized Steel
4170042 | 1 | Flapper Valve | 1993-01-01 | no | 1993-01-01 | no | Currently in Use | Regular | 2000 | Galvanic (STIP-3) | 1998-09-28 | Fiberglass Reinforced Plastic | Safe Suction (Euro)
4170042 | 2 | Flapper Valve | 1993-01-01 | no | 1993-01-01 | no | Currently in Use | Regular | 2000 | Galvanic (STIP-3) | 1998-09-28 | Fiberglass Reinforced Plastic | Safe Suction (Euro)
4170043 | 1 | [5 empty] | Removed from Ground | Gas (Historical Use) | 1000 | Bare Steel | 1967-05-02 | Galvanized Steel
4170043 | 2 | [5 empty] | Removed from Ground | Diesel | 10000 | Bare Steel | 1977-05-01 | Galvanized Steel
4170044 | 1 | [5 empty] | Removed from Ground | Diesel | 4000 | Bare Steel | 1981-05-02 | Unknown
4170047 | 1 | Ball Float | 1995-06-01 | no | 1995-06-01 | no | Removed from Ground | Regular | 6000 | Steel-Impressed Current | 1997-04-07 | Steel (Impressed Current) | Pressurized
4170047 | 2 | Ball Float | 1995-06-01 | no | 1995-06-01 | no | Removed from Ground | Diesel | 8000 | Steel-Impressed Current | 1997-04-07 | Steel (Impressed Current) | Pressurized
4170047 | 3A |  | 2017-11-01 | no | 2017-11-01 | no | Currently in Use | Gas (Historical Use) | 10000 | Composite Double Walled | 2017-10-31 | Double-Walled Flex | Pressurized
4170047 | 3B |  | 2017-11-01 | no | 2017-11-01 | no | Currently in Use | Diesel | 5000 | Composite Double Walled | 2017-10-31 | Double-Walled Flex | Pressurized
4170049 | 1 | Flapper Valve | 1997-08-01 | no | 1997-08-01 | no | Currently in Use | Regular | 8000 | Steel-Impressed Current | 1986-01-01 | Fiberglass Reinforced Plastic | Pressurized
4170049 | 2 | Flapper Valve | 1997-08-01 | no | 1997-08-01 | no | Currently in Use | Regular | 4000 | Steel-Impressed Current | 1983-05-08 | Fiberglass Reinforced Plastic | Pressurized
4170049 | 3 | Flapper Valve | 1997-08-01 | no | 1997-08-01 | no | Currently in Use | Premium | 4000 | Steel-Impressed Current | 1983-05-08 | Fiberglass Reinforced Plastic | Pressurized
4170049 | 4 | Flapper Valve | 1997-08-01 | no | 1997-08-01 | no | Currently in Use | Diesel | 8000 | Steel-Impressed Current | 1986-01-01 | Fiberglass Reinforced Plastic | Pressurized
4170050 | 1 | [5 empty] | Removed from Ground | Other | 10000 | Bare Steel | 1975-05-09 | Galvanized Steel
4170050 | 2 | [5 empty] | Removed from Ground | Gas (Historical Use) | 3000 | Bare Steel | 1973-05-08 | Galvanized Steel
4170051 | 1 | [5 empty] | Removed from Ground | Gas (Historical Use) | 1060 | Bare Steel | 1974-05-08 | Galvanized Steel
4170052 | 1 | [5 empty] | Removed from Ground | Gas (Historical Use) | 1000 | Marked Unknown | 1976-05-08 | Galvanized Steel
4170052 | 2 | [5 empty] | Removed from Ground | Diesel | 6000 | Marked Unknown | 1976-05-08 | Galvanized Steel
4170053 | 1 | [5 empty] | Removed from Ground | Diesel | 550 | Bare Steel | 1975-07-18 | Galvanized Steel | Suction (American)
4170054 | 1 | [5 empty] | Removed from Ground | Gas (Historical Use) | 12000 | Bare Steel | 1982-07-17 | Unknown | Pressurized
4170055 | 1 | [5 empty] | Removed from Ground | Other | 550 | Bare Steel | 1985-04-01 | Copper | Suction (American)
4170055 | 2 | Flapper Valve | 1996-06-28 | no | 1996-06-28 | no | Currently in Use | Diesel | 1000 | Fiberglass Double Walled | 1996-06-28 | Copper | Suction (American)
4180001 | 1 |  | 1991-05-21 |  | 1991-05-21 |  | Removed from Ground | Diesel | 10000 | Steel-Impressed Current | 1981-02-11 | Fiberglass Reinforced Plastic | Safe Suction (Euro)
4180001 | 2 | [5 empty] | Removed from Ground | Diesel | 2000 | Not Marked/Unknown | 1970-02-11 | Not Marked
4180001 | 3 |  | 1991-05-21 |  | 1991-05-21 |  | Removed from Ground | Gas (Historical Use) | 10000 | Steel-Impressed Current | 1982-02-11 | Fiberglass Reinforced Plastic | Safe Suction (Euro)
4180003 | 001DC | Flapper Valve | 1998-11-01 | no | 1998-10-01 | no | Temporarily out of use | Empty | 4000 | Steel-Impressed Current | 1974-02-13 |  | Suction (American)
4180003 | 002K | Flapper Valve | 1998-11-01 | no | 1998-10-01 | no | Temporarily out of use | Empty | 3000 | Steel-Impressed Current | 1974-02-13 |  | Suction (American)
4180003 | 3 | Flapper Valve | 1998-11-01 | no | 1998-10-01 | no | Temporarily out of use | Empty | 3000 | Steel-Impressed Current | 1974-02-13 |  | Suction (American)
4180003 | 004UL | Flapper Valve | 1998-11-01 | no | 1998-10-01 | no | Temporarily out of use | Empty | 8000 | Steel-Impressed Current | 1987-02-17 | Fiberglass Reinforced Plastic | Pressurized
4180003 | 005PL |  | 1998-11-01 | no | 1998-10-01 | no | Temporarily out of use | Empty | 6000 | Steel-Impressed Current | 1987-02-17 | Fiberglass Reinforced Plastic | Pressurized
4180003 | 006SU | Flapper Valve | 1998-11-01 | no | 1998-10-01 | no | Temporarily out of use | Empty | 6000 | Steel-Impressed Current | 1987-02-17 | Fiberglass Reinforced Plastic | Pressurized
4180004 | 1 | [5 empty] | Removed from Ground | Gas (Historical Use) | 6000 | Bare Steel | 1966-03-13 | Galvanized Steel | Safe Suction (Euro)
4180004 | 2 | [5 empty] | Removed from Ground | Gas (Historical Use) | 6000 | Bare Steel | 1966-03-13 | Galvanized Steel | Safe Suction (Euro)
4180004 | 3 | [5 empty] | Removed from Ground | Gas (Historical Use) | 2000 | Bare Steel | 1966-03-13 | Galvanized Steel | Safe Suction (Euro)
4180004 | 4 | Ball Float | 1997-10-04 | no | 1997-10-04 | no | Currently in Use | Gas (Historical Use) | 6000 | Composite | 1996-10-04 | Fiberglass Reinforced Plastic | Pressurized
4180004 | 5 | Ball Float | 1997-10-04 | no | 1997-10-04 | no | Currently in Use | Gas (Historical Use) | 8000 | Composite | 1996-10-04 | Fiberglass Reinforced Plastic | Pressurized
4180005 | 1 | [5 empty] | Removed from Ground | Gas (Historical Use) | 550 | Bare Steel | 1951-03-14 | Galvanized Steel
4180005 | 2 | [5 empty] | Removed from Ground | Gas (Historical Use) | 550 | Bare Steel | 1951-03-14 | Galvanized Steel
4180005 | 3 | [5 empty] | Removed from Ground | Gas (Historical Use) | 1000 | Bare Steel | 1961-03-13 | Galvanized Steel
4180008 | 1 | Flapper Valve | 1992-06-01 | no | 1992-06-01 | no | Currently in Use | Gas (Historical Use) | 8000 | Steel-Impressed Current | 1983-02-11 | Steel (Impressed Current) | Pressurized
4180008 | 2 | Flapper Valve | 1992-06-01 | no | 1992-06-01 | no | Currently in Use | Gas (Historical Use) | 8000 | Steel-Impressed Current | 1983-02-11 | Steel (Impressed Current) | Pressurized
4180008 | 3 | Flapper Valve | 1992-06-01 | no | 1992-06-01 | no | Currently in Use | Gas (Historical Use) | 6000 | Steel-Impressed Current | 1983-02-11 | Steel (Impressed Current) | Pressurized
4180008 | 4 | Flapper Valve | 1992-06-01 | no | 1992-06-01 | no | Currently in Use | Diesel | 3000 | Steel-Impressed Current | 1983-01-22 | Steel (Impressed Current) | Pressurized
4180008 | 5 | Flapper Valve | 1995-01-01 | no | 1995-01-01 | no | Currently in Use | Kerosene | 2000 | Fiberglass | 1995-01-10 | Fiberglass Reinforced Plastic | Suction (American)
4180009 | 1 | [5 empty] | Removed from Ground | Gas (Historical Use) | 6000 | Bare Steel | 1968-02-11 | Galvanized Steel | Pressurized
4180009 | 2 | [5 empty] | Removed from Ground | Gas (Historical Use) | 6000 | Bare Steel | 1968-02-11 | Galvanized Steel | Pressurized
4180009 | 3 | [5 empty] | Removed from Ground | Gas (Historical Use) | 6000 | Bare Steel | 1968-02-11 | Double-Walled Flex | Pressurized
4180009 | 4 | [5 empty] | Removed from Ground | Diesel | 3000 | Bare Steel | 1982-02-10 | Galvanized Steel | Safe Suction (Euro)
4180009 | 5 | [5 empty] | Removed from Ground | Diesel | 550 | Bare Steel | 1968-02-11 | Galvanized Steel
4180009 | 6 |  |  | yes |  | yes | Removed from Ground | Used Oil | 550 | Bare Steel | 1968-02-11 | Galvanized Steel
4180009 | 7 | [5 empty] | Removed from Ground | Kerosene | 550 | Bare Steel | 1968-02-11 | Galvanized Steel
4180009 | 1 | Flapper Valve | 1997-12-12 | no | 1997-12-12 | no | Currently in Use | Gas (Historical Use) | 12000 | Fiberglass | 1997-12-12 | Double-Walled Flex | Pressurized
4180009 | 2 | Flapper Valve | 1997-12-12 | no | 1997-12-12 | no | Currently in Use | Gas (Historical Use) | 12000 | Fiberglass | 1997-12-12 | Double-Walled Flex | Pressurized
4180009 | 3 | Ball Float | 1997-12-12 | no | 1997-12-12 | no | Currently in Use | Diesel | 20000 | Fiberglass | 1997-12-12 | Double-Walled Flex | Pressurized
4180010 | 1 | [5 empty] | Removed from Ground | Gas (Historical Use) | 2000 | Bare Steel | 1956-02-11 | Galvanized Steel
4180010 | 2 | [5 empty] | Removed from Ground | Gas (Historical Use) | 2000 | Bare Steel | 1956-02-11 | Galvanized Steel
4180010 | 3 | [5 empty] | Removed from Ground | Gas (Historical Use) | 2000 | Bare Steel | 1956-02-11 | Galvanized Steel
4180010 | 4 |  |  | yes |  | yes | Removed from Ground | Used Oil | 550 | Bare Steel | 1956-02-11 | Galvanized Steel
4180010 | 5 | [5 empty] | Removed from Ground | Diesel | 550 | Bare Steel | 1956-02-11 | Galvanized Steel
4180011 | 1 |  | 1997-04-01 |  | 1997-04-01 |  | Removed from Ground | Gas (Historical Use) | 6000 | Steel-Impressed Current | 1968-02-11 | Fiberglass Reinforced Plastic | Pressurized
4180011 | 2 |  | 1997-04-01 |  | 1997-04-01 |  | Removed from Ground | Gas (Historical Use) | 6000 | Steel-Impressed Current | 1968-02-11 | Fiberglass Reinforced Plastic | Pressurized
4180011 | 3 |  | 1997-04-01 |  | 1997-04-01 |  | Removed from Ground | Gas (Historical Use) | 6000 | Steel-Impressed Current | 1968-02-11 | Fiberglass Reinforced Plastic | Pressurized
4180011 | 4 | [5 empty] | Removed from Ground | Diesel | 2000 | Bare Steel | 1985-02-10 | Galvanized Steel | Suction (American)
4180011 | 5 | [5 empty] | Removed from Ground | Diesel | 550 | Bare Steel | 1968-02-11 | Galvanized Steel | Safe Suction (Euro)
4180011 | 6 |  |  | yes |  | yes | Removed from Ground | Used Oil | 550 | Bare Steel | 1968-02-11 | Galvanized Steel | Gravity Fed
4180012 | 1 | Flapper Valve | 1998-05-01 |  | 1998-05-01 |  | Currently in Use | Gas (Historical Use) | 6000 | Steel-Impressed Current | 1985-02-10 | Steel (Impressed Current) | Suction (American)
4180012 | 2 | Flapper Valve | 1998-05-01 |  | 1998-05-01 |  | Currently in Use | Gas (Historical Use) | 6000 | Steel-Impressed Current | 1985-02-10 | Steel (Impressed Current) | Suction (American)
4180012 | 3 | Flapper Valve | 1998-05-01 |  | 1998-05-01 |  | Currently in Use | Gas (Historical Use) | 8000 | Steel-Impressed Current | 1984-02-10 | Steel (Impressed Current) | Suction (American)
4180013 | 1 | [5 empty] | Removed from Ground | Gas (Historical Use) | 2000 | Bare Steel | 1973-01-01 | Galvanized Steel | Pressurized
4180013 | 2 | [5 empty] | Removed from Ground | Gas (Historical Use) | 1060 | Bare Steel | 1961-01-01 | Galvanized Steel
4180013 | 3 | [5 empty] | Removed from Ground | Gas (Historical Use) | 1060 | Bare Steel | 1961-01-01 | Galvanized Steel
4180013 | 4 | [5 empty] | Removed from Ground | Gas (Historical Use) | 550 | Bare Steel | 1956-01-01 | Galvanized Steel | Pressurized
4180014 | 1 |  | 1993-10-01 |  |  |  | Removed from Ground | Gas (Historical Use) | 10000 | Cathodically Protected Steel | 1968-03-19 | Galvanized Steel | Pressurized
4180014 | 2 |  | 1993-10-01 |  |  |  | Removed from Ground | Gas (Historical Use) | 10000 | Cathodically Protected Steel | 1968-03-19 | Galvanized Steel | Pressurized
4180014 | 3 |  | 1993-10-01 |  |  |  | Removed from Ground | Gas (Historical Use) | 5000 | Cathodically Protected Steel | 1968-03-19 | Galvanized Steel | Pressurized
4180014 | 4 |  |  | yes |  | yes | Removed from Ground | Used Oil | 550 | Cathodically Protected Steel | 1968-03-19 | Galvanized Steel
4180016 | 1 | [5 empty] | Removed from Ground | Gas (Historical Use) | 10000 | Bare Steel | 1985-04-16 | Galvanized Steel | Pressurized
4180016 | 2 | [5 empty] | Removed from Ground | Gas (Historical Use) | 10000 | Cathodically Protected Steel | 1985-04-16 | Galvanized Steel | Pressurized
4180016 | 3 | [5 empty] | Removed from Ground | Gas (Historical Use) | 10000 | Cathodically Protected Steel | 1985-04-16 | Galvanized Steel | Pressurized
4180016 | 4 | [5 empty] | Removed from Ground | Diesel | 20000 | Cathodically Protected Steel | 1985-04-16 | Galvanized Steel | Pressurized
4180016 | 5 | [5 empty] | Removed from Ground | Diesel | 20000 | Cathodically Protected Steel | 1985-04-16 | Galvanized Steel | Pressurized
4180016 | 7 | [5 empty] | Removed from Ground | Kerosene | 4000 | Bare Steel | 1985-04-16 | Galvanized Steel
4180016 | 10 |  | 1999-02-24 |  | 1999-02-24 |  | Currently in Use | Diesel | 20000 | Composite | 1999-02-10 | Fiberglass Reinforced Plastic | Pressurized
4180016 | 11 | Ball Float | 2009-07-22 | no | 2009-07-22 | no | Currently in Use | Diesel | 20000 | Epoxy Double-Walled | 2009-07-21 | Fiberglass Reinforced Plastic
4180016 | 12 |  | 2012-05-10 | no | 2012-05-10 | no | Currently in Use | Biodiesel | 20000 | Fiberglass Double Walled | 2012-05-10 | Double-Walled Fiberglass | Pressurized
4180016 | 7 |  | 1999-02-24 |  | 1999-02-24 |  | Currently in Use | Gas (Historical Use) | 20000 | Composite | 1999-02-10 | Fiberglass Reinforced Plastic | Pressurized
4180016 | 8 |  | 1999-02-24 |  | 1999-02-24 |  | Currently in Use | Gas (Historical Use) | 12000 | Composite | 1999-02-10 | Fiberglass Reinforced Plastic | Pressurized
4180016 | 9 |  | 1999-02-24 |  | 1999-02-24 |  | Currently in Use | Diesel | 20000 | Composite | 1999-02-10 | Fiberglass Reinforced Plastic | Pressurized
4180017 | 1 | [5 empty] | Removed from Ground | Diesel | 4000 | Bare Steel | 1966-04-24 | Galvanized Steel | Suction (American)
4180017 | 2 | [5 empty] | Removed from Ground | Gas (Historical Use) | 4000 | Bare Steel | 1966-04-24 | Galvanized Steel | Suction (American)
4180017 | 3 | [5 empty] | Removed from Ground | Diesel | 4000 | Bare Steel | 1966-04-24 | Galvanized Steel | Suction (American)
4180017 | 4 | [5 empty] | Removed from Ground | Gas (Historical Use) | 8000 | Bare Steel | 1971-04-25 | Galvanized Steel | Suction (American)
4180018 | 1 | [5 empty] | Removed from Ground | Gas (Historical Use) | 550 | Bare Steel | 1985-04-01 | Unknown
4180019 | 1 |  |  | yes |  | yes | Removed from Ground | Used Oil | 1000 | Fiberglass | 1984-04-14 | Fiberglass Reinforced Plastic | Gravity Fed
4180019 | 2 |  | 1984-04-14 |  | 1984-04-14 |  | Currently in Use | Gas (Historical Use) | 12000 | Fiberglass | 1984-04-14 | Fiberglass Reinforced Plastic | Pressurized
4180019 | 3 |  | 1984-04-14 |  | 1984-04-14 |  | Currently in Use | Gas (Historical Use) | 12000 | Fiberglass | 1984-04-14 | Fiberglass Reinforced Plastic | Pressurized
4180019 | 4 |  | 1984-04-14 |  | 1984-04-14 |  | Currently in Use | Gas (Historical Use) | 20000 | Fiberglass | 1984-04-14 | Fiberglass Reinforced Plastic | Pressurized
4180019 | 5 |  | 1984-04-14 |  | 1984-04-14 |  | Currently in Use | Diesel | 20000 | Fiberglass | 1984-04-14 | Fiberglass Reinforced Plastic | Pressurized
4180019 | 6 |  | 1984-04-14 |  | 1984-04-14 |  | Currently in Use | Diesel | 20000 | Fiberglass | 1984-04-14 | Fiberglass Reinforced Plastic | Pressurized
4180019 | 7 |  | 1998-12-01 | yes | 1998-12-01 | yes | Currently in Use | Used Oil | 2500 | Double Walled | 1997-01-01 | Fiberglass Reinforced Plastic | Gravity Fed
4180020 | 1 | [5 empty] | Removed from Ground | Diesel | 1000 | Marked Unknown | 1990-01-01 | Unknown
4180021 | 1 | [5 empty] | Removed from Ground | Diesel | 10000 | Bare Steel | 1984-04-01 | Galvanized Steel | Suction (American)
4180021 | 2 | [5 empty] | Closed in Ground | Empty | 8000 | Bare Steel | 1992-08-01 | Galvanized Steel
4180021 | 4 |  | 1992-08-01 |  | 1992-08-01 |  | Removed from Ground | Gas (Historical Use) | 2000 | Cathodically Protected Steel | 1992-08-10 | Fiberglass Reinforced Plastic | Suction (American)
4180023 | 1 | Flapper Valve | 1998-07-03 | no | 1998-07-03 | no | Currently in Use | Gas (Historical Use) | 10000 | Steel-Impressed Current | 1981-04-28 | Steel (Impressed Current) | Pressurized
4180023 | 2 | Flapper Valve | 1998-07-03 | no | 1998-07-03 | no | Currently in Use | Gas (Historical Use) | 8000 | Steel-Impressed Current | 1981-04-28 | Steel (Impressed Current) | Pressurized
4180023 | 3 | Flapper Valve | 1998-07-03 | no | 1998-07-03 | no | Currently in Use | Gas (Historical Use) | 8000 | Steel-Impressed Current | 1981-04-28 | Steel (Impressed Current) | Pressurized
4180025 | 1 | [5 empty] | Removed from Ground | Gas (Historical Use) | 1000 | Bare Steel | 1960-04-03 | Galvanized Steel
4180025 | 2 | [5 empty] | Removed from Ground | Diesel | 1500 | Bare Steel | 1971-04-04 | Galvanized Steel
4180026 | 1 | [5 empty] | Removed from Ground | Gas (Historical Use) | 2000 | Bare Steel | 1972-04-29 | Galvanized Steel
4180026 | 2 | [5 empty] | Removed from Ground | Gas (Historical Use) | 2000 | Bare Steel | 1972-04-29 | Galvanized Steel
4180026 | 3 | [5 empty] | Removed from Ground | Gas (Historical Use) | 500 | Bare Steel | 1972-04-29 | Galvanized Steel
4180026 | 4 | [5 empty] | Removed from Ground | Gas (Historical Use) | 500 | Bare Steel | 1972-04-29 | Galvanized Steel
4180026 | 5 |  |  | no |  | no | Removed from Ground | Gas (Historical Use) | 500 | Bare Steel | 1972-04-29 | Galvanized Steel
4180026 | 6 | Ball Float | 1987-09-01 | no | 1998-04-01 | no | Temporarily out of use | Kerosene | 4000 | Galvanic (STIP-3) | 1987-09-01 | Fiberglass Reinforced Plastic | Pressurized
4180026 | 7 | Ball Float | 1987-09-01 | no | 1998-04-01 | no | Temporarily out of use | Gas (Historical Use) | 6000 | Galvanic (STIP-3) | 1987-09-01 | Fiberglass Reinforced Plastic | Pressurized
4180026 | 8 | Ball Float | 1987-09-01 | no | 1998-04-01 | no | Temporarily out of use | Gas (Historical Use) | 6000 | Galvanic (STIP-3) | 1987-09-01 | Fiberglass Reinforced Plastic | Pressurized
4180026 | 9 | Ball Float | 1987-09-01 | no | 1998-04-01 | no | Temporarily out of use | Gas (Historical Use) | 6000 | Galvanic (STIP-3) | 1987-09-01 | Fiberglass Reinforced Plastic | Pressurized
4180027 | 1 |  |  | no |  | no | Removed from Ground |  | 6000 | Bare Steel | 1994-09-08 | Galvanized Steel
4180027 | 2 |  |  | no |  | no | Removed from Ground |  | 6000 | Bare Steel | 1994-09-08 | Galvanized Steel
4180027 | 3 | Flapper Valve | 1994-10-01 | no | 1994-10-01 | no | Currently in Use | Regular | 10000 | Composite | 1994-09-10 | Fiberglass Reinforced Plastic | Pressurized
4180027 | 4 | Flapper Valve | 1994-10-01 | no | 1994-10-01 | no | Currently in Use | Regular | 10000 | Composite | 1994-09-10 | Fiberglass Reinforced Plastic | Pressurized
4180028 | 1 | [5 empty] | Removed from Ground | Diesel | 4000 | Bare Steel | 1966-04-29 | Not Marked
4180028 | 2 | [5 empty] | Removed from Ground | Diesel | 1000 | Not Marked/Unknown |  | Not Marked
4180029 | 1 | Flapper Valve | 1998-06-19 | no | 1998-06-19 | no | Currently in Use | Gas (Historical Use) | 4000 | Steel-Impressed Current | 1977-02-12 | Steel (Impressed Current) | Pressurized
4180029 | 2 | Flapper Valve | 1998-06-19 | no | 1998-06-19 | no | Currently in Use | Gas (Historical Use) | 6000 | Steel-Impressed Current | 1977-02-12 | Steel (Impressed Current) | Pressurized
4180029 | 3 | Flapper Valve | 1998-06-19 | no | 1998-06-19 | no | Currently in Use | Gas (Historical Use) | 4000 | Steel-Impressed Current | 1977-02-12 | Steel (Impressed Current) | Pressurized
4180029 | 4 | Flapper Valve | 1998-06-19 | no | 1998-06-19 | no | Currently in Use | Diesel | 2000 | Steel-Impressed Current | 1982-02-12 | Steel (Impressed Current) | Safe Suction (Euro)
4180030 | 1 | [5 empty] | Removed from Ground | Gas (Historical Use) | 10000 | Bare Steel | 1978-01-01 | Galvanized Steel | Pressurized
4180030 | 2 | [5 empty] | Removed from Ground | Gas (Historical Use) | 3000 | Bare Steel | 1973-01-01 | Galvanized Steel | Pressurized
4180030 | 3 | [5 empty] | Removed from Ground | Diesel | 3000 | Bare Steel | 1973-01-01 | Galvanized Steel | Pressurized
4180030 | 4 | [5 empty] | Removed from Ground | Gas (Historical Use) | 3000 | Bare Steel | 1973-01-01 | Galvanized Steel | Pressurized
4180031 | 1 | [5 empty] | Removed from Ground | Gas (Historical Use) | 8000 | Bare Steel | 1976-05-08 | Galvanized Steel
4180031 | 1 | Ball Float | 1994-11-01 | no | 1994-01-10 | no | Currently in Use | Gas (Historical Use) | 8000 | Galvanic (STIP-3)/Sacrificial Anodes | 1994-11-01 | Fiberglass Reinforced Plastic | Pressurized
4180031 | 2 | Ball Float | 1994-11-01 | no | 1994-11-01 | no | Currently in Use | Gas (Historical Use) | 8000 | Galvanic (STIP-3)/Sacrificial Anodes | 1994-11-01 | Fiberglass Reinforced Plastic | Pressurized
4180031 | 3 |  | 1994-11-01 | no | 1994-11-01 | no | Currently in Use | Diesel | 6000 | Galvanic (STIP-3)/Sacrificial Anodes | 1994-11-01 | Fiberglass Reinforced Plastic | Pressurized
4180032 | 1 | Flapper Valve | 1998-11-01 | no | 1998-11-01 | no | Currently in Use | Gas (Historical Use) | 8000 | Galvanic (STIP-3) | 1985-05-08 | Fiberglass Reinforced Plastic | Pressurized
4180032 | 2 | Flapper Valve | 1998-11-01 | no | 1998-11-01 | no | Currently in Use | Gas (Historical Use) | 8000 | Galvanic (STIP-3) | 1985-05-08 | Fiberglass Reinforced Plastic | Pressurized
4180032 | 3 | Flapper Valve | 1998-11-01 | no | 1998-11-01 | no | Currently in Use | Gas (Historical Use) | 8000 | Galvanic (STIP-3) | 1985-05-08 | Fiberglass Reinforced Plastic | Pressurized
4180032 | 4 | Flapper Valve | 1998-11-01 | no | 1998-11-01 | no | Currently in Use | Diesel | 8000 | Galvanic (STIP-3) | 1985-05-08 | Fiberglass Reinforced Plastic | Pressurized
4180032 | 5 | Flapper Valve | 1998-11-01 | no | 1998-11-01 | no | Currently in Use | Kerosene | 2000 | Galvanic (STIP-3) | 1985-05-08 | Fiberglass Reinforced Plastic | Suction (American)
4180033 | 1 |  | 1995-02-01 | no | 1995-02-01 | no | Closed in Ground | Diesel | 4000 | Steel-Impressed Current | 1978-05-08 | Fiberglass Reinforced Plastic | Pressurized
4180033 | 2 |  | 1995-02-01 | no | 1995-02-01 | no | Closed in Ground | Kerosene | 4000 | Steel-Impressed Current | 1978-05-08 | Fiberglass Reinforced Plastic | Pressurized
4180033 | 3 | Flapper Valve | 1995-02-01 | no | 1995-02-01 | no | Currently in Use | Gas (Historical Use) | 4000 | Steel-Impressed Current | 1978-05-08 | Fiberglass Reinforced Plastic | Pressurized
4180033 | 4 |  | 1995-02-01 | no | 1995-02-01 | no | Currently in Use | Gas (Historical Use) | 12000 | Steel-Impressed Current | 1995-02-01 | Fiberglass Reinforced Plastic | Pressurized
4180033 | 5 | Flapper Valve | 1995-02-01 | no | 1995-02-01 | no | Currently in Use | Gas (Historical Use) | 8000 | Epoxy | 1995-02-01 | Fiberglass Reinforced Plastic | Pressurized
4180033 | 6 | Flapper Valve | 2000-03-01 | no | 2000-03-01 | no | Currently in Use | Gas (Historical Use) | 12000 | Epoxy | 2000-03-01 | Fiberglass Reinforced Plastic | Pressurized
4180033 | 7 | Ball Float | 2012-07-31 | no | 2012-07-31 | no | Currently in Use | Diesel | 6000 | Composite Double Walled | 2012-07-31 | Double-Walled Fiberglass | Pressurized
4180033 | 8 | Ball Float | 2012-07-31 | no | 2012-07-31 | no | Currently in Use | Diesel | 4000 | Composite Double Walled | 2012-07-31 | Double-Walled Fiberglass | Pressurized
4180034 | 1 | [5 empty] | Removed from Ground | Diesel | 10000 | Bare Steel | 1978-05-08 | Bare Steel
4180034 | 2 | [5 empty] | Removed from Ground | Gas (Historical Use) | 8000 | Bare Steel | 1978-05-08 | Bare Steel
4180034 | 3 | [5 empty] | Removed from Ground | Gas (Historical Use) | 8000 | Bare Steel | 1978-05-08 | Bare Steel
4180035 | 1 | [5 empty] | Removed from Ground | Gas (Historical Use) | 10000 | Bare Steel | 1978-05-08 | Galvanized Steel
4180035 | 2 | [5 empty] | Removed from Ground | Gas (Historical Use) | 8000 | Bare Steel | 1978-05-08 | Galvanized Steel
4180035 | 3 | [5 empty] | Removed from Ground | Gas (Historical Use) | 8000 | Bare Steel | 1978-05-08 | Galvanized Steel
4180037 | 1 |  | 1995-09-28 |  | 1995-09-28 |  | Removed from Ground | Gas (Historical Use) | 6000 | Steel-Impressed Current | 1970-03-31 | Fiberglass Reinforced Plastic | Pressurized
4180037 | 2 |  | 1995-09-28 |  | 1995-09-28 |  | Removed from Ground | Gas (Historical Use) | 6000 | Steel-Impressed Current | 1970-03-31 | Fiberglass Reinforced Plastic | Pressurized
4180037 | 3 |  | 1995-09-28 |  | 1995-09-28 |  | Removed from Ground | Gas (Historical Use) | 6000 | Steel-Impressed Current | 1970-03-31 | Fiberglass Reinforced Plastic | Pressurized
4180037 | 4 |  | 1995-09-28 |  | 1995-09-28 |  | Removed from Ground | Gas (Historical Use) | 6000 | Steel-Impressed Current | 1970-03-31 | Fiberglass Reinforced Plastic | Pressurized
4180037 | 5 |  | 1995-09-28 |  | 1995-09-28 |  | Removed from Ground | Gas (Historical Use) | 6000 | Steel-Impressed Current | 1970-03-31 | Fiberglass Reinforced Plastic | Pressurized
4180037 | 6 |  |  | yes |  | yes | Removed from Ground | Used Oil | 532 | Bare Steel | 1970-03-31 | Galvanized Steel | Gravity Fed
4180037 | 8 | [5 empty] | Removed from Ground | Other | 280 | Bare Steel | 1970-03-31 | Galvanized Steel | Suction (American)
4180039 | 1 | [5 empty] | Removed from Ground | Other | 1000 | Bare Steel | 1970-07-17 | Copper | Suction (American)
4190004 | 1 |  | 1998-10-12 |  | 1998-10-12 |  | Removed from Ground | Gas (Historical Use) | 4000 | Steel-Impressed Current | 1980-03-10 | Cathodically Protected | Suction (American)
4190004 | 2 |  | 1998-10-12 |  | 1998-10-12 |  | Removed from Ground | Gas (Historical Use) | 4000 | Cathodically Protected Steel | 1980-03-10 | Cathodically Protected | Suction (American)
4190004 | 3 |  | 1998-10-12 |  | 1998-10-12 |  | Removed from Ground | Gas (Historical Use) | 8000 | Cathodically Protected Steel | 1980-03-10 | Cathodically Protected | Suction (American)
4190004 | 4 |  | 1998-10-12 |  | 1998-10-12 |  | Removed from Ground | Gas (Historical Use) | 8000 | Cathodically Protected Steel | 1980-03-10 | Cathodically Protected | Suction (American)
4190004 | 5 |  | 1998-10-12 |  | 1998-10-12 |  | Removed from Ground | Gas (Historical Use) | 4000 | Cathodically Protected Steel | 1980-03-10 | Cathodically Protected | Suction (American)
4190004 | 6 |  | 1998-10-12 |  | 1998-10-12 |  | Removed from Ground | Gas (Historical Use) | 4000 | Cathodically Protected Steel | 1980-03-10 | Cathodically Protected | Suction (American)
4190005 | 1 |  | 1995-10-01 | no | 1995-10-01 | no | Currently in Use | Gas (Historical Use) | 8000 | Steel-Impressed Current | 1981-03-07 | Fiberglass Reinforced Plastic | Pressurized
4190005 | 2 | Flapper Valve | 1995-10-01 | no | 1995-10-01 | no | Currently in Use | Gas (Historical Use) | 5000 | Steel-Impressed Current | 1981-03-07 | Fiberglass Reinforced Plastic | Pressurized
4190005 | 3 | Flapper Valve | 1995-10-01 | no | 1995-10-01 | no | Currently in Use | Gas (Historical Use) | 8000 | Steel-Impressed Current | 1981-03-07 | Fiberglass Reinforced Plastic | Pressurized
4190007 | 1 | [5 empty] | Removed from Ground | Gas (Historical Use) | 2000 | Not Marked/Unknown | 1971-02-20 | Galvanized Steel
4190007 | 2 | [5 empty] | Removed from Ground | Diesel | 2000 | Not Marked/Unknown | 1971-02-20 | Galvanized Steel
4190007 | 3 | [5 empty] | Removed from Ground | Gas (Historical Use) | 2000 | Not Marked/Unknown | 1971-02-20 | Galvanized Steel
4190009 | 1 | [5 empty] | Permanently Out of Use - historical purposes | Gas (Historical Use) | 10000 | Bare Steel | 1961-04-17 | Galvanized Steel
4190009 | 2 | [5 empty] | Permanently Out of Use - historical purposes | Gas (Historical Use) | 10000 | Bare Steel | 1961-04-17 | Galvanized Steel
4190010 | 1 | [5 empty] | Removed from Ground | Gas (Historical Use) | 560 | Bare Steel | 1984-12-10 | Galvanized Steel | Suction (American)
4190010 | 2 | [5 empty] | Removed from Ground | Diesel | 560 | Bare Steel | 1959-12-11 | Galvanized Steel | Suction (American)
4190010 | 202155 |  | 1992-04-23 |  | 1992-04-23 |  | Removed from Ground | Gas (Historical Use) | 1000 | Galvanic (STIP-3) | 1992-04-23 | Cathodically Protected | Safe Suction (Euro)
4190010 | 202156 |  | 1992-04-23 |  | 1992-04-23 |  | Removed from Ground | Diesel | 1000 | Galvanic (STIP-3) | 1992-04-23 | Cathodically Protected | Safe Suction (Euro)
4190011 | 1 | [5 empty] | Removed from Ground | Gas (Historical Use) | 2000 | Bare Steel | 1966-03-27 | Galvanized Steel
4190011 | 2 | [5 empty] | Removed from Ground | Gas (Historical Use) | 2000 | Bare Steel | 1966-03-27 | Galvanized Steel
4190011 | 3 | [5 empty] | Removed from Ground | Gas (Historical Use) | 2000 | Bare Steel | 1966-03-27 | Galvanized Steel
4190011 | 4 | [5 empty] | Removed from Ground | Diesel | 1 | Bare Steel | 1966-03-27 | Galvanized Steel
4190011 | 5A |  | 1995-04-01 |  | 1995-04-01 |  | Currently in Use | Gas (Historical Use) | 4000 | Composite | 1995-04-01 | Double Walled | Pressurized
4190011 | 5B |  | 1995-04-01 |  | 1995-04-01 |  | Currently in Use | Gas (Historical Use) | 4000 | Composite | 1995-04-01 | Double Walled | Pressurized
4190011 | 6A |  | 1995-04-01 |  | 1995-04-01 |  | Currently in Use | Gas (Historical Use) | 5000 | Composite | 1995-04-01 | Double Walled | Pressurized
4190011 | 6B |  | 1995-04-01 |  | 1995-04-01 |  | Currently in Use | Diesel | 3000 | Composite | 1995-04-01 | Double Walled | Pressurized
4190011 | 7 |  | 1995-04-01 |  | 1995-04-01 |  | Currently in Use | Diesel | 1000 | Composite | 1995-04-01 | Double Walled | Pressurized
4190012 | 1 | [5 empty] | Removed from Ground | Gas (Historical Use) | 6000 | Bare Steel | 1981-03-27 | Galvanized Steel
4190012 | 2 | [5 empty] | Removed from Ground | Gas (Historical Use) | 5000 | Bare Steel | 1966-03-27 | Galvanized Steel
4190012 | 3 | [5 empty] | Removed from Ground | Gas (Historical Use) | 4000 | Bare Steel | 1966-03-27 | Galvanized Steel
4190012 | 4 | [5 empty] | Removed from Ground | Diesel | 2000 | Bare Steel | 1966-03-27 | Galvanized Steel
4190012 | 5A |  | 1994-03-01 |  | 1994-03-01 |  | Currently in Use | Gas (Historical Use) | 5000 | Composite Double Walled | 1994-03-01 | Double-Walled Flex | Pressurized
4190012 | 5B |  | 1994-03-01 |  | 1994-03-01 |  | Temporarily out of use | Gas (Historical Use) | 4000 | Composite Double Walled | 1994-03-01 | Double-Walled Flex | Pressurized
4190012 | 6A |  | 1994-03-01 |  | 1994-03-01 |  | Currently in Use | Gas (Historical Use) | 4000 | Composite Double Walled | 1994-03-01 | Double-Walled Flex | Pressurized
4190012 | 6B |  | 1994-03-01 |  | 1994-03-01 |  | Currently in Use | Diesel | 3000 | Composite Double Walled | 1994-03-01 | Double-Walled Flex | Pressurized
4190013 | 1 | [5 empty] | Removed from Ground | Gas (Historical Use) | 4000 | Bare Steel | 1966-03-27 | Galvanized Steel | Suction (American)
4190013 | 2 | [5 empty] | Removed from Ground | Gas (Historical Use) | 2000 | Bare Steel |  | Galvanized Steel | Suction (American)
4190013 | 3 | [5 empty] | Removed from Ground | Gas (Historical Use) | 2000 | Bare Steel |  | Galvanized Steel | Suction (American)
4190013 | 4 | [5 empty] | Removed from Ground | Gas (Historical Use) | 1000 | Bare Steel |  | Galvanized Steel | Suction (American)
4190013 | 5 | [5 empty] | Removed from Ground | Diesel | 2000 | Bare Steel |  | Galvanized Steel | Suction (American)
4190013 | 6a |  | 1997-01-01 |  | 1997-01-01 |  | Currently in Use | Gas (Historical Use) | 4000 | Composite | 1997-01-01 | Double-Walled Flex | Safe Suction (Euro)
4190013 | 6b |  | 1997-01-01 |  | 1997-01-01 |  | Currently in Use | Gas (Historical Use) | 4000 | Composite | 1997-01-01 | Double-Walled Flex | Safe Suction (Euro)
4190013 | 7a |  | 1997-01-01 |  | 1997-01-01 |  | Currently in Use | Gas (Historical Use) | 5000 | Composite | 1997-01-01 | Double-Walled Flex | Safe Suction (Euro)
4190013 | 7b |  | 1997-01-01 |  | 1997-01-01 |  | Currently in Use | Diesel | 3000 | Composite | 1997-01-01 | Double-Walled Flex | Safe Suction (Euro)
4190014 | 10410-1 | [5 empty] | Removed from Ground | Gas (Historical Use) | 1000 | Bare Steel | 1971-02-05 | Galvanized Steel
4190014 | 10410-2 | [5 empty] | Removed from Ground | Gas (Historical Use) | 550 | Bare Steel | 1971-02-05 | Galvanized Steel
4190014 | 410D1 | [5 empty] | Removed from Ground | Diesel | 530 | Cathodically Protected Steel | 1980-04-03 | Galvanized Steel | Suction (American)
4190014 | 410G1 |  | 1990-03-05 |  | 1990-03-05 |  | Removed from Ground | Gas (Historical Use) | 1030 | Cathodically Protected Steel | 1990-03-05 | Galvanized Steel | Suction (American)
4190016 | 1 | [5 empty] | Closed in Ground | Gas (Historical Use) | 2000 | Bare Steel | 1980-04-25 | Galvanized Steel
4190017 | 1 | [5 empty] | Closed in Ground | Diesel | 2000 | Bare Steel | 1966-04-25 | Galvanized Steel
4190018 | 1 | [5 empty] | Closed in Ground | Diesel | 2000 | Bare Steel | 1971-04-26 | Galvanized Steel
4190020 | 1 | [5 empty] | Removed from Ground | Gas (Historical Use) | 8000 | Bare Steel | 1998-09-01 | Galvanized Steel | Safe Suction (Euro)
4190020 | 2 | Flapper Valve | 1994-09-10 |  | 1994-09-10 |  | Removed from Ground | Not Marked/Tank Removed | 20000 | Composite | 1994-09-10 | Double Walled | Safe Suction (Euro)
4190021 | 1 | [5 empty] | Removed from Ground | Diesel | 2000 | Bare Steel | 1981-04-22 | Galvanized Steel
4190021 | 2 | [5 empty] | Removed from Ground | Diesel | 2000 | Bare Steel | 1981-04-22 | Galvanized Steel
4190021 | 3 | [5 empty] | Removed from Ground | Diesel | 5000 | Bare Steel | 1983-04-23 | Galvanized Steel
4190021 | 4 | [5 empty] | Removed from Ground | Diesel | 8000 | Bare Steel | 1985-04-22 | Galvanized Steel
4190021 | 5 | Flapper Valve | 1998-05-01 |  | 1998-05-01 |  | Removed from Ground | Diesel | 12000 | Composite | 1998-05-01 | Double Walled | Safe Suction (Euro)
4190022 | 1 | [5 empty] | Removed from Ground | Gas (Historical Use) | 8000 | Bare Steel | 1975-04-23 | Galvanized Steel
4190022 | 10 |  | 1990-09-11 |  | 1990-09-11 |  | Currently in Use | Gas (Historical Use) | 10000 | Double Walled | 1990-09-11 | Fiberglass Reinforced Plastic | Pressurized
4190022 | 11 |  | 1990-09-11 |  | 1990-09-11 |  | Currently in Use | Gas (Historical Use) | 10000 | Double Walled | 1990-09-11 | Fiberglass Reinforced Plastic | Pressurized
4190022 | 12 |  | 1990-09-11 |  | 1990-09-11 |  | Currently in Use | Diesel | 10000 | Double Walled | 1990-09-11 | Fiberglass Reinforced Plastic | Pressurized
4190022 | 2 | [5 empty] | Removed from Ground | Gas (Historical Use) | 1000 | Bare Steel | 1974-04-22 | Galvanized Steel
4190022 | 3 | [5 empty] | Removed from Ground | Gas (Historical Use) | 5000 | Bare Steel | 1974-04-22 | Galvanized Steel
4190022 | 4 | [5 empty] | Removed from Ground | Gas (Historical Use) | 5000 | Bare Steel | 1974-04-22 | Galvanized Steel
4190022 | 5 | [5 empty] | Removed from Ground | Diesel | 6000 | Bare Steel | 1971-04-23 | Galvanized Steel
4190022 | 6 | [5 empty] | Removed from Ground | Diesel | 6000 | Bare Steel | 1971-04-23 | Galvanized Steel
4190022 | 7 | [5 empty] | Removed from Ground | Gas (Historical Use) | 12000 | Bare Steel | 1976-04-22 | Galvanized Steel
4190022 | 8 |  | 1990-09-11 |  | 1990-09-11 |  | Currently in Use | Diesel | 10000 | Double Walled | 1990-09-11 | Fiberglass Reinforced Plastic | Pressurized
4190022 | 9 |  | 1990-09-11 |  | 1990-09-11 |  | Currently in Use | Gas (Historical Use) | 10000 | Double Walled | 1990-09-11 | Fiberglass Reinforced Plastic | Pressurized
4190023 | 1 | [5 empty] | Removed from Ground | Gas (Historical Use) | 5000 | Bare Steel | 1978-04-28 | Galvanized Steel
4190023 | 2 | [5 empty] | Removed from Ground | Gas (Historical Use) | 6000 | Bare Steel | 1978-04-28 | Galvanized Steel
4190023 | 4 |  | 1995-04-01 |  | 1995-04-01 |  | Removed from Ground | Gas (Historical Use) | 5000 | Galvanic (STIP-3) | 1995-04-26 | Cathodically Protected | Safe Suction (Euro)
4190023 | 5 |  | 1993-06-01 |  | 1993-06-01 |  | Removed from Ground | Diesel | 6000 | Galvanic (STIP-3) | 1993-06-01 | Cathodically Protected | Safe Suction (Euro)
4190024 | 1 | [5 empty] | Removed from Ground | Gas (Historical Use) | 8000 | Bare Steel | 1978-04-28 | Galvanized Steel
4190024 | 2 |  | 1993-06-01 |  | 1993-06-01 |  | Currently in Use | Diesel | 5000 | Galvanic (STIP-3) | 1993-06-30 | Cathodically Protected | Safe Suction (Euro)
4190025 | 1 | [5 empty] | Removed from Ground | Gas (Historical Use) | 5000 | Bare Steel | 1972-01-29 | Galvanized Steel
4190025 | 2 | [5 empty] | Removed from Ground | Diesel | 6000 | Bare Steel | 1972-01-29 | Galvanized Steel
4190026 | 1 | [5 empty] | Removed from Ground | Diesel | 15000 | Bare Steel | 1981-04-30 | Bare Steel
4190026 | 2 | [5 empty] | Removed from Ground | Diesel | 5000 | Bare Steel | 1971-05-01 | Bare Steel
4190028 | 1 | [5 empty] | Removed from Ground | Gas (Historical Use) | 3000 | Bare Steel | 1958-04-24 | Galvanized Steel
4190028 | 2 | [5 empty] | Removed from Ground | Gas (Historical Use) | 3000 | Bare Steel | 1958-04-24 | Galvanized Steel
4190028 | 3 | [5 empty] | Removed from Ground | Gas (Historical Use) | 3000 | Bare Steel | 1958-04-24 | Galvanized Steel
4190029 | 1 | [5 empty] | Removed from Ground | Gas (Historical Use) | 2000 | Bare Steel | 1968-05-01 | Galvanized Steel
4190030 | 1 |  | 1998-06-15 |  | 1998-06-15 |  | Currently in Use | Gas (Historical Use) | 8000 | Steel-Impressed Current | 1982-04-16 | Steel (Impressed Current) | Pressurized
4190030 | 2 |  | 1998-06-15 |  | 1998-06-19 |  | Currently in Use | Gas (Historical Use) | 4000 | Steel-Impressed Current | 1982-04-16 | Steel (Impressed Current) | Pressurized
4190030 | 3 |  | 1998-06-15 |  | 1998-06-15 |  | Temporarily out of use | Gas (Historical Use) | 4000 | Steel-Impressed Current | 1982-04-16 | Steel (Impressed Current) | Pressurized
4190031 | 1 | Flapper Valve | 1998-06-01 |  | 1998-05-01 |  | Currently in Use | Gas (Historical Use) | 8000 | Steel-Impressed Current | 1977-04-16 | Fiberglass Reinforced Plastic | Pressurized
4190031 | 2 | Flapper Valve | 1998-06-01 |  | 1998-05-01 |  | Temporarily out of use | Gas (Historical Use) | 4000 | Steel-Impressed Current | 1977-04-16 | Fiberglass Reinforced Plastic | Pressurized
4190031 | 3 | Flapper Valve | 1998-06-01 |  | 1998-05-01 |  | Currently in Use | Diesel | 4000 | Steel-Impressed Current | 1977-04-16 | Fiberglass Reinforced Plastic | Pressurized
4190032 | 1 | [5 empty] | Removed from Ground | Gas (Historical Use) | 4000 | Bare Steel | 1979-05-07 | Galvanized Steel
4190032 | 2 | [5 empty] | Removed from Ground | Diesel | 4000 | Bare Steel | 1979-05-07 | Galvanized Steel
4190032 | 3 | [5 empty] | Removed from Ground | Diesel | 4000 | Bare Steel | 1979-05-07 | Galvanized Steel
4190032 | 4 | [5 empty] | Removed from Ground | Diesel | 4000 | Bare Steel | 1979-05-07 | Galvanized Steel
4190032 | 5 | [5 empty] | Removed from Ground | Diesel | 2000 | Bare Steel | 1979-05-07 | Galvanized Steel
4190032 | 6 | [5 empty] | Removed from Ground | Diesel | 4000 | Bare Steel | 1979-05-07 | Galvanized Steel
4200003 | 1 | [5 empty] | Removed from Ground | Gas (Historical Use) | 3000 | Composite | 1986-01-01 | Galvanized Steel
4200003 | 2 | [5 empty] | Removed from Ground | Gas (Historical Use) | 3000 | Composite | 1986-01-01 | Galvanized Steel
4200003 | 3 | [5 empty] | Removed from Ground | Gas (Historical Use) | 3000 | Bare Steel | 1986-01-01 | Galvanized Steel
4200003 | 4 | [5 empty] | Removed from Ground | Gas (Historical Use) | 3000 | Bare Steel | 1986-01-01 | Galvanized Steel
4200004 | 1 | [5 empty] | Permanently Out of Use - historical purposes | Diesel | 2000 | Bare Steel | 1971-01-01 | Galvanized Steel
4200005 | 1 | [5 empty] | Removed from Ground | Gas (Historical Use) | 1000 | Bare Steel | 1973-01-01 | Galvanized Steel | Suction (American)
4200009 | 2 | [5 empty] | Removed from Ground | Gas (Historical Use) | 1000 | Bare Steel | 1995-02-20 | Galvanized Steel | Pressurized
4200009 | 3 | [5 empty] | Removed from Ground | Gas (Historical Use) | 1000 | Bare Steel | 1995-02-20 | Galvanized Steel | Pressurized
4200009 | 4 | [5 empty] | Removed from Ground | Gas (Historical Use) | 1000 | Bare Steel | 1995-02-20 | Galvanized Steel | Pressurized
4200009 | 5 | [5 empty] | Removed from Ground | Diesel | 8000 | Bare Steel | 1995-02-20 | Galvanized Steel | Pressurized
4200009 | 6 | Ball Float | 1993-01-01 | no | 1993-01-01 | no | Currently in Use | Gas (Historical Use) | 4000 | Galvanic (STIP-3) | 1993-01-01 | Fiberglass Reinforced Plastic | Safe Suction (Euro)
4200009 | 7 | Ball Float | 1993-01-01 | no | 1993-01-01 | no | Currently in Use | Gas (Historical Use) | 4000 | Galvanic (STIP-3) | 1993-01-01 | Fiberglass Reinforced Plastic | Safe Suction (Euro)
4200009 | 8 | Ball Float | 1993-01-01 | no | 1993-01-01 | no | Currently in Use | Diesel | 4000 |  | 1993-01-01 | Fiberglass Reinforced Plastic | Safe Suction (Euro)
4200012 | 1 | [5 empty] | Removed from Ground | Gas (Historical Use) | 560 | Bare Steel | 1961-01-23 | Galvanized Steel | Safe Suction (Euro)
4200012 | 2 | [5 empty] | Removed from Ground | Diesel | 560 | Bare Steel | 1961-01-23 | Galvanized Steel
4200013 | 1 | [5 empty] | Removed from Ground | Diesel | 1000 | Bare Steel | 1981-04-08 | Galvanized Steel
4200013 | 2 | [5 empty] | Removed from Ground | Gas (Historical Use) | 1000 | Bare Steel | 1981-04-08 | Galvanized Steel
4200014 | 1 | [5 empty] | Removed from Ground | Gas (Historical Use) | 10000 | Cathodically Protected Steel | 1973-03-24 | Bare Steel
4200014 | 2 | [5 empty] | Removed from Ground | Gas (Historical Use) | 5000 | Cathodically Protected Steel | 1973-03-24 | Bare Steel
4200014 | 3 | [5 empty] | Removed from Ground | Gas (Historical Use) | 10000 | Cathodically Protected Steel | 1973-03-24 | Bare Steel
4200014 | 4 |  |  | yes |  | yes | Removed from Ground | Used Oil | 550 | Cathodically Protected Steel | 1973-03-24 | Bare Steel
4200015 | 548G1 | [5 empty] | Removed from Ground | Gas (Historical Use) | 1000 | Bare Steel | 1998-12-22 | Galvanized Steel | Suction (American)
4200016 | 1 |  | 1997-06-10 |  | 1997-06-10 |  | Currently in Use | Gas (Historical Use) | 4000 | Steel-Impressed Current | 1981-04-28 | Steel (Impressed Current) | Safe Suction (Euro)
4200016 | 2 |  | 1997-06-10 |  | 1997-06-10 |  | Currently in Use | Gas (Historical Use) | 4000 | Steel-Impressed Current | 1981-04-28 | Steel (Impressed Current) | Safe Suction (Euro)
4200016 | 3 |  | 1997-06-10 |  | 1997-06-10 |  | Currently in Use | Gas (Historical Use) | 4000 | Steel-Impressed Current | 1981-04-28 | Steel (Impressed Current) | Safe Suction (Euro)
4200017 | 1 | [5 empty] | Removed from Ground | Gas (Historical Use) | 6000 | Bare Steel | 1980-04-28 | Galvanized Steel
4200017 | 2 | [5 empty] | Removed from Ground | Gas (Historical Use) | 6000 | Bare Steel | 1980-04-28 | Galvanized Steel
4200017 | 3 | [5 empty] | Removed from Ground | Gas (Historical Use) | 6000 | Bare Steel | 1980-04-28 | Galvanized Steel
4200017 | 4 |  | 1991-03-21 |  | 1991-03-21 |  | Currently in Use | Gas (Historical Use) | 8000 | Composite | 1991-03-21 | Flex | Pressurized
4200017 | 5 |  | 1991-03-21 |  | 1991-03-21 |  | Currently in Use | Gas (Historical Use) | 8000 | Composite | 1991-03-21 | Flex | Pressurized
4200017 | 6 |  | 1991-03-21 |  | 1991-03-21 |  | Currently in Use | Gas (Historical Use) | 8000 | Composite | 1991-03-21 | Flex | Pressurized
4200018 | 1 | [5 empty] | Removed from Ground | Gas (Historical Use) | 6000 | Bare Steel | 1982-04-28 | Galvanized Steel | Safe Suction (Euro)
4200018 | 2 | [5 empty] | Removed from Ground | Gas (Historical Use) | 6000 | Bare Steel | 1982-04-28 | Galvanized Steel | Safe Suction (Euro)
4200018 | 3 | [5 empty] | Removed from Ground | Gas (Historical Use) | 6000 | Bare Steel | 1982-04-28 | Galvanized Steel | Safe Suction (Euro)
4200018 | 4 | [5 empty] | Removed from Ground | Diesel | 6000 | Bare Steel | 1982-04-28 | Galvanized Steel | Safe Suction (Euro)
4200018 | 5 |  | 1995-10-23 |  | 1995-10-23 |  | Currently in Use | Gas (Historical Use) | 10000 | Composite | 1995-10-23 | Fiberglass Reinforced Plastic | Pressurized
4200018 | 6 |  | 1995-10-23 |  | 1995-10-23 |  | Currently in Use | Gas (Historical Use) | 10000 | Composite | 1995-10-23 | Fiberglass Reinforced Plastic | Pressurized
4200019 | 1 | [5 empty] | Closed in Ground | Gas (Historical Use) | 8000 | Bare Steel | 1982-04-28 | Galvanized Steel | Pressurized
4200019 | 2 | [5 empty] | Removed from Ground | Gas (Historical Use) | 8000 | Bare Steel | 1982-04-28 | Galvanized Steel | Pressurized
4200019 | 3 | [5 empty] | Removed from Ground | Gas (Historical Use) | 8000 | Bare Steel | 1982-04-28 | Galvanized Steel | Pressurized
4200019 | 4 | [5 empty] | Removed from Ground | Diesel | 8000 | Bare Steel | 1982-04-28 | Galvanized Steel | Pressurized
4200019 | 5 |  | 1995-07-19 |  | 1995-07-19 |  | Currently in Use | Gas (Historical Use) | 10000 | Composite | 1995-07-19 | Cathodically Protected | Pressurized
4200019 | 6 |  | 1995-07-19 |  | 1995-07-19 |  | Currently in Use | Gas (Historical Use) | 10000 | Composite | 1995-07-19 | Cathodically Protected | Pressurized
4200019 | 7 |  | 1995-07-19 |  | 1995-07-19 |  | Currently in Use | Diesel | 6000 | Composite | 1995-07-19 | Cathodically Protected | Pressurized
4200022 | 1 | [5 empty] | Removed from Ground | Gas (Historical Use) | 6000 | Bare Steel | 1986-01-01 | Galvanized Steel | Pressurized
4200022 | 2 | [5 empty] | Removed from Ground | Gas (Historical Use) | 4000 | Bare Steel | 1986-01-01 | Galvanized Steel | Pressurized
4200022 | 3 | [5 empty] | Removed from Ground | Diesel | 4000 | Bare Steel | 1986-01-01 | Galvanized Steel | Pressurized
4200022 | 4A | Flapper Valve | 1998-04-22 | no | 1998-04-22 | no | Currently in Use | Regular | 10000 | Composite | 1998-04-22 | Fiberglass Reinforced Plastic | Pressurized
4200022 | 4B | Flapper Valve | 1998-04-22 | no | 1998-04-22 | no | Currently in Use | Plus | 3000 | Composite | 1998-04-22 | Fiberglass Reinforced Plastic | Pressurized
4200022 | 4C | Flapper Valve | 1998-04-22 | no | 1998-04-22 | no | Currently in Use | Diesel On Road | 3000 | Composite | 1998-04-22 | Fiberglass Reinforced Plastic | Pressurized
4200023 | 1 | [5 empty] | Removed from Ground | Other | 3000 | Bare Steel | 1983-04-29 | Bare Steel | Suction (American)
4200023 | 2 |  |  | yes |  | yes | Removed from Ground | Used Oil | 1000 | Bare Steel | 1983-04-29 | Bare Steel | Gravity Fed
4200024 | 1 | [5 empty] | Removed from Ground | Gas (Historical Use) | 1000 | Bare Steel | 1976-04-07 | Bare Steel
4200024 | 2 | [5 empty] | Removed from Ground | Gas (Historical Use) | 1000 | Bare Steel | 1976-04-07 | Bare Steel
4200024 | 3 | [5 empty] | Removed from Ground | Gas (Historical Use) | 1000 | Bare Steel | 1976-04-07 | Bare Steel
4200026 | 1 | [5 empty] | Removed from Ground | Gas (Historical Use) | 515 | Bare Steel | 1959-04-18 | Copper | Safe Suction (Euro)
4200027 | 338049 |  | 1992-12-10 |  | 1992-12-10 |  | Removed from Ground | Diesel | 6000 | Composite | 1992-12-10 | Fiberglass Reinforced Plastic | Pressurized
4200027 | 338050 |  | 1992-12-10 |  | 1992-12-10 |  | Currently in Use | Diesel | 6000 | Composite | 1992-12-10 | Double-Walled Flex | Pressurized
4200027 | KG-1 | [5 empty] | Removed from Ground | Gas (Historical Use) | 10000 | Bare Steel | 1982-01-01 | Bare Steel | Gravity Fed
4200027 | KG-2 | [5 empty] | Closed in Ground | Diesel | 6000 | Fiberglass | 1985-01-01 | Bare Steel | Gravity Fed
4200028 | 1 | [5 empty] | Permanently Out of Use - historical purposes | Gas (Historical Use) | 560 | Bare Steel | 1966-05-05 | Galvanized Steel
4200028 | 2 | [5 empty] | Permanently Out of Use - historical purposes | Gas (Historical Use) | 1000 | Bare Steel | 1983-05-06 | Galvanized Steel
4200028 | 3 | [5 empty] | Permanently Out of Use - historical purposes | Empty | 1000 | Bare Steel | 1966-05-05 | Galvanized Steel
4200029 | 1 | [5 empty] | Removed from Ground | Empty | 10000 | Bare Steel | 1966-05-05 | Galvanized Steel
4200029 | 2 | [5 empty] | Removed from Ground | Empty | 10000 | Bare Steel | 1966-05-05 | Galvanized Steel
4200029 | 3 | [5 empty] | Removed from Ground | Empty | 5000 | Bare Steel | 1966-05-05 | Galvanized Steel
4200030 | 1 | [5 empty] | Removed from Ground | Gas (Historical Use) | 10000 | Bare Steel | 1975-05-06 | Galvanized Steel
4200030 | 2 | [5 empty] | Removed from Ground | Gas (Historical Use) | 10000 | Bare Steel | 1975-05-06 | Galvanized Steel
4200030 | 3 | [5 empty] | Removed from Ground | Gas (Historical Use) | 5000 | Bare Steel | 1975-05-06 | Galvanized Steel
4200030 | 4 | [5 empty] | Removed from Ground | Diesel | 3000 | Bare Steel | 1975-05-06 | Galvanized Steel
4200030 | 5 | [5 empty] | Removed from Ground | Empty | 10000 | Bare Steel | 1975-05-06 | Galvanized Steel
4200031 | 1 | [5 empty] | Removed from Ground | Gas (Historical Use) | 4000 | Bare Steel | 1979-05-06 | Galvanized Steel
4200031 | 2 | [5 empty] | Removed from Ground | Gas (Historical Use) | 1000 | Bare Steel | 1966-05-05 | Galvanized Steel
4200031 | 3 | [5 empty] | Removed from Ground | Gas (Historical Use) | 1000 | Bare Steel | 1966-05-05 | Galvanized Steel
4200031 | 4 | [5 empty] | Removed from Ground | Diesel | 1000 | Bare Steel | 1966-05-05 | Galvanized Steel
4200031 | 5 | [5 empty] | Removed from Ground | Kerosene | 560 | Bare Steel | 1973-05-05 | Galvanized Steel
4200032 | 1 | [5 empty] | Removed from Ground | Gas (Historical Use) | 1000 | Bare Steel | 1966-05-05 | Galvanized Steel
4200032 | 2 | [5 empty] | Removed from Ground | Gas (Historical Use) | 1000 | Bare Steel | 1966-05-05 | Galvanized Steel
4200032 | 3 | [5 empty] | Removed from Ground | Empty | 1000 | Bare Steel | 1966-05-05 | Galvanized Steel
4200034 | 1 | [5 empty] | Removed from Ground | Gas (Historical Use) | 4000 | Bare Steel | 1976-05-05 | Unknown
4200034 | 2 | [5 empty] | Removed from Ground | Gas (Historical Use) | 4000 | Bare Steel | 1976-05-05 | Unknown
4200034 | 3 | [5 empty] | Removed from Ground | Empty | 4000 | Bare Steel | 1976-05-05 | Galvanized Steel
4200035 | 1 | [5 empty] | Removed from Ground | Diesel | 1500 | Bare Steel | 1978-10-03 | Galvanized Steel
4200035 | 2 | [5 empty] | Removed from Ground | Gas (Historical Use) | 4000 | Bare Steel | 1978-10-03 | Galvanized Steel
4200035 | 3 | [5 empty] | Removed from Ground | Gas (Historical Use) | 4000 | Bare Steel | 1978-10-03 | Galvanized Steel
4200035 | 4 |  |  | yes |  | yes | Removed from Ground | Used Oil | 550 | Bare Steel | 1978-10-03 | Galvanized Steel
4200036 | 1 | [5 empty] | Currently in Use | Propane | 250 | Bare Steel | 1965-10-03 | Galvanized Steel
4200036 | 2 | [5 empty] | Removed from Ground | Gas (Historical Use) | 2000 | Bare Steel | 1976-10-03 | Galvanized Steel
4200037 | 1 | [5 empty] | Removed from Ground | Gas (Historical Use) | 15100 | Bare Steel | 1960-04-21 | Bare Steel | Pressurized
4200037 | 2 | [5 empty] | Closed in Ground | Other | 15000 | Bare Steel | 1960-04-21 | Bare Steel
4200037 | 3 | [5 empty] | Removed from Ground | Diesel | 10000 | Bare Steel | 1998-11-24 | Bare Steel | Pressurized
4200038 | 1 | [5 empty] | Removed from Ground | Gas (Historical Use) | 6000 | Bare Steel | 1979-02-18 | Galvanized Steel
4200038 | 2 | [5 empty] | Removed from Ground | Gas (Historical Use) | 6000 | Bare Steel | 1979-02-18 | Galvanized Steel
4200038 | 3 | [5 empty] | Removed from Ground | Gas (Historical Use) | 6000 | Bare Steel | 1979-02-18 | Galvanized Steel
4200039 | 1 | [5 empty] | Removed from Ground | Gas (Historical Use) | 8000 | Bare Steel | 1982-02-17 | Galvanized Steel | Safe Suction (Euro)
4200039 | 2 | [5 empty] | Removed from Ground | Gas (Historical Use) | 8000 | Bare Steel | 1982-02-17 | Galvanized Steel | Safe Suction (Euro)
4200039 | 3 | [5 empty] | Removed from Ground | Gas (Historical Use) | 8000 | Bare Steel | 1982-02-17 | Galvanized Steel | Safe Suction (Euro)
420016 | 1 | Flapper Valve | 1992-06-20 | no | 1992-06-20 | no | Currently in Use | Regular | 2000 | Steel-Impressed Current | 1984-01-01 | Steel (Impressed Current) | Safe Suction (Euro)
420016 | 2 | Flapper Valve | 1992-06-20 | no | 1992-06-20 | no | Currently in Use | Premium | 1000 | Steel-Impressed Current | 1984-01-01 | Steel (Impressed Current) | Safe Suction (Euro)
420016 | 3 | Flapper Valve | 1992-06-20 | no | 1992-06-20 | no | Currently in Use | Diesel | 1000 | Steel-Impressed Current | 1984-01-01 | Steel (Impressed Current) | Safe Suction (Euro)
420024 | 1 | [5 empty] | Removed from Ground | Gas (Historical Use) | 1000 | Bare Steel | 1980-05-22 | Galvanized Steel
4201260 | 1 |  | 1998-10-29 |  | 1997-05-01 |  | Removed from Ground | Gas (Historical Use) | 10000 | Steel-Impressed Current | 1980-04-28 | Cathodically Protected | Safe Suction (Euro)
4201260 | 2 |  | 1998-10-29 |  | 1997-05-01 |  | Removed from Ground | Gas (Historical Use) | 8000 | Steel-Impressed Current | 1980-02-16 | Cathodically Protected | Safe Suction (Euro)
4201260 | 3 |  | 1998-10-29 |  | 1997-05-01 |  | Removed from Ground | Gas (Historical Use) | 8000 | Steel-Impressed Current | 1980-04-28 | Cathodically Protected | Safe Suction (Euro)
4210001 | 1 | [5 empty] | Removed from Ground | Gas (Historical Use) | 560 | Bare Steel | 1978-05-08 | Galvanized Steel
4210007 | 1 | [5 empty] | Removed from Ground | Diesel | 560 | Bare Steel | 1958-12-12 | Galvanized Steel
4210007 | 2 | [5 empty] | Removed from Ground | Diesel | 560 | Bare Steel | 1958-12-12 | Galvanized Steel
4210007 | 3 |  | 1990-01-01 |  | 1990-01-01 |  | Removed from Ground | Diesel | 550 | Galvanic (STIP-3) | 1990-01-01 | Cathodically Protected | Safe Suction (Euro)
4210007 | 4 |  | 1990-01-01 |  | 1990-01-01 |  | Removed from Ground | Gas (Historical Use) | 1000 | Galvanic (STIP-3) | 1990-01-01 | Cathodically Protected | Safe Suction (Euro)
4210008 | 529G1 | [5 empty] | Removed from Ground | Gas (Historical Use) | 1000 | Bare Steel | 1965-01-08 | Galvanized Steel | Safe Suction (Euro)
4210009 | 1 | [5 empty] | Removed from Ground | Gas (Historical Use) | 1000 | Bare Steel | 2007-12-14 | Galvanized Steel
4210010 | 1 |  | 1997-05-01 |  | 1997-05-01 |  | Currently in Use | Gas (Historical Use) | 9500 | Steel-Impressed Current | 1976-04-16 | Cathodically Protected | Suction (American)
4210010 | 2 |  | 1997-05-01 |  | 1997-05-01 |  | Currently in Use | Gas (Historical Use) | 9500 | Steel-Impressed Current | 1976-04-16 | Cathodically Protected | Suction (American)
4210011 | 1 | [5 empty] | Removed from Ground | Diesel | 2000 | Bare Steel | 1966-04-16 | Galvanized Steel | Safe Suction (Euro)
4210012 | 1 | [5 empty] | Removed from Ground | Other | 1 | Unknown | 1970-04-24 | Not Marked
4210012 | 2 | [5 empty] | Removed from Ground | Other | 1 | Unknown | 1970-04-24 | Galvanized Steel
4210013 | 1 | [5 empty] | Removed from Ground | Diesel | 6000 | Bare Steel | 1961-04-01 | Galvanized Steel
4210013 | 2 | [5 empty] | Removed from Ground | Gas (Historical Use) | 1000 | Bare Steel | 1974-04-01 | Bare Steel
4210013 | 3 | [5 empty] | Removed from Ground | Propane | 250 | Bare Steel | 1961-04-01 | Not Marked
4210014 | 1AST | [5 empty] | Removed from Ground | Diesel | 1000 | Bare Steel | 1976-05-01 | Galvanized Steel
4210015 | 1 | [5 empty] | Permanently Out of Use - historical purposes | Diesel | 500 | Bare Steel | 1971-05-08 | Galvanized Steel | Suction (American)
4210015 | 2 | [5 empty] | Permanently Out of Use - historical purposes | Gas (Historical Use) | 2000 | Bare Steel | 1976-05-07 | Galvanized Steel | Suction (American)
4210016 | 1 | [5 empty] | Removed from Ground | Empty | 1000 | Bare Steel | 1968-05-07 | Galvanized Steel
4210016 | 2 | [5 empty] | Removed from Ground | Empty | 3000 | Bare Steel | 1968-05-07 | Galvanized Steel
4210016 | 3 | [5 empty] | Removed from Ground | Empty | 3000 | Bare Steel | 1968-05-07 | Galvanized Steel
4210017 | 1 | [5 empty] | Permanently Out of Use - historical purposes | Gas (Historical Use) | 2000 | Bare Steel | 1974-05-07 | Galvanized Steel
4210017 | 2 | [5 empty] | Permanently Out of Use - historical purposes | Gas (Historical Use) | 2000 | Bare Steel | 1974-05-07 | Galvanized Steel
4210017 | 3 |  | 1991-07-01 |  | 1991-07-01 |  | Currently in Use | Gas (Historical Use) | 6000 | Fiberglass | 1991-01-01 | Fiberglass Reinforced Plastic | Safe Suction (Euro)
4210017 | 4 |  | 1991-07-01 |  | 1991-07-01 |  | Currently in Use | Gas (Historical Use) | 6000 | Fiberglass | 1991-01-01 | Fiberglass Reinforced Plastic | Safe Suction (Euro)
4210018 | 1 | [5 empty] | Removed from Ground | Gas (Historical Use) | 1080 | Bare Steel | 1970-05-07 | Galvanized Steel
4210018 | 2 | [5 empty] | Removed from Ground | Gas (Historical Use) | 1080 | Bare Steel | 1970-05-07 | Galvanized Steel
4210018 | 3 | [5 empty] | Removed from Ground | Gas (Historical Use) | 4000 | Bare Steel | 1974-05-07 | Galvanized Steel
4210018 | 4 | Flapper Valve | 1991-08-01 |  | 1991-08-01 |  | Currently in Use | Gas (Historical Use) | 6000 | Galvanic (STIP-3) | 1991-08-01 | Fiberglass Reinforced Plastic | Safe Suction (Euro)
4210018 | 5 | Flapper Valve | 1991-08-01 |  | 1991-08-01 |  | Currently in Use | Gas (Historical Use) | 6000 | Galvanic (STIP-3) | 1991-08-01 | Fiberglass Reinforced Plastic | Safe Suction (Euro)
4210018 | 6 | Flapper Valve | 1991-08-01 |  | 1991-08-01 |  | Currently in Use | Gas (Historical Use) | 4000 | Galvanic (STIP-3) | 1991-08-01 | Fiberglass Reinforced Plastic | Safe Suction (Euro)
4210019 | 1 | [5 empty] | Removed from Ground | Diesel | 1000 | Bare Steel | 1970-04-23 | Galvanized Steel
4210019 | 2 | [5 empty] | Removed from Ground | Gas (Historical Use) | 2000 | Cathodically Protected Steel | 1972-04-23 | Cathodically Protected
4210019 | 3 | [5 empty] | Removed from Ground | Gas (Historical Use) | 2000 | Cathodically Protected Steel | 1972-04-23 | Cathodically Protected
4210020 | 1 | [5 empty] | Removed from Ground | Gas (Historical Use) | 1065 | Bare Steel | 1970-05-07 | Galvanized Steel | Safe Suction (Euro)
4210020 | 2 | [5 empty] | Removed from Ground | Gas (Historical Use) | 4000 | Bare Steel | 1974-05-07 | Galvanized Steel | Safe Suction (Euro)
4210020 | 3 | [5 empty] | Removed from Ground | Gas (Historical Use) | 4000 | Bare Steel | 1974-05-07 | Galvanized Steel | Safe Suction (Euro)
4210021 | 1 | [5 empty] | Permanently Out of Use - historical purposes | Diesel | 1065 | Bare Steel | 1971-05-07 | Galvanized Steel
4210021 | 2 | [5 empty] | Currently in Use | Gas (Historical Use) | 270 | Bare Steel | 1971-05-07 | Galvanized Steel
4210022 | 1 | [5 empty] | Removed from Ground | Gas (Historical Use) | 3000 | Bare Steel | 1977-05-06 | Galvanized Steel
4210022 | 2 | [5 empty] | Closed in Ground | Gas (Historical Use) | 1000 | Bare Steel | 1976-05-06 | Galvanized Steel
4210022 | 3 | [5 empty] | Closed in Ground | Gas (Historical Use) | 1000 | Bare Steel | 1976-05-06 | Galvanized Steel
4210022 | 4 | [5 empty] | Closed in Ground | Gas (Historical Use) | 560 | Bare Steel | 1977-05-06 | Galvanized Steel
4210022 | 5A |  | 1995-02-01 |  | 1995-02-01 |  | Temporarily out of use | Gas (Historical Use) | 5000 | Epoxy | 1995-02-01 | Fiberglass Reinforced Plastic | Suction (American)
4210022 | 5B |  | 1995-02-01 |  | 1995-02-01 |  | Temporarily out of use | Gas (Historical Use) | 3000 | Epoxy | 1995-02-01 | Fiberglass Reinforced Plastic | Suction (American)
4210024 | 1 | [5 empty] | Removed from Ground | Gas (Historical Use) | 3000 | Bare Steel | 1958-05-03 | Galvanized Steel
4210024 | 1U | [5 empty] | Removed from Ground | Gas (Historical Use) | 6000 | Bare Steel | 1986-01-01 | Bare Steel
4210024 | 2 | [5 empty] | Removed from Ground | Gas (Historical Use) | 3000 | Bare Steel | 1958-05-03 | Galvanized Steel
4210024 | 2R | [5 empty] | Removed from Ground | Gas (Historical Use) | 3000 | Bare Steel | 1976-01-01 | Bare Steel
4210024 | 3 | [5 empty] | Removed from Ground | Gas (Historical Use) | 3000 | Bare Steel | 1958-05-03 | Galvanized Steel
4210024 | 3S | [5 empty] | Removed from Ground | Gas (Historical Use) | 3000 | Bare Steel | 1971-01-01 | Bare Steel
4210024 | 4 | [5 empty] | Removed from Ground | Diesel | 1000 | Bare Steel | 1974-05-03 | Galvanized Steel
4210024 | 4D | [5 empty] | Removed from Ground | Diesel | 1000 | Bare Steel | 1971-01-01 | Bare Steel
422000 | 4001 | Ball Float | 1998-06-01 |  | 1998-06-01 |  | Currently in Use | Gas (Historical Use) | 10000 | Fiberglass | 1988-11-04 | Double-Walled Flex | Pressurized
422000 | 4002 | Ball Float | 1998-06-01 |  | 1998-06-01 |  | Currently in Use | Gas (Historical Use) | 10000 | Fiberglass | 1988-11-04 | Double-Walled Flex | Pressurized
422000 | 4003 | Ball Float | 1998-06-01 |  | 1998-06-01 |  | Currently in Use | Gas (Historical Use) | 8000 | Fiberglass | 1988-11-04 | Double-Walled Flex | Pressurized
422000 | 4004 | Ball Float | 1998-06-01 |  | 1998-06-01 |  | Currently in Use | Diesel | 10000 | Fiberglass | 1988-11-04 | Double-Walled Flex | Pressurized
422000 | 4005 | Flapper Valve | 1998-06-01 |  | 1998-06-01 |  | Currently in Use | Kerosene | 2000 | Fiberglass | 1988-11-04 | Double-Walled Flex | Safe Suction (Euro)
4220001 | 1 | [5 empty] | Removed from Ground | Diesel | 560 | Bare Steel | 1966-05-07 | Galvanized Steel | Suction (American)
4220001 | 2 | [5 empty] | Removed from Ground | Gas (Historical Use) | 1000 | Bare Steel | 1976-05-07 | Galvanized Steel | Suction (American)
4220002 | 1 | [5 empty] | Removed from Ground | Gas (Historical Use) | 4000 | Bare Steel | 1961-05-08 | Galvanized Steel
4220002 | 2 | [5 empty] | Removed from Ground | Gas (Historical Use) | 3000 | Bare Steel | 1961-05-08 | Galvanized Steel
4220002 | 3 | [5 empty] | Removed from Ground | Diesel | 3000 | Bare Steel | 1961-05-08 | Galvanized Steel
4220002 | 4 | [5 empty] | Removed from Ground | Gas (Historical Use) | 2000 | Bare Steel | 1985-05-08 | Galvanized Steel
4220003 | 1 |  |  | yes |  | yes | Removed from Ground | Used Oil | 280 | Bare Steel | 1981-05-08 | Bare Steel
4220003 | 2 | [5 empty] | Removed from Ground | Hazardous Substance | 2000 | Bare Steel | 1981-05-08 | Bare Steel
4220003 | 28-047 |  |  | yes |  | yes | Removed from Ground | Used Oil | 280 | Bare Steel | 1981-05-08 | Bare Steel
4220003 | 28-050 | [5 empty] | Removed from Ground | Hazardous Substance | 2000 | Bare Steel | 1981-05-08 | Bare Steel
4220003 | 28-051 | [5 empty] | Removed from Ground | Hazardous Substance | 2000 | Bare Steel | 1981-05-08 | Bare Steel
4220003 | 28-052 | [5 empty] | Removed from Ground | Hazardous Substance | 2000 | Bare Steel | 1981-05-08 | Bare Steel
4220003 | 3 | [5 empty] | Removed from Ground | Hazardous Substance | 2000 | Bare Steel | 1981-05-08 | Bare Steel
4220003 | 4 | [5 empty] | Removed from Ground | Hazardous Substance | 2000 | Bare Steel | 1981-05-08 | Bare Steel
4220004 | 1 | [5 empty] | Removed from Ground | Diesel | 8000 | Bare Steel | 1966-01-31 | Galvanized Steel
4220004 | 2 | Flapper Valve | 1996-08-01 |  | 1996-08-01 |  | Currently in Use | Diesel | 10000 | Galvanic (STIP-3) | 1996-08-01 | Fiberglass Reinforced Plastic | Pressurized
4220009 | 1 | [5 empty] | Removed from Ground | Gas (Historical Use) | 6000 | Bare Steel | 1975-03-05 | Unknown
4220010 | 1 | [5 empty] | Removed from Ground | Diesel | 500 | Bare Steel | 1982-01-17 | Unknown
4220010 | 2 | [5 empty] | Removed from Ground | Gas (Historical Use) | 500 | Bare Steel | 1952-01-18 | Unknown
4220010 | 4 | [5 empty] | Removed from Ground | Diesel | 250 | Bare Steel | 1983-01-01 | Galvanized Steel
4220011 | 1 | [5 empty] | Removed from Ground | Empty | 450 | Bare Steel | 1971-02-23 | Galvanized Steel
4220011 | 2 | [5 empty] | Removed from Ground | Empty | 500 | Bare Steel | 1974-02-22 | Galvanized Steel
4220013 | 1 | [5 empty] | Removed from Ground | Gas (Historical Use) | 560 | Bare Steel | 1976-03-11 | Galvanized Steel | Suction (American)
4220015 | 1 | [5 empty] | Closed in Ground | Other | 6000 | Bare Steel | 1958-03-17 | Bare Steel
4220015 | 10 | [5 empty] | Closed in Ground | Other | 6000 | Bare Steel | 1958-03-17 | Bare Steel
4220015 | 11 | [5 empty] | Closed in Ground | Other | 6000 | Bare Steel | 1958-03-17 | Bare Steel
4220015 | 12 | [5 empty] | Closed in Ground | Other | 6000 | Bare Steel | 1958-03-17 | Bare Steel
4220015 | 2 | [5 empty] | Closed in Ground | Other | 6000 | Bare Steel | 1958-03-17 | Bare Steel
4220015 | 3 | [5 empty] | Closed in Ground | Other | 6000 | Bare Steel | 1958-03-17 | Bare Steel
4220015 | 4 | [5 empty] | Closed in Ground | Other | 6000 | Bare Steel | 1958-03-17 | Bare Steel
4220015 | 5 | [5 empty] | Closed in Ground | Other | 6000 | Bare Steel | 1958-03-17 | Bare Steel
4220015 | 6 |  |  | yes |  | yes | Closed in Ground | Used Oil | 6000 | Bare Steel | 1958-03-17 | Bare Steel
4220015 | 7 | [5 empty] | Closed in Ground | Other | 12000 | Bare Steel | 1958-03-17 | Bare Steel
4220015 | 8 | [5 empty] | Closed in Ground | Other | 12000 | Bare Steel | 1958-03-17 | Bare Steel
4220015 | 9 | [5 empty] | Closed in Ground | Other | 6000 | Bare Steel | 1958-03-17 | Bare Steel
4220018 | 1 | Flapper Valve | 1998-12-15 | no | 1998-12-15 | no | Currently in Use | Diesel | 12000 | Fiberglass | 1998-12-15 | Fiberglass Reinforced Plastic | Pressurized
4220020 | 1 | [5 empty] | Removed from Ground | Gas (Historical Use) | 6000 | Bare Steel | 1978-04-10 | Galvanized Steel
4220020 | 10 | [5 empty] | Removed from Ground | Diesel | 6000 | Bare Steel | 1978-04-10 | Galvanized Steel
4220020 | 11 |  | 1998-05-25 |  | 1998-05-25 |  | Removed from Ground | Diesel | 8000 | Steel-Impressed Current | 1978-04-10 | Fiberglass Reinforced Plastic | Pressurized
4220020 | 12 |  | 1998-05-25 | yes | 1998-05-25 | yes | Removed from Ground | Used Oil | 3000 | Steel-Impressed Current | 1978-04-10 | Cathodically Protected | Pressurized
4220020 | 13 |  | 1998-05-25 |  | 1998-05-25 |  | Removed from Ground | Diesel | 20000 | Steel-Impressed Current | 1986-10-14 | Fiberglass Reinforced Plastic | Pressurized
4220020 | 14 | Ball Float | 2002-02-01 |  | 2002-02-01 |  | Currently in Use | Gas (Historical Use) | 20000 | Composite Double Walled | 2002-02-02 | Double-Walled Flex | Pressurized
4220020 | 15 | Ball Float | 2002-02-01 |  | 2002-02-01 |  | Currently in Use | Gas (Historical Use) | 10000 | Composite Double Walled | 2002-02-02 | Double-Walled Flex | Pressurized
4220020 | 16 | Ball Float | 2002-02-01 |  | 2002-02-01 |  | Currently in Use | Diesel | 25000 | Composite Double Walled | 2002-02-02 | Double-Walled Flex | Pressurized
4220020 | 17 | Ball Float | 2002-02-01 |  | 2002-02-01 |  | Currently in Use | Diesel | 25000 | Composite Double Walled | 2002-02-02 | Double-Walled Flex | Pressurized
4220020 | 2 |  | 1998-05-25 |  | 1998-05-25 |  | Removed from Ground | Diesel | 6000 | Steel-Impressed Current | 1978-04-10 | Fiberglass Reinforced Plastic | Pressurized
4220020 | 3 |  | 1998-05-25 |  | 1998-05-25 |  | Removed from Ground | Diesel | 6000 | Steel-Impressed Current | 1978-04-10 | Fiberglass Reinforced Plastic | Pressurized
4220020 | 4 |  | 1998-05-25 |  | 1998-05-25 |  | Removed from Ground | Diesel | 6000 | Steel-Impressed Current | 1978-04-10 | Fiberglass Reinforced Plastic | Pressurized
4220020 | 5 |  | 1998-05-25 |  | 1998-05-25 |  | Removed from Ground | Gas (Historical Use) | 10000 | Steel-Impressed Current | 1978-04-10 | Fiberglass Reinforced Plastic | Pressurized
4220020 | 6 |  | 1998-05-25 |  | 1998-05-25 |  | Removed from Ground | Gas (Historical Use) | 10000 | Steel-Impressed Current | 1978-04-10 | Fiberglass Reinforced Plastic | Pressurized
4220020 | 7 |  | 1998-05-25 |  | 1998-05-25 |  | Removed from Ground | Gas (Historical Use) | 10000 | Steel-Impressed Current | 1978-04-10 | Fiberglass Reinforced Plastic | Pressurized
4220020 | 8 | [5 empty] | Removed from Ground | Diesel | 6000 | Bare Steel | 1978-04-10 | Fiberglass Reinforced Plastic
4220020 | 9 | [5 empty] | Removed from Ground | Diesel | 6000 | Bare Steel | 1978-04-10 | Fiberglass Reinforced Plastic
4220021 | 1 | [5 empty] | Removed from Ground | Diesel | 1740 | Bare Steel | 1958-01-23 | Copper
4220022 | 1 | [5 empty] | Removed from Ground | Diesel | 8000 | Bare Steel | 1976-01-31 | Galvanized Steel
4220022 | 2 | [5 empty] | Removed from Ground | Diesel | 6000 | Bare Steel | 1964-01-31 | Galvanized Steel
4220022 | 3 | [5 empty] | Removed from Ground | Diesel | 3000 | Bare Steel | 1993-07-30 | Galvanized Steel
4220022 | 4 | Flapper Valve | 1996-08-01 |  | 1996-08-01 |  | Currently in Use | Diesel | 15000 | Composite | 1996-08-01 | Fiberglass Reinforced Plastic | Pressurized
4220023 | 1 | [5 empty] | Permanently Out of Use - historical purposes | Diesel | 3000 | Bare Steel | 1958-01-23 | Copper
4220023 | 2 | [5 empty] | Removed from Ground | Diesel | 500 | Not Marked/Unknown | 1993-08-01 | Not Marked
4220024 | 1 | [5 empty] | Removed from Ground | Diesel | 8000 | Marked Unknown | 1969-01-01 | Unknown
4220024 | 2 | Overfill Alarm | 1996-08-01 |  | 1996-08-01 |  | Currently in Use | Diesel | 10000 | Galvanic (STIP-3) | 1996-08-01 | Fiberglass Reinforced Plastic | Pressurized
4220025 | 1 | [5 empty] | Removed from Ground | Diesel | 6000 | Bare Steel | 1966-02-03 | Galvanized Steel
4220025 | 2 |  | 1996-07-01 |  | 1996-07-01 |  | Removed from Ground | Diesel | 6000 | Galvanic (STIP-3) | 1996-07-01 | Fiberglass Reinforced Plastic | Pressurized
4220026 | 1 | [5 empty] | Removed from Ground | Diesel | 6000 | Bare Steel | 1966-02-03 | Galvanized Steel
4220026 | 2 |  | 1996-07-01 |  | 1996-07-01 |  | Removed from Ground | Diesel | 10000 | Galvanic (STIP-3) | 1996-07-01 | Fiberglass Reinforced Plastic | Pressurized
4220027 | 1 | [5 empty] | Removed from Ground | Diesel | 1900 | Marked Unknown | 1958-01-23 | Unknown
4220027 | 2 | [5 empty] | Removed from Ground | Diesel | 500 | Not Marked/Unknown |  | Not Marked
4220029 | 1 |  | 1999-01-04 |  | 1999-01-04 |  | Removed from Ground | Gas (Historical Use) | 12000 | Cathodically Protected Steel | 1976-04-11 | Cathodically Protected | Safe Suction (Euro)
4220029 | 2 |  | 1999-01-04 |  | 1999-01-04 |  | Removed from Ground | Gas (Historical Use) | 6000 | Cathodically Protected Steel | 1976-04-11 | Cathodically Protected | Safe Suction (Euro)
4220029 | 3 |  | 1999-01-04 |  | 1999-01-04 |  | Removed from Ground | Gas (Historical Use) | 6000 | Cathodically Protected Steel | 1978-04-11 | Cathodically Protected | Safe Suction (Euro)
4220029 | 4 |  | 1999-01-04 |  | 1999-01-04 |  | Removed from Ground | Diesel | 2000 | Cathodically Protected Steel | 1976-04-11 | Cathodically Protected | Safe Suction (Euro)
4220029 | 5 |  | 1999-01-04 |  | 1999-01-04 |  | Removed from Ground | Kerosene | 500 | Cathodically Protected Steel | 1985-04-11 | Cathodically Protected | Safe Suction (Euro)
4220029 | 6 |  | 2008-02-15 | no | 2008-02-15 | no | Currently in Use | Gas (Historical Use) | 12000 | Composite Double Walled | 2008-02-15 | Double-Walled Fiberglass | Pressurized
4220029 | 7 |  | 2008-02-15 | no | 2008-02-15 | no | Currently in Use | Gas (Historical Use) | 6000 | Composite Double Walled | 2008-02-15 | Double-Walled Fiberglass | Pressurized
4220029 | 8 |  | 2008-02-15 | no | 2008-02-15 | no | Currently in Use | Diesel | 6000 | Composite Double Walled | 2008-02-15 | Double-Walled Fiberglass | Pressurized
4220029 | 9 |  | 2008-02-15 | no | 2008-02-15 | no | Currently in Use | Diesel | 2000 | Composite Double Walled | 2008-02-15 | Double-Walled Fiberglass | Pressurized
4220030 | 1 | [5 empty] | Removed from Ground | Gas (Historical Use) | 5000 | Bare Steel | 1969-04-10 | Galvanized Steel
4220030 | 2 | [5 empty] | Removed from Ground | Gas (Historical Use) | 1000 | Bare Steel | 1969-04-10 | Galvanized Steel
4220030 | 3 | [5 empty] | Removed from Ground | Gas (Historical Use) | 300 | Bare Steel | 1966-04-10 | Galvanized Steel
4220030 | 4 | [5 empty] | Removed from Ground | Gas (Historical Use) | 260 | Bare Steel | 1966-04-10 | Galvanized Steel
4220031 | 1 | Flapper Valve | 1998-12-10 | no | 1998-12-10 | no | Currently in Use | Regular | 5000 | Steel-Impressed Current | 1998-12-10 |  | Pressurized
4220031 | 2 | Flapper Valve | 1998-12-10 | no | 1998-12-10 | no | Currently in Use | Premium | 6000 | Steel-Impressed Current | 1998-12-10 |  | Pressurized
4220031 | 3 | Flapper Valve | 1998-12-10 | no | 1998-12-10 | no | Currently in Use | Diesel | 8000 | Steel-Impressed Current | 1998-12-10 |  | Pressurized
4220031 | 4 |  |  | yes |  | yes | Removed from Ground | Used Oil | 550 | Marked Unknown | 1988-11-01 | Galvanized Steel
4220032 | 1 | [5 empty] | Removed from Ground | Diesel | 10000 | Marked Unknown | 1980-03-26 | Bare Steel
4220032 | 2 |  |  | yes |  | yes | Removed from Ground | Used Oil | 500 | Marked Unknown | 1980-03-26 | Unknown
4220032 | 3 |  |  | yes |  | yes | Removed from Ground | Used Oil | 1000 | Fiberglass | 1987-01-01 | Fiberglass Reinforced Plastic
4220032 | 4 | [5 empty] | Removed from Ground | Diesel | 12000 | Not Marked/Unknown | 1989-10-30 | Not Marked
4220034 | 1 |  | 1995-06-07 | no | 1995-06-07 | no | Removed from Ground | New Oil | 10000 | Steel-Impressed Current | 1979-04-05 | Galvanized Steel
4220034 | 2 | [5 empty] | Removed from Ground | Gas (Historical Use) | 1000 | Bare Steel | 1981-04-10 | Galvanized Steel | Suction (American)
4220035 | 1 | [5 empty] | Removed from Ground | Gas (Historical Use) | 8000 | Bare Steel | 1982-04-17 | Galvanized Steel
4220035 | 2 | [5 empty] | Removed from Ground | Gas (Historical Use) | 8000 | Bare Steel | 1982-04-17 | Galvanized Steel
4220035 | 3 | [5 empty] | Removed from Ground | Gas (Historical Use) | 8000 | Bare Steel | 1982-04-17 | Galvanized Steel
4220035 | 4 | [5 empty] | Removed from Ground | Diesel | 4000 | Bare Steel | 1982-04-17 | Galvanized Steel
4220035 | 5 | Ball Float | 1995-09-01 |  | 1995-09-01 |  | Currently in Use | Gas (Historical Use) | 8000 | Steel-Impressed Current | 1995-09-01 | Fiberglass Reinforced Plastic | Pressurized
4220035 | 6 | Ball Float | 1995-09-01 |  | 1995-09-01 |  | Currently in Use | Gas (Historical Use) | 8000 | Steel-Impressed Current | 1995-09-01 | Fiberglass Reinforced Plastic | Pressurized
4220035 | 7 | Ball Float | 1995-09-01 |  | 1995-09-01 |  | Currently in Use | Gas (Historical Use) | 10000 | Steel-Impressed Current | 1995-09-01 | Fiberglass Reinforced Plastic | Pressurized
4220036 | 1 | [5 empty] | Removed from Ground | Gas (Historical Use) | 1000 | Bare Steel | 1976-04-17 | Galvanized Steel
4220036 | 2 | [5 empty] | Removed from Ground | Kerosene | 2000 | Bare Steel | 1976-04-17 | Galvanized Steel
4220036 | 3 | [5 empty] | Removed from Ground | Diesel | 2000 | Bare Steel | 1976-04-17 | Galvanized Steel
4220037 | 1 | Ball Float | 1998-11-10 |  | 1998-11-10 |  | Currently in Use | Gas (Historical Use) | 8000 | Steel-Impressed Current | 1985-04-17 | Double-Walled Flex | Pressurized
4220037 | 2 | Ball Float | 1998-11-10 |  | 1998-11-10 |  | Currently in Use | Diesel | 8000 | Steel-Impressed Current | 1985-04-17 | Double-Walled Flex | Pressurized
4220037 | 3 | Ball Float | 1998-11-10 |  | 1998-11-10 |  | Currently in Use | Gas (Historical Use) | 8000 | Steel-Impressed Current | 1985-04-17 | Steel (Impressed Current) | Pressurized
4220037 | 4 | Ball Float | 1998-11-10 |  | 1998-11-10 |  | Temporarily out of use | Diesel | 4000 | Steel-Impressed Current | 1985-04-17 | Double-Walled Flex | Pressurized
4220037 | 5 | Ball Float | 1998-11-24 |  | 1998-11-24 |  | Temporarily out of use | Kerosene | 1000 | Steel-Impressed Current | 1985-04-17 | Double-Walled Flex | Suction (American)
4220038 | 1 | [5 empty] | Removed from Ground | Empty | 3000 | Bare Steel | 1980-04-17 | Galvanized Steel
4220039 | 1 | [5 empty] | Removed from Ground | Gas (Historical Use) | 1000 | Bare Steel | 1970-04-11 | Galvanized Steel | Suction (American)
4220039 | 2 | [5 empty] | Removed from Ground | Gas (Historical Use) | 1000 | Bare Steel | 1970-04-11 | Galvanized Steel | Suction (American)
4220039 | 3 | [5 empty] | Removed from Ground | Gas (Historical Use) | 560 | Bare Steel | 1970-04-11 | Galvanized Steel | Suction (American)
4220040 | 1 | [5 empty] | Removed from Ground | Gas (Historical Use) | 550 | Bare Steel | 1971-04-12 | Galvanized Steel
4220041 | 1 | [5 empty] | Removed from Ground | Gas (Historical Use) | 550 | Bare Steel | 1971-04-12 | Galvanized Steel | Safe Suction (Euro)
4220043 | 1 | [5 empty] | Permanently Out of Use - historical purposes | Gas (Historical Use) | 1000 | Bare Steel | 1956-04-15 | Galvanized Steel
4220043 | 2 | [5 empty] | Permanently Out of Use - historical purposes | Gas (Historical Use) | 1000 | Bare Steel | 1956-04-15 | Galvanized Steel
4220043 | 3 | [5 empty] | Permanently Out of Use - historical purposes | Gas (Historical Use) | 550 | Bare Steel | 1956-04-15 | Galvanized Steel
4220043 | 4 |  |  | yes |  | yes | Permanently Out of Use - historical purposes | Used Oil | 550 | Bare Steel | 1956-04-15 | Galvanized Steel
4220044 | 1 | [5 empty] | Removed from Ground | Gas (Historical Use) | 1000 | Bare Steel | 1956-04-15 | Galvanized Steel
4220044 | 2 | [5 empty] | Removed from Ground | Gas (Historical Use) | 1000 | Bare Steel | 1956-04-15 | Galvanized Steel
4220045 | 1 | [5 empty] | Removed from Ground | Gas (Historical Use) | 560 | Bare Steel | 1960-04-11 | Galvanized Steel | Suction (American)
4220045 | 2 | [5 empty] | Removed from Ground | Gas (Historical Use) | 560 | Bare Steel | 1960-04-11 | Galvanized Steel | Suction (American)
4220046 | 1 | [5 empty] | Removed from Ground | Gas (Historical Use) | 550 | Bare Steel | 1956-04-10 | Galvanized Steel | Suction (American)
4220046 | 2 | [5 empty] | Removed from Ground | Gas (Historical Use) | 550 | Bare Steel | 1956-04-10 | Galvanized Steel | Suction (American)
4220047 | 1 | [5 empty] | Removed from Ground | Gas (Historical Use) | 550 | Bare Steel | 1976-04-10 | Galvanized Steel
4220047 | 2 | [5 empty] | Removed from Ground | Gas (Historical Use) | 550 | Bare Steel | 1940-04-10 | Galvanized Steel
4220047 | 3 | [5 empty] | Closed in Ground | Diesel | 1000 | Bare Steel | 1976-05-16 | Bare Steel
4220047 | 4 | [5 empty] | Closed in Ground | Gas (Historical Use) | 1000 | Bare Steel | 1976-05-16 | Bare Steel
4220047 | 5 | [5 empty] | Closed in Ground | Gas (Historical Use) | 1000 | Bare Steel | 1976-05-16 | Bare Steel
4220048 | 1 | [5 empty] | Currently in Use | Gas (Historical Use) | 1000 | Bare Steel | 1976-04-10 | Galvanized Steel | Safe Suction (Euro)
4220048 | 2 | [5 empty] | Currently in Use | Gas (Historical Use) | 1000 | Bare Steel | 1976-04-10 | Galvanized Steel | Safe Suction (Euro)
4220048 | 3 |  | 2002-01-01 | no | 2002-01-01 | no | Temporarily out of use | Gas (Historical Use) | 12000 | Epoxy | 2002-01-01 | Fiberglass Reinforced Plastic | Pressurized
4220050 | 1 | [5 empty] | Removed from Ground | Gas (Historical Use) | 1000 | Bare Steel | 1976-04-10 | Galvanized Steel
4220050 | 2 | [5 empty] | Removed from Ground | Gas (Historical Use) | 1000 | Bare Steel | 1976-04-10 | Galvanized Steel
4220051 | 1 | [5 empty] | Removed from Ground | Gas (Historical Use) | 1000 | Bare Steel | 1962-01-01 | Bare Steel
4220051 | 2 | [5 empty] | Removed from Ground | Gas (Historical Use) | 1000 | Bare Steel | 1962-01-01 | Bare Steel
4220052 | 1 | [5 empty] | Removed from Ground | Gas (Historical Use) | 550 | Bare Steel | 1951-04-11 | Galvanized Steel | Safe Suction (Euro)
4220052 | 2 | [5 empty] | Removed from Ground | Gas (Historical Use) | 550 | Bare Steel | 1980-04-10 | Galvanized Steel
4220054 | 1 | [5 empty] | Removed from Ground | Gas (Historical Use) | 4000 | Bare Steel | 1966-04-10 | Galvanized Steel
4220054 | 2 | [5 empty] | Removed from Ground | Gas (Historical Use) | 4000 | Bare Steel | 1966-04-10 | Galvanized Steel
4220054 | 3 | [5 empty] | Removed from Ground | Gas (Historical Use) | 4000 | Bare Steel | 1966-04-10 | Galvanized Steel
4220054 | 4 | [5 empty] | Removed from Ground | Gas (Historical Use) | 3000 | Bare Steel | 1976-04-10 | Galvanized Steel
4220054 | 5 | [5 empty] | Removed from Ground | Gas (Historical Use) | 4000 | Bare Steel | 1966-04-10 | Galvanized Steel
4220054 | 6 |  |  | yes |  | yes | Removed from Ground | Used Oil | 550 | Not Marked/Unknown |  | Not Marked
4220055 | 1 | [5 empty] | Removed from Ground | Gas (Historical Use) | 1000 | Bare Steel | 1980-04-10 | Galvanized Steel | Safe Suction (Euro)
4220055 | 2 | [5 empty] | Removed from Ground | Gas (Historical Use) | 1000 | Bare Steel | 1980-04-10 | Galvanized Steel | Safe Suction (Euro)
4220055 | 3 | [5 empty] | Removed from Ground | Diesel | 1000 | Bare Steel | 1980-04-10 | Galvanized Steel | Safe Suction (Euro)
4220055 | 4A |  | 1999-02-23 |  | 1999-02-23 |  | Currently in Use | Gas (Historical Use) | 8000 | Composite | 1999-02-23 | Fiberglass Reinforced Plastic | Pressurized
4220055 | 4B |  | 1999-02-23 |  | 1999-02-23 |  | Currently in Use | Gas (Historical Use) | 5000 | Composite | 1999-02-23 | Fiberglass Reinforced Plastic | Pressurized
4220055 | 4C |  | 1999-02-23 |  | 1999-02-23 |  | Currently in Use | Diesel | 2000 | Composite | 1999-02-23 | Fiberglass Reinforced Plastic | Suction (American)
4220056 | 1 | [5 empty] | Removed from Ground | Gas (Historical Use) | 1000 | Bare Steel | 1978-04-10 | Galvanized Steel
4220056 | 2 | [5 empty] | Removed from Ground | Gas (Historical Use) | 1000 | Bare Steel | 1978-04-10 | Galvanized Steel
4220057 | 1 | [5 empty] | Removed from Ground | Diesel | 1000 | Bare Steel | 1983-04-11 | Galvanized Steel
4220057 | 2 | [5 empty] | Removed from Ground | Gas (Historical Use) | 1000 | Bare Steel | 1983-04-11 | Galvanized Steel
4220057 | 3 | [5 empty] | Removed from Ground | Gas (Historical Use) | 550 | Bare Steel | 1983-04-11 | Galvanized Steel
4220058 | 1 | [5 empty] | Removed from Ground | Diesel | 1000 | Bare Steel | 1985-04-10 | Galvanized Steel
4220058 | 2 | [5 empty] | Removed from Ground | Gas (Historical Use) | 560 | Bare Steel | 1983-04-11 | Galvanized Steel
4220059 | 1 | [5 empty] | Removed from Ground | Gas (Historical Use) | 1000 | Bare Steel | 1982-04-10 | Galvanized Steel
4220060 | 1 | [5 empty] | Removed from Ground | Gas (Historical Use) | 1000 | Bare Steel | 1982-04-10 | Galvanized Steel
4220060 | 2 | [5 empty] | Removed from Ground | Diesel | 1000 | Bare Steel | 1982-04-10 | Galvanized Steel
4220061 | 2 | [5 empty] | Removed from Ground | Diesel | 1000 | Bare Steel | 1980-04-10 | Galvanized Steel
4220061 | 3 | [5 empty] | Removed from Ground | Gas (Historical Use) | 560 | Bare Steel | 1980-04-10 | Galvanized Steel
4220062 | 1 | [5 empty] | Removed from Ground | Gas (Historical Use) | 1000 | Bare Steel | 1971-04-11 | Galvanized Steel
4220062 | 2 | [5 empty] | Removed from Ground | Gas (Historical Use) | 1000 | Bare Steel | 1971-04-11 | Galvanized Steel
4220062 | 3 | [5 empty] | Removed from Ground | Gas (Historical Use) | 1000 | Bare Steel | 1971-04-11 | Galvanized Steel
4220063 | 1 | [5 empty] | Removed from Ground | Gas (Historical Use) | 1000 | Bare Steel | 1980-04-11 | Galvanized Steel
4220065 | 1 | [5 empty] | Removed from Ground | Gas (Historical Use) | 1000 | Bare Steel | 1965-04-11 | Galvanized Steel | Suction (American)
4220065 | 2 | [5 empty] | Removed from Ground | Gas (Historical Use) | 1000 | Bare Steel | 1965-04-11 | Galvanized Steel | Suction (American)
4220066 | 2 | [5 empty] | Removed from Ground | Gas (Historical Use) | 2000 | Bare Steel | 1980-04-15 | Bare Steel
4220066 | 3 | [5 empty] | Removed from Ground | Gas (Historical Use) | 1000 | Bare Steel | 1980-04-15 | Bare Steel
4220066 | 4 | [5 empty] | Removed from Ground | Diesel | 500 | Bare Steel | 1974-01-01 | Bare Steel
4220067 | 1 | Ball Float | 1995-06-15 |  | 1995-06-15 |  | Currently in Use | Gas (Historical Use) | 12000 | Steel-Impressed Current | 1966-04-17 | Steel (Impressed Current) | Pressurized
4220067 | 2 | Ball Float | 1995-06-15 |  | 1995-06-15 |  | Currently in Use | Gas (Historical Use) | 12000 | Steel-Impressed Current | 1966-04-17 | Steel (Impressed Current) | Pressurized
4220067 | 3 | Ball Float | 1995-06-15 |  | 1995-06-15 |  | Currently in Use | Gas (Historical Use) | 12000 | Steel-Impressed Current | 1966-04-17 | Steel (Impressed Current) | Pressurized
4220067 | 4 |  |  | yes | 1995-06-15 | yes | Closed in Ground | Used Oil | 500 | Steel-Impressed Current | 1966-04-17 | Steel (Impressed Current) | Gravity Fed
4220067 | 5 | Ball Float | 1995-06-15 |  | 1995-06-15 |  | Currently in Use | Diesel | 12000 | Steel-Impressed Current | 1966-04-17 | Steel (Impressed Current) | Pressurized
4220067 | 6 | [5 empty] | Removed from Ground | Gas (Historical Use) | 6000 | Bare Steel | 1966-04-17 | Galvanized Steel
4220067 | 7 | [5 empty] | Removed from Ground | Empty | 4000 | Not Marked/Unknown | 1966-04-17 | Not Marked
4220067 | 8 | [5 empty] | Removed from Ground | Empty | 4000 | Not Marked/Unknown | 1966-04-17 | Not Marked
4220067 | 9 | [5 empty] | Removed from Ground | Empty | 2000 | Not Marked/Unknown | 1966-04-17 | Not Marked
4220068 | 1 |  |  | yes |  | yes | Removed from Ground | Used Oil | 550 | Bare Steel | 1991-07-10 | Bare Steel
4220069 | 1 | [5 empty] | Removed from Ground | Gas (Historical Use) | 6100 | Bare Steel | 1976-04-14 | Galvanized Steel
4220069 | 2 | [5 empty] | Removed from Ground | Gas (Historical Use) | 6100 | Bare Steel | 1976-04-14 | Galvanized Steel
4220069 | 3 | [5 empty] | Removed from Ground | Gas (Historical Use) | 5000 | Bare Steel | 1976-04-14 | Galvanized Steel
4220069 | 4A | Ball Float | 1996-03-01 |  | 1996-03-01 |  | Currently in Use | Gas (Historical Use) | 8000 | Galvanic (STIP-3) | 1996-03-01 | Fiberglass Reinforced Plastic | Pressurized
4220069 | 4B | Ball Float | 1996-03-01 |  | 1996-09-01 |  | Currently in Use | Gas (Historical Use) | 12000 | Galvanic (STIP-3) | 1996-03-01 | Fiberglass Reinforced Plastic | Pressurized
4220070 | 1 | [5 empty] | Removed from Ground | Gas (Historical Use) | 1000 | Bare Steel | 1970-04-18 | Galvanized Steel
4220070 | 2 | [5 empty] | Removed from Ground | Diesel | 1000 | Bare Steel | 1978-04-18 | Galvanized Steel
4220070 | 3 |  |  | yes |  | yes | Removed from Ground | Used Oil | 550 | Cathodically Protected Steel | 1986-01-01 | Galvanized Steel
4220070 | 4 |  | 1991-07-01 |  | 1991-07-01 |  | Removed from Ground | Gas (Historical Use) | 2000 | Cathodically Protected Steel | 1991-07-01 | Galvanized Steel | Suction (American)
4220070 | 5 |  |  | yes |  | yes | Removed from Ground | Used Oil | 550 | Cathodically Protected Steel | 1991-07-01 | Galvanized Steel
4220071 | 1 | [5 empty] | Removed from Ground | Diesel | 10000 | Bare Steel | 1980-04-15 | Galvanized Steel
4220071 | 2 | [5 empty] | Removed from Ground | Diesel | 4000 | Bare Steel | 1970-04-15 | Galvanized Steel
4220071 | 3 | [5 empty] | Removed from Ground | Diesel | 3000 | Bare Steel | 1970-04-15 | Galvanized Steel
4220071 | 4 | [5 empty] | Removed from Ground | Gas (Historical Use) | 2000 | Bare Steel | 1974-04-15 | Galvanized Steel
4220071 | 5 |  | 1998-04-01 |  | 1998-04-01 |  | Removed from Ground | Diesel | 10000 | Galvanic (STIP-3) | 1995-08-15 | Cathodically Protected | Suction (American)
4220073 | 1 | [5 empty] | Permanently Out of Use - historical purposes | Diesel | 5000 | Bare Steel | 1971-04-16 | Galvanized Steel
4220073 | 2 | [5 empty] | Permanently Out of Use - historical purposes | Gas (Historical Use) | 5000 | Bare Steel | 1971-04-16 | Galvanized Steel
4220075 | 1 | [5 empty] | Removed from Ground | Gas (Historical Use) | 10000 | Cathodically Protected Steel | 1970-03-19 | Galvanized Steel
4220075 | 2 | [5 empty] | Removed from Ground | Gas (Historical Use) | 10000 | Cathodically Protected Steel | 1970-03-19 | Galvanized Steel
4220075 | 3 | [5 empty] | Removed from Ground | Gas (Historical Use) | 5000 | Cathodically Protected Steel | 1970-03-19 | Galvanized Steel
4220075 | 4 |  |  | yes |  | yes | Removed from Ground | Used Oil | 550 | Cathodically Protected Steel | 1970-03-19 | Galvanized Steel
4220076 | 1 | Flapper Valve | 1997-10-07 |  | 1997-10-07 | yes | Currently in Use | Gas (Historical Use) | 6000 | Steel-Impressed Current | 1978-04-16 | Steel (Impressed Current) | Pressurized
4220076 | 2 | Flapper Valve | 1997-10-07 |  | 1997-10-07 | yes | Currently in Use | Gas (Historical Use) | 2000 | Steel-Impressed Current | 1978-04-16 | Steel (Impressed Current) | Pressurized
4220076 | 3 | Flapper Valve | 1997-10-07 |  | 1997-10-07 | yes | Currently in Use | Gas (Historical Use) | 2000 | Steel-Impressed Current | 1978-04-16 | Steel (Impressed Current) | Pressurized
4220077 | 1 | [5 empty] | Removed from Ground | Gas (Historical Use) | 2000 | Bare Steel | 1977-08-01 | Galvanized Steel | Safe Suction (Euro)
4220077 | 2 | [5 empty] | Removed from Ground | Diesel | 265 | Bare Steel | 1977-08-01 | Galvanized Steel | Safe Suction (Euro)
4220077 | 209988 |  | 1993-02-03 |  | 1993-02-03 |  | Removed from Ground | Diesel | 1000 | Galvanic (STIP-3) | 1993-02-03 | Cathodically Protected | Safe Suction (Euro)
4220077 | 209989 |  | 1993-02-03 |  | 1993-02-03 |  | Removed from Ground | Gas (Historical Use) | 1000 | Galvanic (STIP-3) | 1993-02-03 | Cathodically Protected | Safe Suction (Euro)
4220078 | 1 | [5 empty] | Removed from Ground | Gas (Historical Use) | 3000 | Bare Steel | 1984-04-02 | Galvanized Steel | Safe Suction (Euro)
4220078 | 2 | [5 empty] | Removed from Ground | Diesel | 3000 | Bare Steel | 1984-04-02 | Galvanized Steel | Safe Suction (Euro)
4220079 | 1 | [5 empty] | Removed from Ground | Gas (Historical Use) | 1000 | Bare Steel | 1976-03-18 | Galvanized Steel
4220081 | 1 | [5 empty] | Removed from Ground | Gas (Historical Use) | 560 | Bare Steel | 1974-01-01 | Galvanized Steel | Suction (American)
4220081 | 2 | [5 empty] | Removed from Ground | Gas (Historical Use) | 560 | Bare Steel | 1974-01-01 | Galvanized Steel | Suction (American)
4220081 | 3 | [5 empty] | Removed from Ground | Gas (Historical Use) | 5000 | Bare Steel | 1976-01-01 | Galvanized Steel | Suction (American)
4220081 | 4 | [5 empty] | Removed from Ground | Gas (Historical Use) | 5000 | Bare Steel | 1976-01-01 | Galvanized Steel | Suction (American)
4220082 | 1 | [5 empty] | Removed from Ground | Gas (Historical Use) | 1060 | Bare Steel | 1966-03-31 | Galvanized Steel | Suction (American)
4220082 | 2 | [5 empty] | Removed from Ground | Gas (Historical Use) | 1060 | Bare Steel | 1966-03-31 | Galvanized Steel | Suction (American)
4220083 | 1 | [5 empty] | Removed from Ground | Gas (Historical Use) | 1060 | Bare Steel | 1978-03-31 | Galvanized Steel
4220084 | 1 | [5 empty] | Removed from Ground | Diesel | 3000 | Bare Steel | 1978-04-02 | Galvanized Steel | Pressurized
4220084 | 2 | [5 empty] | Removed from Ground | Gas (Historical Use) | 6000 | Bare Steel | 1985-04-02 | Galvanized Steel | Pressurized
4220084 | 3 | [5 empty] | Removed from Ground | Gas (Historical Use) | 6000 | Bare Steel | 1985-04-02 | Galvanized Steel | Pressurized
4220084 | 4 | [5 empty] | Removed from Ground | Gas (Historical Use) | 5000 | Bare Steel | 1985-04-02 | Galvanized Steel | Pressurized
4220084 | 5 |  | 1995-12-01 |  | 1995-12-01 |  | Currently in Use | Gas (Historical Use) | 10000 | Composite | 1995-12-18 | Double Walled | Pressurized
4220084 | 6 |  | 1995-12-01 |  | 1995-12-01 |  | Currently in Use | Gas (Historical Use) | 10000 | Composite | 1995-12-18 | Double Walled | Pressurized
4220084 | 7 |  | 1995-12-01 |  | 1995-12-01 |  | Currently in Use | Diesel | 4000 | Composite | 1995-12-18 | Double Walled | Suction (American)
4220085 | 1 | [5 empty] | Removed from Ground | Gas (Historical Use) | 3000 | Bare Steel | 1973-01-01 | Galvanized Steel | Suction (American)
4220085 | 2 | [5 empty] | Removed from Ground | Gas (Historical Use) | 3000 | Bare Steel | 1973-01-01 | Galvanized Steel | Suction (American)
4220085 | 3 | [5 empty] | Removed from Ground | Gas (Historical Use) | 3000 | Bare Steel | 1973-01-01 | Galvanized Steel | Suction (American)
4220085 | 4 | [5 empty] | Removed from Ground | Diesel | 1000 | Bare Steel | 1973-01-01 | Galvanized Steel | Suction (American)
4220086 | 1 | [5 empty] | Removed from Ground | Gas (Historical Use) | 3000 | Bare Steel | 1981-03-31 | Galvanized Steel | Suction (American)
4220086 | 2 | [5 empty] | Removed from Ground | Gas (Historical Use) | 3000 | Bare Steel | 1981-03-31 | Galvanized Steel | Suction (American)
4220086 | 3 | [5 empty] | Removed from Ground | Gas (Historical Use) | 3000 | Bare Steel | 1981-03-31 | Galvanized Steel | Suction (American)
4220086 | 4 | [5 empty] | Removed from Ground | Diesel | 1000 | Bare Steel | 1981-03-31 | Galvanized Steel | Suction (American)
4220086 | 5 | Ball Float | 1998-11-15 |  | 1998-11-15 |  | Currently in Use | Gas (Historical Use) | 4000 | Fiberglass | 1998-11-15 | Fiberglass Reinforced Plastic | Pressurized
4220086 | 6 | Ball Float | 1998-11-15 |  | 1998-11-15 |  | Currently in Use | Gas (Historical Use) | 4000 | Fiberglass | 1998-11-15 | Fiberglass Reinforced Plastic | Pressurized
4220086 | 7 | Ball Float | 1998-11-15 |  | 1998-11-15 |  | Currently in Use | Diesel | 3000 | Fiberglass | 1998-11-15 | Fiberglass Reinforced Plastic | Pressurized
4220086 | 8 |  | 1998-11-15 |  | 1998-11-15 |  | Currently in Use | Gas (Historical Use) | 2000 | Fiberglass | 1998-11-15 | Fiberglass Reinforced Plastic | Pressurized
4220087 | 1 | [5 empty] | Removed from Ground | Gas (Historical Use) | 550 | Bare Steel | 1983-04-03 | Galvanized Steel | Suction (American)
4220087 | 2 | [5 empty] | Removed from Ground | Gas (Historical Use) | 1000 | Bare Steel | 1983-04-03 | Galvanized Steel | Suction (American)
4220087 | 3 | [5 empty] | Removed from Ground | Gas (Historical Use) | 1000 | Bare Steel | 1983-04-03 | Galvanized Steel | Suction (American)
4220088 | 1 | [5 empty] | Removed from Ground | Gas (Historical Use) | 3000 | Bare Steel | 1966-04-02 | Galvanized Steel | Suction (American)
4220088 | 2 | [5 empty] | Removed from Ground | Gas (Historical Use) | 6000 | Bare Steel | 1966-04-02 | Galvanized Steel | Suction (American)
4220088 | 3 | [5 empty] | Removed from Ground | Gas (Historical Use) | 6000 | Bare Steel | 1966-04-02 | Galvanized Steel | Suction (American)
4220088 | 4 | [5 empty] | Removed from Ground | Diesel | 2000 | Bare Steel | 1984-04-02 | Galvanized Steel | Suction (American)
4220088 | 5 |  |  | yes |  | yes | Removed from Ground | Used Oil | 560 | Bare Steel | 1984-04-02 | Galvanized Steel | Suction (American)
4220089 | 1 | [5 empty] | Removed from Ground | Other | 2000 | Bare Steel | 1985-01-01 | Galvanized Steel | Safe Suction (Euro)
4220090 | 1 | [5 empty] | Removed from Ground | Gas (Historical Use) | 550 | Bare Steel | 1965-03-25 | Galvanized Steel
4220090 | 2 | [5 empty] | Removed from Ground | Diesel | 500 | Bare Steel | 1965-03-25 | Galvanized Steel
4220090 | 3 | [5 empty] | Removed from Ground | Diesel | 2000 | Bare Steel | 1975-03-26 | Galvanized Steel
4220090 | 4 | [5 empty] | Removed from Ground | Diesel | 5900 | Bare Steel | 1979-03-26 | Galvanized Steel
4220090 | 5 |  |  | yes |  | yes | Removed from Ground | Used Oil | 500 | Bare Steel | 1975-03-26 | Galvanized Steel
4220093 | 1 | Ball Float | 1998-06-01 |  | 1998-06-01 |  | Currently in Use | Gas (Historical Use) | 4000 | Steel-Impressed Current | 1981-04-04 | Fiberglass Reinforced Plastic | Pressurized
4220093 | 2 | Ball Float | 1998-06-01 |  | 1998-06-01 |  | Currently in Use | Gas (Historical Use) | 4000 | Steel-Impressed Current | 1981-04-04 | Fiberglass Reinforced Plastic | Pressurized
4220093 | 3 | Flapper Valve | 1998-06-01 |  | 1998-06-01 |  | Currently in Use | Diesel | 1000 | Steel-Impressed Current | 1976-04-04 | Fiberglass Reinforced Plastic | Safe Suction (Euro)
4220093 | 4 | [5 empty] | Removed from Ground | Gas (Historical Use) | 1000 | Bare Steel | 1976-04-04 | Galvanized Steel | Suction (American)
4220093 | 5 | [5 empty] | Removed from Ground | Gas (Historical Use) | 1000 | Bare Steel | 1976-04-04 | Galvanized Steel | Suction (American)
4220093 | 6 | Ball Float | 1999-11-01 |  | 1999-11-01 |  | Currently in Use | Gas (Historical Use) | 4000 | Composite | 1999-11-01 | Fiberglass Reinforced Plastic | Pressurized
4220097 | 1 | [5 empty] | Removed from Ground | Diesel | 14000 | Bare Steel | 1973-04-08 | Unknown | Pressurized
4220097 | 2 | [5 empty] | Closed in Ground | Other | 6000 | Concrete | 1985-04-08 | Not Marked
4220098 | 1 |  | 1993-06-30 |  | 1993-06-30 |  | Removed from Ground | Gas (Historical Use) | 8000 | Steel-Impressed Current | 1966-04-09 | Cathodically Protected | Pressurized
4220098 | 2 |  | 1993-06-30 |  | 1993-06-30 |  | Removed from Ground | Diesel | 8000 | Cathodically Protected Steel | 1966-04-09 | Cathodically Protected | Pressurized
4220098 | 3 |  | 1993-06-30 |  | 1993-06-30 |  | Removed from Ground | Diesel | 8000 | Cathodically Protected Steel | 1966-04-09 | Cathodically Protected | Pressurized
4220098 | 4 |  | 1993-06-30 |  | 1993-06-30 |  | Removed from Ground | Other | 3000 | Cathodically Protected Steel | 1966-04-09 | Cathodically Protected | Suction (American)
4220100 | 1 | Ball Float | 1996-04-01 |  | 1996-04-01 |  | Currently in Use | Gas (Historical Use) | 8000 | Steel-Impressed Current | 1976-03-31 | Fiberglass Reinforced Plastic | Pressurized
4220100 | 2 | Ball Float | 1996-04-01 |  | 1996-04-01 |  | Currently in Use | Gas (Historical Use) | 4000 | Steel-Impressed Current | 1976-03-31 | Fiberglass Reinforced Plastic | Pressurized
4220100 | 3 | Ball Float | 1996-04-01 |  | 1996-04-01 |  | Currently in Use | Gas (Historical Use) | 4000 | Steel-Impressed Current | 1976-03-31 | Fiberglass Reinforced Plastic | Pressurized
4220101 | 61201 | [5 empty] | Removed from Ground | Gas (Historical Use) | 1000 | Bare Steel | 1973-02-13 | Galvanized Steel | Safe Suction (Euro)
4220101 | 612G1 | [5 empty] | Removed from Ground | Gas (Historical Use) | 1000 | Bare Steel | 1983-02-14 | Galvanized Steel
4220102 | 4220102 |  | 1998-02-11 |  | 1998-02-11 |  | Removed from Ground | Diesel | 4000 | Cathodically Protected Steel | 1976-01-01 | Galvanized Steel | Safe Suction (Euro)
4220103 | 1 | [5 empty] | Removed from Ground | Gas (Historical Use) | 10000 | Bare Steel | 1970-04-07 | Galvanized Steel | Safe Suction (Euro)
4220103 | 2 |  | 1997-12-19 | no | 1997-12-19 | no | Currently in Use | Gas (Historical Use) | 15000 | Fiberglass | 1997-12-19 | Double-Walled Flex | Pressurized
4220103 | 3 |  | 1997-12-19 |  | 1997-12-19 |  | Currently in Use | Diesel | 10000 | Fiberglass | 1997-12-19 | Double-Walled Flex | Pressurized
4220106 | 1 | [5 empty] | Removed from Ground | Empty | 4000 | Bare Steel | 1974-04-15 | Galvanized Steel
4220106 | 2 | [5 empty] | Removed from Ground | Other | 1000 | Bare Steel | 1952-04-15 | Galvanized Steel
4220106 | 3 | [5 empty] | Removed from Ground | Other | 500 | Bare Steel | 1952-04-15 | Galvanized Steel
4220106 | 4 | [5 empty] | Permanently Out of Use - historical purposes | Other | 4000 | Bare Steel | 1974-04-15 | Galvanized Steel
4220106 | 5 | [5 empty] | Removed from Ground | Other | 500 | Bare Steel | 1952-04-15 | Galvanized Steel
4220107 | 1 | [5 empty] | Removed from Ground | Gas (Historical Use) | 10000 | Bare Steel | 1981-04-18 | Galvanized Steel
4220107 | 2 | [5 empty] | Removed from Ground | Diesel | 10000 | Bare Steel | 1981-04-18 | Galvanized Steel
4220107 | 3 |  |  | yes |  | yes | Removed from Ground | Used Oil | 2000 | Bare Steel | 1981-04-18 | Galvanized Steel
4220107 | 4 | Flapper Valve | 1990-11-01 |  | 1990-11-01 |  | Currently in Use | Gas (Historical Use) | 10000 | Composite | 1990-11-01 | Fiberglass Reinforced Plastic | Safe Suction (Euro)
4220107 | 5 | Flapper Valve | 1990-11-01 |  | 1990-11-01 |  | Currently in Use | Diesel | 10000 | Composite | 1990-11-01 | Fiberglass Reinforced Plastic | Safe Suction (Euro)
4220108 | 1 | [5 empty] | Removed from Ground | Gas (Historical Use) | 4000 | Bare Steel | 1979-03-19 | Galvanized Steel
4220108 | 2 | [5 empty] | Removed from Ground | Gas (Historical Use) | 5000 | Bare Steel | 1979-03-19 | Galvanized Steel
4220108 | 3 | [5 empty] | Removed from Ground | Gas (Historical Use) | 6000 | Bare Steel | 1979-03-19 | Galvanized Steel
4220108 | 4 | [5 empty] | Removed from Ground | Kerosene | 550 | Bare Steel | 1980-03-18 | Galvanized Steel
4220108 | 5A |  | 1996-06-01 |  | 1996-06-01 |  | Currently in Use | Gas (Historical Use) | 0 | Fiberglass | 1996-06-01 | Fiberglass Reinforced Plastic | Pressurized
4220108 | 5B |  | 1996-06-01 |  | 1996-06-01 |  | Currently in Use | Gas (Historical Use) | 0 | Fiberglass | 1996-06-01 | Fiberglass Reinforced Plastic | Pressurized
4220110 | 1 | [5 empty] | Removed from Ground | Gas (Historical Use) | 1000 | Bare Steel | 1979-04-16 | Galvanized Steel
4220110 | 2 | [5 empty] | Removed from Ground | Diesel | 1000 | Bare Steel | 1979-04-16 | Galvanized Steel
4220112 | 028-01 | [5 empty] | Removed from Ground | Gas (Historical Use) | 1000 | Bare Steel | 1974-04-24 | Galvanized Steel | Safe Suction (Euro)
4220112 | 028-02 | [5 empty] | Removed from Ground | Diesel | 10000 | Bare Steel | 1974-04-24 | Galvanized Steel | Safe Suction (Euro)
4220112 | 028-03 | [5 empty] | Removed from Ground | Diesel | 10000 | Bare Steel | 1974-04-24 | Galvanized Steel | Safe Suction (Euro)
4220112 | 028-04 | [5 empty] | Removed from Ground | Other | 1500 | Bare Steel | 1974-04-24 | Galvanized Steel | Safe Suction (Euro)
4220112 | 028-05 | [5 empty] | Removed from Ground | Other | 1500 | Bare Steel | 1974-04-24 | Galvanized Steel | Safe Suction (Euro)
4220114 | 1 | [5 empty] | Removed from Ground | Gas (Historical Use) | 3000 | Bare Steel | 1976-04-04 | Galvanized Steel | Suction (American)
4220114 | 2 | [5 empty] | Removed from Ground | Gas (Historical Use) | 3000 | Bare Steel | 1976-04-04 | Galvanized Steel | Suction (American)
4220114 | 3 | [5 empty] | Removed from Ground | Gas (Historical Use) | 3000 | Bare Steel | 1976-04-04 | Galvanized Steel | Suction (American)
4220114 | 4 | [5 empty] | Removed from Ground | Gas (Historical Use) | 4000 | Bare Steel | 1984-04-04 | Galvanized Steel | Suction (American)
4220114 | 5 | [5 empty] | Removed from Ground | Diesel | 1000 | Bare Steel | 1983-04-05 | Galvanized Steel | Suction (American)
4220114 | 6 | Ball Float | 1997-09-08 |  | 1997-09-08 |  | Currently in Use | Gas (Historical Use) | 10000 | Fiberglass | 1997-09-08 | Fiberglass Reinforced Plastic | Pressurized
4220114 | 7 | Ball Float | 1997-09-08 |  | 1997-09-08 |  | Currently in Use | Gas (Historical Use) | 8000 | Fiberglass | 1997-09-08 | Fiberglass Reinforced Plastic | Pressurized
4220114 | 8A | Ball Float | 1997-09-08 |  | 1997-09-08 |  | Currently in Use | Diesel | 4000 | Fiberglass | 1997-09-08 | Fiberglass Reinforced Plastic | Pressurized
4220114 | 8B | Ball Float | 1997-09-08 |  | 1997-09-08 |  | Currently in Use | Diesel | 4000 | Fiberglass | 1997-09-08 | Fiberglass Reinforced Plastic | Safe Suction (Euro)
4220116 | 1 | [5 empty] | Removed from Ground | Gas (Historical Use) | 4000 | Bare Steel | 1981-03-27 | Galvanized Steel | Safe Suction (Euro)
4220117 | 1 | [5 empty] | Removed from Ground | Gas (Historical Use) | 10000 | Bare Steel | 1970-03-25 | Galvanized Steel | Suction (American)
4220117 | 2 | [5 empty] | Removed from Ground | Other | 10000 | Bare Steel | 1970-03-25 | Galvanized Steel | Suction (American)
4220117 | 3 | [5 empty] | Removed from Ground | Gas (Historical Use) | 10000 | Bare Steel | 1970-03-25 | Galvanized Steel
4220117 | 4 |  | 1999-11-01 | no | 1999-11-01 | no | Currently in Use | Aviation Gas/AV Gas | 12000 | Composite Double Walled | 1999-11-01 | Aboveground
4220117 | 5 |  | 1999-11-01 | no | 1999-11-01 | no | Currently in Use | Aviation Gas/AV Gas | 12000 | Composite Double Walled | 1999-11-01 | Aboveground
4220118 | 1 | [5 empty] | Removed from Ground | Diesel | 4000 | Bare Steel | 1974-04-29 | Galvanized Steel
4220118 | 2 | [5 empty] | Removed from Ground | Diesel | 8000 | Bare Steel | 1974-04-29 | Galvanized Steel
4220118 | 3 | [5 empty] | Removed from Ground | Gas (Historical Use) | 4000 | Bare Steel | 1974-04-29 | Galvanized Steel
4220119 | 1 | [5 empty] | Removed from Ground | Gas (Historical Use) | 500 | Marked Unknown | 1967-04-24 | Bare Steel
4220121 | 1 |  |  | no |  | no | Removed from Ground |  | 1000 | Bare Steel | 1999-04-01 | Galvanized Steel
4220121 | 2 |  |  | no |  | no | Removed from Ground |  | 1000 | Bare Steel | 1999-04-01 | Galvanized Steel
4220121 | 3 |  |  | no |  | no | Removed from Ground |  | 1000 | Bare Steel | 1999-04-01 | Galvanized Steel
4220121 | 4 |  |  | no |  | no | Removed from Ground |  | 1000 | Bare Steel | 1999-04-01 | Galvanized Steel
4220121 | 5 |  |  | no |  | no | Removed from Ground |  | 1000 | Bare Steel | 1999-04-01 | Galvanized Steel
4220121 | 6 |  |  | no |  | no | Removed from Ground | Diesel | 1000 | Bare Steel | 1999-04-01 | Galvanized Steel
4220121 | 7 |  |  | yes |  | yes | Removed from Ground | Used Oil | 1000 | Bare Steel | 1999-04-01 | Galvanized Steel
4220121 | 8A |  | 2003-03-14 | no | 2003-03-14 | no | Currently in Use | Regular | 8000 | Epoxy | 2003-03-14 | Fiberglass Reinforced Plastic | Pressurized
4220121 | 8B |  | 2003-03-14 | no | 2003-03-14 | no | Currently in Use | Diesel On Road | 4000 | Epoxy | 2003-03-14 | Fiberglass Reinforced Plastic | Pressurized
4220122 | 1 | [5 empty] | Removed from Ground | Gas (Historical Use) | 550 | Bare Steel | 1971-04-26 | Galvanized Steel
4220122 | 2 | [5 empty] | Removed from Ground | Diesel | 3000 | Bare Steel | 2000-08-03 | Galvanized Steel | Safe Suction (Euro)
4220122 | 4 | [5 empty] | Removed from Ground | Diesel | 3000 | Bare Steel | 2000-08-03 | Galvanized Steel | Safe Suction (Euro)
4220122 | 5 | [5 empty] | Removed from Ground | Gas (Historical Use) | 1250 | Cathodically Protected Steel | 1990-06-28 | Fiberglass Reinforced Plastic | Suction (American)
4220123 | 1 | Ball Float | 1998-12-17 |  | 1998-12-17 |  | Currently in Use | Gas (Historical Use) | 5000 | Steel-Impressed Current | 1981-01-01 | Steel (Impressed Current) | Pressurized
4220123 | 2 | Ball Float | 1998-12-17 |  | 1998-12-17 |  | Currently in Use | Gas (Historical Use) | 5000 | Steel-Impressed Current | 1981-01-01 | Steel (Impressed Current) | Pressurized
4220123 | 3 | Ball Float | 1998-12-17 |  | 1998-12-17 |  | Currently in Use | Gas (Historical Use) | 5000 | Steel-Impressed Current | 1981-01-01 | Steel (Impressed Current) | Pressurized
4220124 | 1 |  | 1996-10-31 |  | 1996-10-31 |  | Currently in Use | Gas (Historical Use) | 10000 | Cathodically Protected Steel | 1983-04-24 | Cathodically Protected | Suction (American)
4220124 | 2 |  | 1996-10-31 |  | 1996-10-31 |  | Currently in Use | Gas (Historical Use) | 2000 | Cathodically Protected Steel | 1970-04-23 | Cathodically Protected | Suction (American)
4220124 | 3 |  | 1996-10-31 |  | 1996-10-31 |  | Currently in Use | Gas (Historical Use) | 2000 | Cathodically Protected Steel | 1970-04-23 | Cathodically Protected | Suction (American)
4220124 | 4 |  | 1996-10-31 |  | 1996-10-31 |  | Currently in Use | Gas (Historical Use) | 2000 | Composite | 1970-04-23 | Cathodically Protected | Suction (American)
4220125 | 1 | Flapper Valve | 1998-08-12 |  | 1998-08-12 |  | Temporarily out of use | Gas (Historical Use) | 10000 | Steel-Impressed Current | 1977-04-28 | Steel (Impressed Current) | Safe Suction (Euro)
4220125 | 2 | Flapper Valve | 1998-08-12 | no | 1998-08-12 | no | Temporarily out of use | Gas (Historical Use) | 8000 | Steel-Impressed Current | 1977-04-28 | Steel (Impressed Current) | Safe Suction (Euro)
4220125 | 3 | Flapper Valve | 1998-08-12 | no | 1998-08-12 | no | Temporarily out of use | Gas (Historical Use) | 8000 | Steel-Impressed Current | 1977-04-28 | Steel (Impressed Current) | Safe Suction (Euro)
4220128 | 1 | Ball Float | 1997-09-18 |  | 1997-09-18 |  | Currently in Use | Gas (Historical Use) | 8000 | Steel-Impressed Current | 1976-04-29 | Cathodically Protected | Pressurized
4220128 | 2 | Ball Float | 1997-09-18 |  | 1997-09-18 |  | Currently in Use | Gas (Historical Use) | 8000 | Steel-Impressed Current | 1976-04-29 | Cathodically Protected | Pressurized
4220128 | 3 | Ball Float | 1997-09-18 |  | 1997-09-18 |  | Currently in Use | Gas (Historical Use) | 8000 | Steel-Impressed Current | 1976-04-29 | Cathodically Protected | Pressurized
4220128 | 4 | Flapper Valve | 1997-09-18 |  | 1997-09-18 |  | Currently in Use | Diesel | 4000 | Steel-Impressed Current | 1976-04-29 | Cathodically Protected | Safe Suction (Euro)
4220129 | 1 |  | 1997-10-01 | no | 1997-10-01 | no | Currently in Use | Regular | 10000 | Steel-Impressed Current | 1997-10-01 | Steel (Impressed Current) | Pressurized
4220129 | 2 |  | 1997-10-01 | no | 1997-10-01 | no | Currently in Use | E-0 | 8000 | Steel-Impressed Current | 1997-10-01 | Steel (Impressed Current) | Pressurized
4220129 | 3 |  | 1997-10-01 | no | 1997-10-01 | no | Currently in Use | Diesel | 8000 | Steel-Impressed Current | 1997-10-01 | Steel (Impressed Current) | Pressurized
4220131 | 1 | Flapper Valve | 1991-09-01 |  | 1991-09-01 |  | Currently in Use | Diesel | 10000 | Fiberglass | 1990-09-01 | Fiberglass Reinforced Plastic | Suction (American)
4220131 | 2 | Flapper Valve | 1991-09-01 |  | 1991-09-01 |  | Currently in Use | Gas (Historical Use) | 6000 | Fiberglass | 1991-09-01 | Fiberglass Reinforced Plastic | Suction (American)
4220131 | 3 | [5 empty] | Removed from Ground | Diesel | 4000 | Bare Steel | 1966-04-03 | Galvanized Steel
4220131 | 4 | [5 empty] | Removed from Ground | Diesel | 8000 | Not Marked/Unknown | 1991-01-01 | Not Marked
4220131 | 5 | [5 empty] | Removed from Ground | Diesel | 6000 | Not Marked/Unknown | 1991-01-01 | Not Marked
4220131 | 6 | Flapper Valve | 1999-12-20 | no | 1999-12-20 | no | Currently in Use | Diesel | 10000 | Fiberglass | 1999-12-20 | Fiberglass Reinforced Plastic | Pressurized
4220132 | 1 | [5 empty] | Removed from Ground | Gas (Historical Use) | 2000 | Bare Steel | 1982-03-24 | Galvanized Steel
4220134 | 1 | [5 empty] | Removed from Ground | Gas (Historical Use) | 2000 | Bare Steel | 1978-04-08 | Galvanized Steel | Suction (American)
4220134 | 2 | [5 empty] | Removed from Ground | Gas (Historical Use) | 2000 | Bare Steel | 1978-04-08 | Galvanized Steel | Suction (American)
4220134 | 3 | [5 empty] | Removed from Ground | Gas (Historical Use) | 2000 | Bare Steel | 1978-04-08 | Galvanized Steel | Suction (American)
4220134 | 4A | Flapper Valve | 1999-02-01 |  | 1999-02-01 |  | Currently in Use | Gas (Historical Use) | 10000 | Composite | 1999-02-01 | Fiberglass Reinforced Plastic | Pressurized
4220134 | 4B | Flapper Valve | 1999-02-01 |  | 1999-02-01 |  | Currently in Use | Gas (Historical Use) | 5000 | Composite | 1999-02-01 | Fiberglass Reinforced Plastic | Pressurized
4220135 | 1 | Flapper Valve | 1992-01-01 |  | 1992-01-01 |  | Currently in Use | Gas (Historical Use) | 6000 | Steel-Impressed Current | 1982-01-01 | Fiberglass Reinforced Plastic | Safe Suction (Euro)
4220135 | 2 | Flapper Valve | 1992-01-01 |  | 1992-01-01 |  | Currently in Use | Gas (Historical Use) | 6000 | Steel-Impressed Current | 1982-01-01 | Fiberglass Reinforced Plastic | Safe Suction (Euro)
4220135 | 3 | Flapper Valve | 1992-01-01 |  | 1992-01-01 |  | Currently in Use | Gas (Historical Use) | 6000 | Steel-Impressed Current | 1982-01-01 | Fiberglass Reinforced Plastic | Safe Suction (Euro)
4220136 | 1 |  | 1996-05-08 |  | 1996-05-08 |  | Temporarily out of use | Gas (Historical Use) | 4000 | Steel-Impressed Current | 1982-04-08 | Cathodically Protected | Pressurized
4220136 | 2 |  | 1996-05-08 |  | 1996-05-08 |  | Currently in Use | Gas (Historical Use) | 4000 | Steel-Impressed Current | 1982-04-08 | Cathodically Protected | Pressurized
4220136 | 3 |  | 1996-05-08 |  | 1996-05-08 |  | Temporarily out of use | Gas (Historical Use) | 4000 | Steel-Impressed Current | 1982-04-08 | Cathodically Protected | Pressurized
4220136 | 4 |  | 1996-05-08 |  | 1996-05-08 |  | Currently in Use | Empty | 4000 | Cathodically Protected Steel | 1982-04-08 | Cathodically Protected | Suction (American)
4220137 | 1 | [5 empty] | Removed from Ground | Gas (Historical Use) | 3000 | Bare Steel | 1978-04-08 | Galvanized Steel | Suction (American)
4220137 | 2 | [5 empty] | Removed from Ground | Gas (Historical Use) | 3000 | Bare Steel | 1978-04-08 | Galvanized Steel | Suction (American)
4220137 | 3 | [5 empty] | Removed from Ground | Gas (Historical Use) | 3000 | Bare Steel | 1978-04-08 | Galvanized Steel
4220137 | 4 | Ball Float | 1995-11-05 |  | 1995-11-05 |  | Currently in Use | Gas (Historical Use) | 10000 | Composite | 1995-10-30 | Double Walled | Pressurized
4220137 | 5 | Ball Float | 1995-11-05 |  | 1995-11-05 |  | Currently in Use | Gas (Historical Use) | 8000 | Composite | 1995-10-30 | Double Walled | Pressurized
4220137 | 6 | Flapper Valve | 1995-11-05 |  | 1995-11-05 |  | Currently in Use | Diesel | 8000 | Composite | 1995-10-30 | Double Walled | Pressurized
4220138 | 1 | [5 empty] | Removed from Ground | Gas (Historical Use) | 2000 | Bare Steel | 1971-04-09 | Galvanized Steel | Suction (American)
4220138 | 2 | [5 empty] | Removed from Ground | Gas (Historical Use) | 2000 | Bare Steel | 1971-04-09 | Galvanized Steel | Suction (American)
4220138 | 3 | [5 empty] | Removed from Ground | Gas (Historical Use) | 2000 | Bare Steel | 1971-04-09 | Galvanized Steel | Suction (American)
4220138 | 4 | Ball Float | 1994-08-01 |  | 1994-08-01 |  | Currently in Use | Gas (Historical Use) | 12000 | Galvanic (STIP-3) | 1994-08-01 | Fiberglass Reinforced Plastic | Pressurized
4220138 | 5 | Ball Float | 1994-08-01 |  | 1994-08-01 |  | Currently in Use | Gas (Historical Use) | 8000 | Galvanic (STIP-3) | 1994-08-01 | Fiberglass Reinforced Plastic | Pressurized
4220138 | 6 | Ball Float | 1994-08-01 |  | 1994-08-01 |  | Currently in Use | Diesel | 5000 | Galvanic (STIP-3) | 1994-08-01 | Fiberglass Reinforced Plastic | Pressurized
4220138 | 7 | Flapper Valve | 1994-08-01 |  | 1994-08-01 |  | Currently in Use | Kerosene | 1000 | Galvanic (STIP-3) | 1994-08-01 | Fiberglass Reinforced Plastic | Pressurized
4220141 | 1 |  | 1996-09-01 |  | 1996-09-01 |  | Currently in Use | Gas (Historical Use) | 8000 | Galvanic (STIP-3) | 1979-04-09 | Fiberglass Reinforced Plastic | Pressurized
4220141 | 2 |  | 1996-09-01 |  | 1996-09-01 |  | Currently in Use | Gas (Historical Use) | 8000 | Galvanic (STIP-3) | 1979-04-09 | Fiberglass Reinforced Plastic | Pressurized
4220141 | 3 |  | 1996-09-01 |  | 1996-09-01 |  | Currently in Use | Gas (Historical Use) | 8000 | Galvanic (STIP-3) | 1979-04-09 | Fiberglass Reinforced Plastic | Pressurized
4220146 | 1 | [5 empty] | Removed from Ground | Gas (Historical Use) | 4000 | Bare Steel | 1980-04-08 | Galvanized Steel | Suction (American)
4220146 | 2 | [5 empty] | Removed from Ground | Gas (Historical Use) | 4000 | Bare Steel | 1980-04-08 | Galvanized Steel | Suction (American)
4220146 | 3 | [5 empty] | Removed from Ground | Gas (Historical Use) | 4000 | Bare Steel | 1980-04-08 | Galvanized Steel | Suction (American)
4220146 | 4 |  | 2000-01-01 |  | 2000-01-01 |  | Currently in Use | Gas (Historical Use) | 10000 | Fiberglass | 2000-01-01 | Fiberglass Reinforced Plastic | Pressurized
4220146 | 5 |  | 2000-01-01 |  | 2000-01-01 |  | Currently in Use | Gas (Historical Use) | 8000 | Fiberglass | 2000-01-01 | Fiberglass Reinforced Plastic | Pressurized
4220146 | 6 |  | 2000-01-01 |  | 2000-01-01 |  | Currently in Use | Diesel | 5000 | Fiberglass | 2000-01-01 | Fiberglass Reinforced Plastic | Pressurized
4220147 | 1 |  | 1998-12-21 |  | 1998-12-21 |  | Currently in Use | Gas (Historical Use) | 3000 | Steel-Impressed Current | 1978-04-08 | Cathodically Protected | Suction (American)
4220147 | 2 |  | 1998-12-21 |  | 1998-12-21 |  | Currently in Use | Gas (Historical Use) | 6000 | Steel-Impressed Current | 1978-04-08 | Cathodically Protected | Suction (American)
4220147 | 3 |  | 1998-12-21 |  | 1998-12-21 |  | Currently in Use | Gas (Historical Use) | 6000 | Steel-Impressed Current | 1978-04-08 | Cathodically Protected | Suction (American)
4220147 | 4 |  | 1998-12-21 |  | 1998-12-21 |  | Currently in Use | Diesel | 3000 | Steel-Impressed Current | 1985-04-08 | Cathodically Protected | Suction (American)
4220147 | 5 | [5 empty] | Removed from Ground | Kerosene | 500 | Bare Steel | 1978-04-08 | Galvanized Steel | Suction (American)
4220148 | 1 | Ball Float | 1988-09-01 |  | 1988-09-01 |  | Currently in Use | Gas (Historical Use) | 6000 | Galvanic (STIP-3) | 1988-09-01 | Fiberglass Reinforced Plastic | Pressurized
4220148 | 2 | Ball Float | 1988-09-01 |  | 1988-09-01 |  | Currently in Use | Gas (Historical Use) | 6000 | Galvanic (STIP-3) | 1988-09-01 | Fiberglass Reinforced Plastic | Pressurized
4220148 | 3 | Ball Float | 1988-09-01 |  | 1988-09-01 |  | Currently in Use | Gas (Historical Use) | 6000 | Galvanic (STIP-3) | 1988-09-01 | Fiberglass Reinforced Plastic | Pressurized
4220148 | 4 | [5 empty] | Removed from Ground | Diesel | 1000 | Bare Steel | 1985-06-01 | Galvanized Steel | Suction (American)
4220148 | 5 | Flapper Valve | 1996-07-02 |  | 1996-07-02 |  | Currently in Use | Diesel | 3000 | Galvanic (STIP-3) | 1996-07-02 | Fiberglass Reinforced Plastic | Pressurized
4220151 | 1 | [5 empty] | Removed from Ground | Gas (Historical Use) | 4000 | Bare Steel | 1974-05-05 | Galvanized Steel | Pressurized
4220151 | 2 | [5 empty] | Removed from Ground | Gas (Historical Use) | 4000 | Bare Steel | 1974-05-05 | Galvanized Steel | Suction (American)
4220151 | 3 | [5 empty] | Removed from Ground | Gas (Historical Use) | 4000 | Bare Steel | 1974-05-05 | Galvanized Steel | Suction (American)
4220151 | 4 | [5 empty] | Removed from Ground | Gas (Historical Use) | 4000 | Bare Steel | 1974-05-05 | Galvanized Steel | Suction (American)
4220151 | 5 | [5 empty] | Removed from Ground | Diesel | 2000 | Bare Steel | 1978-05-05 | Galvanized Steel | Suction (American)
4220151 | 6 | Ball Float | 1999-01-30 |  | 1999-01-30 |  | Currently in Use | Gas (Historical Use) | 12000 | Fiberglass | 1999-01-20 | Double-Walled Fiberglass | Pressurized
4220151 | 7 | Ball Float | 1999-01-30 |  | 1999-01-30 |  | Currently in Use | Gas (Historical Use) | 10000 | Fiberglass | 1999-01-20 | Double-Walled Fiberglass | Pressurized
4220151 | 8 | Ball Float | 1999-01-30 |  | 1999-01-30 |  | Currently in Use | Diesel | 6000 | Fiberglass | 1999-01-20 | Double-Walled Fiberglass | Pressurized
4220152 | 1 | [5 empty] | Removed from Ground | Gas (Historical Use) | 6000 | Bare Steel | 1976-05-05 | Galvanized Steel | Suction (American)
4220152 | 2 | [5 empty] | Removed from Ground | Gas (Historical Use) | 3000 | Bare Steel | 1976-05-05 | Galvanized Steel | Suction (American)
4220152 | 3 | [5 empty] | Removed from Ground | Gas (Historical Use) | 3000 | Bare Steel | 1976-05-05 | Galvanized Steel | Suction (American)
4220152 | 4 | [5 empty] | Removed from Ground | Diesel | 1000 | Bare Steel | 1976-05-05 | Galvanized Steel | Suction (American)
4220152 | 5 | [5 empty] | Removed from Ground | Diesel | 1000 | Bare Steel | 1976-05-05 | Galvanized Steel | Suction (American)
4220152 | 6 | [5 empty] | Removed from Ground | Diesel | 1000 | Bare Steel | 1976-05-05 | Galvanized Steel
4220153 | 1 | [5 empty] | Removed from Ground | Gas (Historical Use) | 2000 | Bare Steel | 1976-04-08 | Galvanized Steel
4220153 | 2 | [5 empty] | Removed from Ground | Diesel | 500 | Bare Steel | 1976-04-08 | Galvanized Steel
4220154 | 1 | [5 empty] | Removed from Ground | Gas (Historical Use) | 8000 | Bare Steel | 1966-05-01 | Galvanized Steel
4220154 | 2 | [5 empty] | Removed from Ground | Diesel | 6000 | Bare Steel | 1966-05-01 | Galvanized Steel
4220154 | 3 | [5 empty] | Removed from Ground | Diesel | 10000 | Bare Steel | 1976-05-01 | Galvanized Steel
4220154 | 4 | [5 empty] | Removed from Ground | Gas (Historical Use) | 4000 | Bare Steel | 1966-05-01 | Galvanized Steel
4220154 | 5 |  |  | yes |  | yes | Removed from Ground | Used Oil | 250 | Bare Steel | 1976-05-01 | Galvanized Steel
4220154 | 6 | Flapper Valve | 1991-08-23 |  | 1991-08-23 |  | Currently in Use | Diesel | 12000 | Composite | 1991-08-23 | Fiberglass Reinforced Plastic | Safe Suction (Euro)
4220154 | 7 | Flapper Valve | 1991-08-23 |  | 1991-08-23 |  | Currently in Use | Diesel | 12000 | Composite | 1991-08-23 | Fiberglass Reinforced Plastic | Safe Suction (Euro)
4220154 | 8 | Flapper Valve | 1991-08-23 |  | 1991-08-23 |  | Currently in Use | Gas (Historical Use) | 6000 | Composite | 1991-08-23 | Fiberglass Reinforced Plastic | Safe Suction (Euro)
4220155 | 1 | [5 empty] | Closed in Ground | Gas (Historical Use) | 250 | Bare Steel | 1966-05-01 | Galvanized Steel
4220156 | 1 | [5 empty] | Currently in Use | Diesel | 10000 | Bare Steel | 1977-05-01 | Bare Steel
4220156 | 2 | [5 empty] | Currently in Use | Diesel | 10000 | Bare Steel | 1977-05-01 | Bare Steel
4220157 | 1 | [5 empty] | Removed from Ground | Gas (Historical Use) | 10000 | Bare Steel | 1962-12-31 | Bare Steel
4220157 | 2 |  | 1989-02-01 |  | 1989-02-01 |  | Closed in Ground | Diesel | 6000 | Fiberglass | 1989-02-01 | Fiberglass Reinforced Plastic | Pressurized
4220157 | 3 | Overfill Alarm | 1989-02-01 |  | 1989-02-01 |  | Currently in Use | Diesel | 10000 | Fiberglass Double Walled | 1989-02-01 | Fiberglass Reinforced Plastic | Pressurized
4220158 | 1 | [5 empty] | Closed in Ground | Gas (Historical Use) | 1000 | Bare Steel | 1972-05-01 | Bare Steel
4220159 | 1 | Flapper Valve | 1991-07-25 | no | 1991-07-25 | no | Currently in Use | Diesel | 10000 | Fiberglass | 1982-04-17 | Double-Walled Fiberglass | Pressurized
4220159 | 2 |  |  | yes |  | yes | Removed from Ground | Used Oil | 500 | Fiberglass | 1982-04-17 | Unknown
4220161 | 1 | [5 empty] | Removed from Ground | Gas (Historical Use) | 560 | Bare Steel | 1956-05-06 | Galvanized Steel | Safe Suction (Euro)
4220161 | 2 | [5 empty] | Removed from Ground | Gas (Historical Use) | 560 | Bare Steel | 1956-05-06 | Galvanized Steel | Safe Suction (Euro)
4220162 | 1 | [5 empty] | Removed from Ground | Gas (Historical Use) | 1000 | Bare Steel | 1971-05-07 | Galvanized Steel | Safe Suction (Euro)
4220162 | 2 | [5 empty] | Removed from Ground | Gas (Historical Use) | 1000 | Bare Steel | 1971-05-07 | Galvanized Steel | Safe Suction (Euro)
4220162 | 3 | [5 empty] | Removed from Ground | Gas (Historical Use) | 2000 | Bare Steel | 1981-01-01 | Galvanized Steel | Safe Suction (Euro)
4220163 | 1 | Flapper Valve | 1998-12-01 |  | 1998-12-01 |  | Currently in Use | Gas (Historical Use) | 4000 | Steel-Impressed Current | 1976-05-06 | Steel (Impressed Current) | Safe Suction (Euro)
4220163 | 2 | Flapper Valve | 1998-12-01 |  | 1998-12-01 |  | Currently in Use | Gas (Historical Use) | 4000 | Steel-Impressed Current | 1976-05-06 | Double-Walled Fiberglass | Safe Suction (Euro)
4220163 | 3 | Flapper Valve | 1998-12-01 |  | 1998-12-01 |  | Currently in Use | Gas (Historical Use) | 4000 | Steel-Impressed Current | 1976-05-06 | Steel (Impressed Current) | Safe Suction (Euro)
4220164 | 1 |  | 1998-09-22 |  | 1998-09-22 |  | Removed from Ground | Gas (Historical Use) | 2000 | Fiberglass | 1985-01-01 | Fiberglass Reinforced Plastic | Pressurized
4220164 | 2 | [5 empty] | Removed from Ground | Gas (Historical Use) | 2000 | Bare Steel | 1985-01-01 | Galvanized Steel | Safe Suction (Euro)
4220164 | 3 | [5 empty] | Removed from Ground | Gas (Historical Use) | 3000 | Bare Steel | 1985-01-01 | Galvanized Steel | Safe Suction (Euro)
4220164 | 4A | Ball Float | 1998-09-01 |  | 1998-09-01 |  | Currently in Use | Gas (Historical Use) | 8000 | Epoxy | 1998-08-30 | Fiberglass Reinforced Plastic | Pressurized
4220164 | 4B | Ball Float | 1998-09-01 |  | 1998-09-01 |  | Currently in Use | Gas (Historical Use) | 4000 | Epoxy | 1998-08-30 | Fiberglass Reinforced Plastic | Pressurized
4220165 | 1 | [5 empty] | Removed from Ground | Gas (Historical Use) | 8000 | Bare Steel | 1981-05-07 | Galvanized Steel
4220165 | 2 | [5 empty] | Removed from Ground | Gas (Historical Use) | 3008 | Bare Steel | 1981-05-07 | Galvanized Steel
4220165 | 3 | [5 empty] | Removed from Ground | Gas (Historical Use) | 3008 | Bare Steel | 1981-05-07 | Galvanized Steel
4220165 | 4 | [5 empty] | Removed from Ground | Diesel | 3008 | Bare Steel | 1981-05-07 | Galvanized Steel
4220165 | 5 | Ball Float | 1998-06-08 |  | 1998-06-08 |  | Currently in Use | Gas (Historical Use) | 10000 | Fiberglass | 1998-06-01 | Fiberglass Reinforced Plastic | Pressurized
4220165 | 6 | Ball Float | 1998-06-08 |  | 1998-06-08 |  | Currently in Use | Gas (Historical Use) | 8000 | Fiberglass | 1998-06-01 | Fiberglass Reinforced Plastic | Pressurized
4220165 | 7 | Ball Float | 1998-06-08 |  | 1998-06-08 |  | Currently in Use | Diesel | 6000 | Fiberglass | 1998-06-01 | Fiberglass Reinforced Plastic | Pressurized
4220166 | 1 | [5 empty] | Removed from Ground | Gas (Historical Use) | 560 | Bare Steel | 1968-05-07 | Galvanized Steel | Safe Suction (Euro)
4220166 | 2 | [5 empty] | Removed from Ground | Gas (Historical Use) | 560 | Bare Steel | 1968-05-07 | Galvanized Steel
4220166 | 3 | [5 empty] | Removed from Ground | Gas (Historical Use) | 1000 | Bare Steel | 1975-05-08 | Galvanized Steel
4220168 | 1 | [5 empty] | Removed from Ground | Gas (Historical Use) | 1000 | Bare Steel | 1976-05-06 | Galvanized Steel | Safe Suction (Euro)
4220168 | 2 | [5 empty] | Removed from Ground | Gas (Historical Use) | 1000 | Bare Steel | 1976-05-06 | Galvanized Steel | Safe Suction (Euro)
4220168 | 3 | [5 empty] | Removed from Ground | Diesel | 1000 | Bare Steel | 1976-05-06 | Galvanized Steel | Safe Suction (Euro)
4220168 | 4 | [5 empty] | Removed from Ground | Gas (Historical Use) | 560 | Bare Steel | 1983-05-07 | Galvanized Steel | Safe Suction (Euro)
4220168 | 5 | Flapper Valve | 1999-01-15 |  | 1999-01-15 |  | Temporarily out of use | Gas (Historical Use) | 1000 | Galvanic (STIP-3) | 1999-01-12 | Fiberglass Reinforced Plastic | Safe Suction (Euro)
4220168 | 6 | Flapper Valve | 1999-01-15 |  | 1999-01-15 |  | Temporarily out of use | Gas (Historical Use) | 1000 | Galvanic (STIP-3) | 1999-01-12 | Fiberglass Reinforced Plastic | Safe Suction (Euro)
4220169 | 1 | [5 empty] | Removed from Ground | Gas (Historical Use) | 3000 | Bare Steel | 1984-05-07 | Galvanized Steel | Safe Suction (Euro)
4220169 | 2 | [5 empty] | Removed from Ground | Gas (Historical Use) | 2000 | Bare Steel | 1984-05-07 | Galvanized Steel | Safe Suction (Euro)
4220169 | 3 | [5 empty] | Removed from Ground | Gas (Historical Use) | 1500 | Bare Steel | 1984-05-07 | Galvanized Steel | Safe Suction (Euro)
4220169 | 4 | [5 empty] | Removed from Ground | Diesel | 1000 | Bare Steel | 1984-05-07 | Galvanized Steel | Safe Suction (Euro)
4220169 | 5 | [5 empty] | Removed from Ground | Diesel | 2000 | Not Marked/Unknown | 1996-05-30 | Not Marked
4220170 | 1 | [5 empty] | Removed from Ground | Empty | 1000 | Bare Steel | 1984-05-07 | Galvanized Steel | Safe Suction (Euro)
4220170 | 2 | [5 empty] | Removed from Ground | Empty | 1000 | Bare Steel | 1984-05-07 | Galvanized Steel | Safe Suction (Euro)
4220170 | 3 | [5 empty] | Removed from Ground | Empty | 1000 | Bare Steel | 1984-05-07 | Galvanized Steel | Safe Suction (Euro)
4220171 | 1 | [5 empty] | Removed from Ground | Gas (Historical Use) | 1000 | Bare Steel | 1976-05-07 | Galvanized Steel | Safe Suction (Euro)
4220172 | 1 | [5 empty] | Removed from Ground | Gas (Historical Use) | 560 | Bare Steel | 1956-05-07 | Galvanized Steel | Safe Suction (Euro)
4220172 | 2 | [5 empty] | Removed from Ground | Gas (Historical Use) | 560 | Bare Steel | 1956-05-07 | Galvanized Steel | Safe Suction (Euro)
4220173 | 1 | [5 empty] | Removed from Ground | Gas (Historical Use) | 2000 | Bare Steel | 1984-05-07 | Galvanized Steel | Safe Suction (Euro)
4220173 | 2 |  | 1999-02-15 |  | 1999-02-15 |  | Removed from Ground | Gas (Historical Use) | 1000 | Cathodically Protected Steel | 1999-02-15 | Fiberglass Reinforced Plastic | Suction (American)
4220174 | 1 | [5 empty] | Closed in Ground | Gas (Historical Use) | 500 | Bare Steel | 1956-05-07 | Unknown
4220174 | 2 | [5 empty] | Closed in Ground | Gas (Historical Use) | 500 | Bare Steel | 1956-05-07 | Unknown
4220175 | 1 | [5 empty] | Removed from Ground | Gas (Historical Use) | 1000 | Bare Steel | 1976-05-07 | Galvanized Steel
4220175 | 2 | [5 empty] | Removed from Ground | Gas (Historical Use) | 1000 | Bare Steel | 1976-05-07 | Galvanized Steel
4220175 | 3 | [5 empty] | Removed from Ground | Gas (Historical Use) | 1000 | Bare Steel | 1976-05-07 | Galvanized Steel
4220176 | 1 | [5 empty] | Removed from Ground | Gas (Historical Use) | 6000 | Bare Steel | 1978-05-07 | Galvanized Steel
4220176 | 2 | [5 empty] | Removed from Ground | Gas (Historical Use) | 6000 | Bare Steel | 1978-05-07 | Galvanized Steel
4220176 | 3 | [5 empty] | Removed from Ground | Gas (Historical Use) | 6000 | Bare Steel | 1978-05-07 | Galvanized Steel
4220176 | 4 | [5 empty] | Removed from Ground | Diesel | 1000 | Bare Steel | 1980-05-07 | Galvanized Steel
4220177 | 1 | [5 empty] | Removed from Ground | Empty | 560 | Bare Steel | 1971-05-08 | Galvanized Steel | Safe Suction (Euro)
4220177 | 2 | [5 empty] | Removed from Ground | Empty | 560 | Bare Steel | 1971-05-08 | Galvanized Steel
4220180 | 1 | [5 empty] | Removed from Ground | Empty | 560 | Bare Steel | 1956-05-07 | Galvanized Steel | Safe Suction (Euro)
4220180 | 2 | [5 empty] | Removed from Ground | Empty | 560 | Bare Steel | 1956-05-07 | Galvanized Steel | Safe Suction (Euro)
4220181 | 1 | [5 empty] | Removed from Ground | Empty | 1000 | Bare Steel | 1956-05-08 | Galvanized Steel | Safe Suction (Euro)
4220181 | 2 | [5 empty] | Removed from Ground | Empty | 1000 | Bare Steel | 1956-05-08 | Galvanized Steel | Safe Suction (Euro)
4220182 | 1 | [5 empty] | Removed from Ground | Gas (Historical Use) | 560 | Bare Steel | 1966-05-08 | Galvanized Steel | Safe Suction (Euro)
4220182 | 2 | [5 empty] | Removed from Ground | Diesel | 1000 | Bare Steel | 1966-05-08 | Galvanized Steel | Safe Suction (Euro)
4220183 | 1 | [5 empty] | Removed from Ground | Empty | 500 | Bare Steel | 1966-05-08 | Galvanized Steel | Safe Suction (Euro)
4220183 | 2 | [5 empty] | Removed from Ground | Empty | 500 | Bare Steel | 1966-05-08 | Galvanized Steel | Safe Suction (Euro)
4220184 | 1 | [5 empty] | Removed from Ground | Gas (Historical Use) | 1000 | Bare Steel | 1974-05-07 | Galvanized Steel
4220184 | 2 | [5 empty] | Removed from Ground | Gas (Historical Use) | 1000 | Bare Steel | 1974-05-07 | Galvanized Steel
4220185 | 1 | [5 empty] | Removed from Ground | Empty | 1000 | Bare Steel | 1978-05-07 | Galvanized Steel | Safe Suction (Euro)
4220185 | 2 | [5 empty] | Removed from Ground | Empty | 1000 | Bare Steel | 1978-05-07 | Galvanized Steel | Safe Suction (Euro)
4220185 | 3 | [5 empty] | Removed from Ground | Empty | 1000 | Bare Steel | 1978-05-07 | Galvanized Steel | Safe Suction (Euro)
4220186 | 1 | [5 empty] | Removed from Ground | Diesel | 1000 | Bare Steel | 1984-01-01 | Galvanized Steel | Safe Suction (Euro)
4220187 | 1 | [5 empty] | Removed from Ground | Gas (Historical Use) | 1000 | Bare Steel | 1968-05-07 | Galvanized Steel | Safe Suction (Euro)
4220187 | 2 | [5 empty] | Removed from Ground | Gas (Historical Use) | 1000 | Bare Steel | 1968-05-07 | Galvanized Steel | Safe Suction (Euro)
4220188 | 1 |  | 1999-02-01 | no | 1999-02-01 | no | Temporarily out of use | Gas (Historical Use) | 1000 | Steel-Impressed Current | 1976-05-07 |  | Safe Suction (Euro)
4220188 | 2 |  | 1999-02-01 | no | 1999-02-01 | no | Temporarily out of use | Gas (Historical Use) | 1000 | Steel-Impressed Current | 1976-05-07 |  | Safe Suction (Euro)
4220188 | 3 |  | 1999-02-01 | no | 1999-02-01 | no | Temporarily out of use | Gas (Historical Use) | 1000 | Steel-Impressed Current | 1978-05-07 |  | Safe Suction (Euro)
4220189 | 1 | [5 empty] | Removed from Ground | Gas (Historical Use) | 1000 | Bare Steel | 1971-05-08 | Galvanized Steel
4220189 | 2 | [5 empty] | Removed from Ground | Gas (Historical Use) | 1000 | Bare Steel | 1971-05-08 | Galvanized Steel
4220189 | 3 | [5 empty] | Removed from Ground | Gas (Historical Use) | 1000 | Cathodically Protected Steel | 1987-11-01 | Cathodically Protected | Safe Suction (Euro)
4220189 | 4 | [5 empty] | Removed from Ground | Gas (Historical Use) | 1000 | Cathodically Protected Steel | 1987-11-01 | Cathodically Protected | Safe Suction (Euro)
4220189 | 5 | [5 empty] | Removed from Ground | Gas (Historical Use) | 1000 | Cathodically Protected Steel | 1987-11-01 | Cathodically Protected | Safe Suction (Euro)
4220190 | 1 | [5 empty] | Removed from Ground | Gas (Historical Use) | 1000 | Bare Steel | 1971-05-08 | Galvanized Steel | Safe Suction (Euro)
4220190 | 2 | [5 empty] | Removed from Ground | Gas (Historical Use) | 1000 | Bare Steel | 1971-05-08 | Galvanized Steel | Safe Suction (Euro)
4220191 | 1 | [5 empty] | Removed from Ground | Diesel | 560 | Bare Steel | 1976-05-07 | Galvanized Steel | Safe Suction (Euro)
4220192 | 1 | [5 empty] | Removed from Ground | Gas (Historical Use) | 1000 | Bare Steel | 1968-05-07 | Galvanized Steel | Safe Suction (Euro)
4220192 | 2 | [5 empty] | Removed from Ground | Gas (Historical Use) | 1000 | Bare Steel | 1968-05-07 | Galvanized Steel | Safe Suction (Euro)
4220192 | 3 | [5 empty] | Removed from Ground | Gas (Historical Use) | 1000 | Bare Steel | 1968-05-07 | Galvanized Steel | Safe Suction (Euro)
4220195 | 1 | [5 empty] | Removed from Ground | Gas (Historical Use) | 8000 | Bare Steel | 1999-04-25 | Galvanized Steel | Pressurized
4220195 | 2 | [5 empty] | Removed from Ground | Gas (Historical Use) | 8000 | Bare Steel | 1999-04-25 | Galvanized Steel | Pressurized
4220196 | 1 | [5 empty] | Removed from Ground | Diesel | 500 | Bare Steel | 1971-05-07 | Galvanized Steel
4220198 | 1 | [5 empty] | Removed from Ground | Diesel | 560 | Bare Steel | 1981-05-06 | Galvanized Steel | Suction (American)
4220198 | 2 | [5 empty] | Removed from Ground | Gas (Historical Use) | 560 | Bare Steel | 1983-05-07 | Galvanized Steel | Suction (American)
4220198 | 3 | Flapper Valve | 1999-12-21 |  | 1999-12-21 | yes | Currently in Use | Gas (Historical Use) | 1000 | Steel-Impressed Current | 1976-05-06 | Cathodically Protected | Suction (American)
4220198 | 6 |  | 1999-12-21 |  | 1999-12-21 | yes | Temporarily out of use | Gas (Historical Use) | 2000 | Steel-Impressed Current | 1982-05-06 | Cathodically Protected
4220198 | 7 |  | 1999-12-21 |  | 1999-12-21 | yes | Temporarily out of use | Gas (Historical Use) | 2000 | Steel-Impressed Current | 1985-05-06 | Cathodically Protected
4220199 | 1 | [5 empty] | Removed from Ground | Gas (Historical Use) | 2000 | Bare Steel | 1981-05-06 | Galvanized Steel
4220199 | 2 | [5 empty] | Removed from Ground | Gas (Historical Use) | 2000 | Bare Steel | 1981-05-06 | Galvanized Steel
4220199 | 3 | [5 empty] | Removed from Ground | Gas (Historical Use) | 560 | Bare Steel | 1956-05-06 | Galvanized Steel
4220199 | 4 | [5 empty] | Removed from Ground | Gas (Historical Use) | 560 | Bare Steel | 1956-05-06 | Galvanized Steel
4220199 | 5 | [5 empty] | Removed from Ground | Gas (Historical Use) | 560 | Bare Steel | 1956-05-06 | Galvanized Steel
4220200 | 1 | [5 empty] | Removed from Ground | Gas (Historical Use) | 1000 | Bare Steel | 1981-05-06 | Galvanized Steel | Safe Suction (Euro)
4220201 | 1 | [5 empty] | Removed from Ground | Gas (Historical Use) | 1000 | Bare Steel | 1961-05-06 | Galvanized Steel
4220201 | 2 | [5 empty] | Removed from Ground | Diesel | 560 | Bare Steel | 1961-05-06 | Galvanized Steel
4220201 | 3 | [5 empty] | Removed from Ground | Diesel | 560 | Bare Steel | 1967-05-07 | Galvanized Steel
4220201 | 4 | [5 empty] | Removed from Ground | Gas (Historical Use) | 1000 | Bare Steel | 1981-05-06 | Galvanized Steel
4220201 | 5 |  | 1998-12-02 |  | 1998-12-02 |  | Temporarily out of use | Gas (Historical Use) | 1000 | Cathodically Protected Steel | 1990-02-01 | Galvanized Steel | Safe Suction (Euro)
4220201 | 6 |  | 1999-03-10 |  | 1999-03-10 |  | Temporarily out of use | Diesel | 1000 | Cathodically Protected Steel | 1999-03-10 | Fiberglass Reinforced Plastic | Safe Suction (Euro)
4220202 | 1 | [5 empty] | Removed from Ground | Diesel | 1060 | Bare Steel | 1976-05-06 | Galvanized Steel
4220203 | 1 | [5 empty] | Removed from Ground | Gas (Historical Use) | 3000 | Bare Steel | 1983-05-07 | Galvanized Steel
4220203 | 2 | [5 empty] | Removed from Ground | Gas (Historical Use) | 2000 | Bare Steel | 1983-05-07 | Galvanized Steel
4220203 | 3 | [5 empty] | Removed from Ground | Gas (Historical Use) | 2000 | Bare Steel | 1983-05-07 | Galvanized Steel
4220203 | 4 | [5 empty] | Removed from Ground | Diesel | 1000 | Bare Steel | 1983-05-07 | Galvanized Steel
4220203 | 5 | Flapper Valve | 1991-06-01 |  | 1991-06-01 |  | Currently in Use | Gas (Historical Use) | 2000 | Galvanic (STIP-3) | 1991-06-01 | Fiberglass Reinforced Plastic | Pressurized
4220203 | 6 | Flapper Valve | 1991-06-01 |  | 1991-06-01 |  | Currently in Use | Gas (Historical Use) | 2000 | Galvanic (STIP-3) | 1991-06-01 | Fiberglass Reinforced Plastic | Pressurized
4220203 | 7 | Flapper Valve | 1991-06-01 |  | 1991-06-01 |  | Currently in Use | Gas (Historical Use) | 550 | Galvanic (STIP-3) | 1991-06-01 | Fiberglass Reinforced Plastic | Pressurized
4220203 | 8 | Flapper Valve | 1991-06-01 |  | 1991-06-01 |  | Currently in Use | Gas (Historical Use) | 1000 | Galvanic (STIP-3) | 1991-06-01 | Fiberglass Reinforced Plastic | Pressurized
4220204 | 1 | [5 empty] | Removed from Ground | Gas (Historical Use) | 2000 | Bare Steel | 1975-05-02 | Galvanized Steel | Safe Suction (Euro)
4220204 | 2 | [5 empty] | Removed from Ground | Gas (Historical Use) | 1000 | Bare Steel | 1975-05-02 | Galvanized Steel | Safe Suction (Euro)
4220204 | 3 | [5 empty] | Removed from Ground | Gas (Historical Use) | 1000 | Bare Steel | 1975-05-02 | Galvanized Steel | Safe Suction (Euro)
4220204 | 4 |  | 1990-04-05 |  | 1990-04-05 |  | Temporarily out of use | Gas (Historical Use) | 2000 | Cathodically Protected Steel | 1990-04-05 | Cathodically Protected | Suction (American)
4220204 | 5 |  | 1990-04-05 |  | 1990-04-05 |  | Temporarily out of use | Gas (Historical Use) | 2000 | Cathodically Protected Steel | 1990-04-05 | Cathodically Protected | Suction (American)
4220205 | 1 | [5 empty] | Removed from Ground | Gas (Historical Use) | 1000 | Bare Steel | 1975-05-02 | Galvanized Steel
4220205 | 2 | [5 empty] | Removed from Ground | Gas (Historical Use) | 560 | Bare Steel | 1975-05-02 | Galvanized Steel
4220206 | 1 | [5 empty] | Removed from Ground | Gas (Historical Use) | 1000 | Bare Steel | 1975-05-06 | Galvanized Steel
4220206 | 2 | [5 empty] | Removed from Ground | Gas (Historical Use) | 1000 | Bare Steel | 1975-05-06 | Galvanized Steel
4220206 | 3 | [5 empty] | Removed from Ground | Gas (Historical Use) | 560 | Bare Steel | 1975-05-06 | Galvanized Steel
4220207 | 1 | [5 empty] | Removed from Ground | Gas (Historical Use) | 1000 | Bare Steel | 1975-05-02 | Galvanized Steel
4220208 | 1 | [5 empty] | Permanently Out of Use - historical purposes | Gas (Historical Use) | 550 | Bare Steel | 1975-05-02 | Galvanized Steel
4220208 | 2 | [5 empty] | Permanently Out of Use - historical purposes | Gas (Historical Use) | 1000 | Bare Steel | 1976-01-01 | Galvanized Steel
4220210 | 1 | [5 empty] | Removed from Ground | Gas (Historical Use) | 3000 | Bare Steel | 1972-05-01 | Galvanized Steel
4220211 | 1 | [5 empty] | Removed from Ground | Gas (Historical Use) | 2000 | Bare Steel | 1975-05-02 | Galvanized Steel
4220211 | 2 | [5 empty] | Removed from Ground | Gas (Historical Use) | 2000 | Bare Steel | 1975-05-02 | Galvanized Steel
4220211 | 3 | [5 empty] | Removed from Ground | Gas (Historical Use) | 1000 | Bare Steel | 1975-05-02 | Galvanized Steel
4220211 | 4 | [5 empty] | Removed from Ground | Diesel | 1000 | Bare Steel | 1975-05-02 | Galvanized Steel
4220211 | UL72177 | Ball Float | 1992-02-01 | no | 1992-02-01 | no | Currently in Use | Diesel | 1000 | Galvanic (STIP-3) | 1990-01-01 | Fiberglass Reinforced Plastic | Pressurized
4220211 | UL98101 | Ball Float | 1992-02-01 | no | 1992-02-01 | no | Currently in Use | Gas (Historical Use) | 6000 | Galvanic (STIP-3) | 1990-01-01 | Fiberglass Reinforced Plastic | Pressurized
4220211 | UL98590 | Ball Float | 1992-02-01 | no | 1992-02-01 | no | Currently in Use | Gas (Historical Use) | 6000 | Galvanic (STIP-3) | 1990-01-01 | Fiberglass Reinforced Plastic | Pressurized
4220211 | UL98591 | Ball Float | 1992-02-01 | no | 1992-02-01 | no | Currently in Use | Gas (Historical Use) | 6000 | Galvanic (STIP-3) | 1990-01-01 | Fiberglass Reinforced Plastic | Pressurized
4220212 | 1 | [5 empty] | Removed from Ground | Gas (Historical Use) | 1000 | Bare Steel | 1975-05-02 | Galvanized Steel
4220212 | 2 | [5 empty] | Removed from Ground | Gas (Historical Use) | 1000 | Bare Steel | 1975-05-02 | Galvanized Steel
4220212 | 3 | [5 empty] | Removed from Ground | Gas (Historical Use) | 1000 | Bare Steel | 1975-05-02 | Galvanized Steel
4220213 | 1 |  |  | no |  | no | Removed from Ground | Gas (Historical Use) | 2000 | Bare Steel | 1975-05-02 | Galvanized Steel | Suction (American)
4220213 | 2 |  |  | no |  | no | Closed in Ground | Gas (Historical Use) | 1000 | Bare Steel | 1970-05-01 | Galvanized Steel | Suction (American)
4220213 | 3 |  |  | no |  | no | Closed in Ground | Diesel | 560 | Bare Steel | 1970-05-01 | Galvanized Steel | Suction (American)
4220213 | 4 |  | 1989-03-01 | no | 1989-03-01 | no | Currently in Use | Diesel | 2000 | Steel-Impressed Current | 1975-05-02 | Cathodically Protected | Safe Suction (Euro)
4220213 | 5 |  | 1989-03-01 | no | 1989-03-01 | no | Currently in Use | Gas (Historical Use) | 6000 |  | 1989-01-01 | Cathodically Protected
4220213 | 6 |  | 1989-03-01 | no | 1989-03-01 | no | Currently in Use | Gas (Historical Use) | 6000 |  | 1989-01-01 | Cathodically Protected | Pressurized
4220213 | 7 |  | 1989-03-01 | no | 1989-03-01 | no | Currently in Use | Gas (Historical Use) | 6000 |  | 1989-01-01 | Cathodically Protected | Pressurized
4220215 | 1 | [5 empty] | Removed from Ground | Gas (Historical Use) | 560 | Bare Steel | 1971-05-02 | Galvanized Steel
4220215 | 2 | [5 empty] | Removed from Ground | Gas (Historical Use) | 560 | Bare Steel | 1971-05-02 | Galvanized Steel
4220216 | 1 | [5 empty] | Removed from Ground | Gas (Historical Use) | 560 | Bare Steel | 1975-05-02 | Galvanized Steel
4220217 | 1 | [5 empty] | Removed from Ground | Gas (Historical Use) | 1000 | Bare Steel | 1975-05-02 | Galvanized Steel | Suction (American)
4220217 | 2 | [5 empty] | Removed from Ground | Gas (Historical Use) | 1000 | Bare Steel | 1975-05-02 | Galvanized Steel | Suction (American)
4220217 | 3 | [5 empty] | Removed from Ground | Gas (Historical Use) | 560 | Bare Steel | 1975-05-02 | Galvanized Steel
4220217 | 4 | [5 empty] | Removed from Ground | Gas (Historical Use) | 560 | Bare Steel | 1975-05-02 | Galvanized Steel
4220218 | 1 |  | 1998-04-13 |  | 1998-04-13 |  | Removed from Ground | Gas (Historical Use) | 6000 | Steel-Impressed Current | 1978-05-06 | Cathodically Protected | Pressurized
4220218 | 2 |  | 1998-04-13 |  | 1998-04-13 |  | Removed from Ground | Gas (Historical Use) | 6000 | Steel-Impressed Current | 1978-05-06 | Cathodically Protected | Pressurized
4220218 | 3 |  | 1998-04-13 |  | 1998-04-13 |  | Removed from Ground | Gas (Historical Use) | 6000 | Steel-Impressed Current | 1978-05-06 | Cathodically Protected | Pressurized
4220218 | 4 |  | 1998-04-13 |  | 1998-04-13 |  | Removed from Ground | Gas (Historical Use) | 10000 | Steel-Impressed Current | 1991-01-01 | Cathodically Protected | Pressurized
4220218 | 5 | Ball Float | 2003-11-01 | no | 2003-11-01 | no | Currently in Use | Gas (Historical Use) | 10000 | Fiberglass | 2003-11-01 | Double-Walled Fiberglass | Pressurized
4220218 | 6 | Ball Float | 2003-11-01 | no | 2003-11-01 | no | Currently in Use | Gas (Historical Use) | 12000 | Fiberglass | 2003-11-01 | Double-Walled Fiberglass | Pressurized
4220220 | 1 | [5 empty] | Removed from Ground | Gas (Historical Use) | 6000 | Bare Steel | 1971-05-07 | Galvanized Steel | Safe Suction (Euro)
4220220 | 2 | [5 empty] | Removed from Ground | Gas (Historical Use) | 6000 | Bare Steel | 1971-05-07 | Galvanized Steel | Safe Suction (Euro)
4220220 | 3 | [5 empty] | Removed from Ground | Gas (Historical Use) | 1000 | Bare Steel | 1974-05-06 | Galvanized Steel | Safe Suction (Euro)
4220224 | 1 | Flapper Valve | 1998-11-17 | no | 1998-11-17 | no | Currently in Use | Regular | 10000 | Steel-Impressed Current | 1979-05-07 | Steel (Impressed Current) | Pressurized
4220224 | 2 | Flapper Valve | 1998-11-17 | no | 1998-11-17 | no | Currently in Use | Plus | 6110 | Steel-Impressed Current | 1979-05-07 | Steel (Impressed Current) | Pressurized
4220224 | 3 | Flapper Valve | 1998-11-17 | no | 1998-11-17 | no | Currently in Use | Premium | 4010 | Steel-Impressed Current | 1979-05-07 | Steel (Impressed Current) | Pressurized
4220224 | 4 | Flapper Valve | 1998-11-17 | no | 1998-11-17 | no | Currently in Use | Diesel | 4010 | Steel-Impressed Current | 1987-06-01 | Steel (Impressed Current) | Safe Suction (Euro)
4220224 | 5 | Flapper Valve | 1998-11-17 | no | 1998-11-17 | no | Currently in Use | Kerosene | 3008 | Steel-Impressed Current | 1987-06-01 | Steel (Impressed Current) | Safe Suction (Euro)
4220226 | 1 | Flapper Valve | 1998-12-30 |  | 1998-12-30 |  | Currently in Use | Gas (Historical Use) | 6000 | Steel-Impressed Current | 1985-05-01 | Steel (Impressed Current) | Pressurized
4220226 | 2 | Flapper Valve | 1998-12-30 |  | 1998-12-30 |  | Currently in Use | Gas (Historical Use) | 4000 | Steel-Impressed Current | 1985-05-01 | Steel (Impressed Current) | Pressurized
4220226 | 3 | Flapper Valve | 1998-12-30 |  | 1998-12-30 |  | Currently in Use | Diesel | 4000 | Steel-Impressed Current | 1985-05-01 | Steel (Impressed Current) | Pressurized
4220226 | 4 | Flapper Valve | 1998-12-30 |  | 1998-12-30 |  | Currently in Use | Gas (Historical Use) | 4000 | Steel-Impressed Current | 1985-05-01 | Steel (Impressed Current) | Pressurized
4220226 | 5 | Flapper Valve | 1998-12-30 |  | 1998-12-30 |  | Currently in Use | Gas (Historical Use) | 4000 | Steel-Impressed Current | 1985-05-01 | Steel (Impressed Current) | Pressurized
4220227 | 1 |  | 2011-06-20 |  | 2001-06-20 |  | Temporarily out of use | Gas (Historical Use) | 5000 | Cathodically Protected Steel | 1976-05-01 | Cathodically Protected | Pressurized
4220227 | 2 |  | 2011-06-20 |  | 2001-06-20 |  | Temporarily out of use | Gas (Historical Use) | 5000 | Cathodically Protected Steel | 1976-05-01 | Cathodically Protected | Pressurized
4220227 | 3 |  | 2011-06-20 |  | 2001-06-20 |  | Temporarily out of use | Diesel | 3000 | Cathodically Protected Steel | 1976-05-01 | Cathodically Protected | Pressurized
4220227 | 4 |  | 2011-06-20 |  | 2001-06-20 |  | Temporarily out of use | Gas (Historical Use) | 8000 | Cathodically Protected Steel | 1976-05-01 | Cathodically Protected | Pressurized
4220228 | 1 | [5 empty] | Removed from Ground | Gas (Historical Use) | 3000 | Bare Steel | 1966-05-01 | Galvanized Steel
4220228 | 2 | [5 empty] | Removed from Ground | Gas (Historical Use) | 3000 | Bare Steel | 1966-05-01 | Galvanized Steel
4220228 | 3 | [5 empty] | Removed from Ground | Gas (Historical Use) | 3000 | Bare Steel | 1976-05-01 | Galvanized Steel
4220231 | 1 | [5 empty] | Removed from Ground | Gas (Historical Use) | 8000 | Cathodically Protected Steel | 1985-05-01 | Galvanized Steel | Safe Suction (Euro)
4220231 | 10 | [5 empty] | Removed from Ground | Gas (Historical Use) | 500 | Not Marked/Unknown | 1997-08-26 | Not Marked
4220231 | 2 | [5 empty] | Removed from Ground | Gas (Historical Use) | 8000 | Bare Steel | 1984-05-01 | Galvanized Steel | Safe Suction (Euro)
4220231 | 3 | [5 empty] | Removed from Ground | Gas (Historical Use) | 2000 | Bare Steel | 1976-05-01 | Galvanized Steel | Safe Suction (Euro)
4220231 | 4 | [5 empty] | Removed from Ground | Gas (Historical Use) | 2000 | Bare Steel | 1976-05-01 | Galvanized Steel | Safe Suction (Euro)
4220231 | 5 | [5 empty] | Removed from Ground | Diesel | 2000 | Bare Steel | 1976-05-01 | Galvanized Steel | Safe Suction (Euro)
4220231 | 6 |  | 1997-08-18 |  | 1997-08-18 |  | Currently in Use | Diesel | 4000 | Composite | 1997-08-15 | Double Walled | Pressurized
4220231 | 7 |  | 1997-08-18 |  | 1997-08-18 |  | Currently in Use | Gas (Historical Use) | 6000 | Composite | 1997-08-15 | Double Walled | Pressurized
4220231 | 8 |  | 1997-08-18 |  | 1997-08-18 |  | Currently in Use | Gas (Historical Use) | 10000 | Composite | 1997-08-15 | Double Walled | Pressurized
4220231 | 9 | [5 empty] | Removed from Ground | Diesel | 1000 | Not Marked/Unknown | 1997-08-26 | Not Marked
4220232 | 1 | [5 empty] | Removed from Ground | E-10 | 6000 | Bare Steel | 1966-04-28 | Galvanized Steel | Pressurized
4220232 | 2 | [5 empty] | Removed from Ground | E-10 | 6000 | Cathodically Protected Steel | 1966-04-28 | Galvanized Steel
4220232 | 3 | [5 empty] | Removed from Ground | E-10 | 3000 | Bare Steel | 1966-04-28 | Galvanized Steel | Pressurized
4220232 | 4 |  |  | yes |  | yes | Closed in Ground | Used Oil | 560 | Bare Steel | 1966-04-28 | Galvanized Steel | Suction (American)
4220232 | 5 | Ball Float | 1996-01-25 | no | 1996-01-25 | no | Currently in Use | Premium | 10000 |  | 1996-01-16 | Fiberglass Reinforced Plastic | Pressurized
4220232 | 6 | Ball Float | 1996-01-25 | no | 1996-01-25 | no | Currently in Use | Regular | 10000 |  | 1996-01-16 | Fiberglass Reinforced Plastic | Pressurized
4220233 | 1 | [5 empty] | Removed from Ground | Gas (Historical Use) | 10000 | Bare Steel | 1970-03-01 | Galvanized Steel | Pressurized
4220233 | 2 | [5 empty] | Removed from Ground | Gas (Historical Use) | 10000 | Bare Steel | 1970-03-01 | Galvanized Steel | Pressurized
4220233 | 3 | [5 empty] | Removed from Ground | Gas (Historical Use) | 10000 | Bare Steel | 1978-08-01 | Galvanized Steel
4220234 | 1 | [5 empty] | Removed from Ground | Gas (Historical Use) | 1000 | Bare Steel | 1956-05-06 | Galvanized Steel
4220234 | 2 | [5 empty] | Removed from Ground | Empty | 1000 | Bare Steel | 1956-05-06 | Galvanized Steel
4220235 | 1 |  |  | yes |  | yes | Removed from Ground | Used Oil | 400 | Bare Steel | 1984-04-15 | Bare Steel | Gravity Fed
4220237 | 5 | [5 empty] | Closed in Ground | Empty | 5000 | Bare Steel | 1970-05-05 | Unknown
4220237 | 6 | [5 empty] | Closed in Ground | Empty | 5000 | Bare Steel | 1970-05-05 | Unknown
4220237 | 7 | [5 empty] | Removed from Ground | Gas (Historical Use) | 10000 | Bare Steel | 1973-05-05 | Unknown
4220238 | 1 | [5 empty] | Permanently Out of Use - historical purposes | Gas (Historical Use) | 6000 | Bare Steel | 1967-05-07 | Galvanized Steel
4220238 | 2 | [5 empty] | Permanently Out of Use - historical purposes | Gas (Historical Use) | 4000 | Bare Steel | 1967-05-07 | Galvanized Steel
4220238 | 3 | [5 empty] | Permanently Out of Use - historical purposes | Gas (Historical Use) | 7000 | Bare Steel | 1967-05-07 | Galvanized Steel
4220238 | 4 | [5 empty] | Permanently Out of Use - historical purposes | Gas (Historical Use) | 6000 | Bare Steel | 1967-05-07 | Galvanized Steel
4220238 | 5 | Ball Float | 1988-06-01 |  | 1988-06-01 |  | Currently in Use | Gas (Historical Use) | 10000 | Fiberglass | 1988-06-01 | Fiberglass Reinforced Plastic | Pressurized
4220238 | 6 | Ball Float | 1988-06-01 |  | 1988-06-01 |  | Currently in Use | Gas (Historical Use) | 10000 | Fiberglass | 1988-06-01 | Fiberglass Reinforced Plastic | Pressurized
4220238 | 7 | Ball Float | 1988-06-01 |  | 1988-06-01 |  | Currently in Use | Gas (Historical Use) | 10000 | Fiberglass | 1988-06-01 | Fiberglass Reinforced Plastic | Pressurized
4220239 | 1 | Ball Float | 1998-05-10 |  | 1998-05-10 |  | Currently in Use | Diesel | 6000 | Steel-Impressed Current | 1983-05-09 | Steel (Impressed Current) | Pressurized
4220239 | 2 | Ball Float | 1998-05-10 |  | 1998-05-10 |  | Currently in Use | Diesel | 6000 | Steel-Impressed Current | 1983-05-09 | Steel (Impressed Current) | Pressurized
4220239 | 3 | Ball Float | 1998-05-10 |  | 1998-05-10 |  | Currently in Use | Diesel | 10000 | Steel-Impressed Current | 1983-05-09 | Steel (Impressed Current) | Pressurized
4220239 | 4 | Flapper Valve | 1998-05-10 |  | 1998-05-10 |  | Currently in Use | Kerosene | 2000 | Steel-Impressed Current | 1983-05-09 | Galvanized Steel | Safe Suction (Euro)
4220239 | 5 | Ball Float | 1996-10-01 |  | 1996-10-01 |  | Currently in Use | Gas (Historical Use) | 5000 | Steel-Impressed Current | 1983-05-09 | Steel (Impressed Current) | Pressurized
4220239 | 6 | Ball Float | 1996-10-01 |  | 1996-10-01 |  | Currently in Use | Gas (Historical Use) | 6000 | Steel-Impressed Current | 1983-05-09 | Steel (Impressed Current) | Pressurized
4220239 | 7 | Ball Float | 1996-10-01 |  | 1996-10-01 |  | Currently in Use | Gas (Historical Use) | 6000 | Steel-Impressed Current | 1983-05-09 | Steel (Impressed Current) | Pressurized
4220239 | 8 | Ball Float | 1996-10-01 |  | 1996-10-01 |  | Currently in Use | Gas (Historical Use) | 5000 | Steel-Impressed Current | 1998-05-01 | Steel (Impressed Current) | Pressurized
4220242 | 1 | Flapper Valve | 1998-09-15 | no | 1998-09-15 | no | Currently in Use | Gas (Historical Use) | 10000 | Steel-Impressed Current | 1998-08-17 |  | Pressurized
4220242 | 2 | Flapper Valve | 1998-09-15 | no | 1998-09-15 | no | Currently in Use | Gas (Historical Use) | 10134 | Steel-Impressed Current | 1998-08-17 |  | Pressurized
4220242 | 3 | Flapper Valve | 1998-09-15 | no | 1998-09-15 | no | Currently in Use | Gas (Historical Use) | 10000 | Steel-Impressed Current | 1998-08-17 |  | Pressurized
4220242 | 4 | Flapper Valve | 1998-09-15 | no | 1998-09-15 | no | Currently in Use | Diesel | 4010 | Steel-Impressed Current | 1998-08-17 |  | Pressurized
4220243 | 1 | Flapper Valve | 1998-09-23 |  | 1998-09-23 |  | Currently in Use | Gas (Historical Use) | 8000 | Steel-Impressed Current | 1998-09-09 | Cathodically Protected | Pressurized
4220243 | 2 | Flapper Valve | 1998-09-23 |  | 1998-09-23 |  | Currently in Use | Gas (Historical Use) | 10000 | Steel-Impressed Current | 1998-09-09 | Cathodically Protected | Pressurized
4220243 | 3 | Flapper Valve | 1998-09-23 |  | 1998-09-23 |  | Currently in Use | Gas (Historical Use) | 8000 | Steel-Impressed Current | 1998-07-09 | Cathodically Protected | Pressurized
4220243 | 4 | Flapper Valve | 1998-09-23 |  | 1998-09-23 |  | Currently in Use | Diesel | 20000 | Steel-Impressed Current | 1998-09-09 | Cathodically Protected | Pressurized
4220243 | 5 | Flapper Valve | 1998-09-23 |  | 1998-09-23 |  | Currently in Use | Kerosene | 4000 | Steel-Impressed Current | 1998-09-09 | Cathodically Protected | Pressurized
4220244 | 1 | Flapper Valve | 1998-08-11 | no | 1998-08-11 | no | Currently in Use | Regular | 8000 | Steel-Impressed Current | 1998-07-08 |  | Pressurized
4220244 | 2 | Flapper Valve | 1998-08-11 | no | 1998-08-11 | no | Currently in Use | Premium | 6110 | Steel-Impressed Current | 1998-07-08 |  | Pressurized
4220244 | 3 | Flapper Valve | 1998-08-11 | no | 1998-08-11 | no | Currently in Use | Diesel | 6110 | Steel-Impressed Current | 1998-07-08 |  | Pressurized
4220244 | 4 |  | 1998-08-11 | no | 1998-08-11 | no | Currently in Use | Diesel Off Road | 4110 | Steel-Impressed Current | 1998-07-08 |  | Safe Suction (Euro)
4220244 | 5 | Flapper Valve | 1998-08-11 | no | 1998-08-11 | no | Currently in Use | Kerosene | 4110 | Steel-Impressed Current | 1998-07-08 |  | Safe Suction (Euro)
4220245 | 1 | Flapper Valve | 1998-11-25 |  | 1998-11-25 |  | Currently in Use | Gas (Historical Use) | 6110 | Steel-Impressed Current | 1998-11-09 | Steel (Impressed Current) | Safe Suction (Euro)
4220245 | 2 | Flapper Valve | 1998-11-25 |  | 1998-11-25 |  | Currently in Use | Gas (Historical Use) | 6110 | Steel-Impressed Current | 1998-11-09 | Steel (Impressed Current) | Safe Suction (Euro)
4220245 | 3 | Flapper Valve | 1998-11-25 |  | 1998-11-25 |  | Currently in Use | Gas (Historical Use) | 4010 | Steel-Impressed Current | 1998-11-09 | Steel (Impressed Current) | Safe Suction (Euro)
4220246 | 1 | Ball Float | 1996-03-16 |  | 1996-03-16 |  | Currently in Use | Gas (Historical Use) | 10000 | Steel-Impressed Current | 1982-05-01 | Steel (Impressed Current) | Pressurized
4220246 | 2 | Ball Float | 1996-03-16 |  | 1996-03-16 |  | Currently in Use | Gas (Historical Use) | 8000 | Steel-Impressed Current | 1982-05-01 | Steel (Impressed Current) | Pressurized
4220246 | 3 | Ball Float | 1996-03-16 |  | 1996-03-16 |  | Currently in Use | Gas (Historical Use) | 8000 | Steel-Impressed Current | 1982-05-01 | Steel (Impressed Current) | Pressurized
4220247 | 1 | Flapper Valve | 1999-01-07 |  | 1999-01-07 |  | Removed from Ground | Gas (Historical Use) | 2000 | Steel-Impressed Current | 1976-05-01 | Steel (Impressed Current) | Safe Suction (Euro)
4220247 | 2 | Flapper Valve | 1999-01-07 |  | 1999-01-07 |  | Removed from Ground | Gas (Historical Use) | 10000 | Steel-Impressed Current | 1980-05-01 | Steel (Impressed Current) | Pressurized
4220247 | 3 | Flapper Valve | 1999-01-07 |  | 1999-01-07 |  | Removed from Ground | Gas (Historical Use) | 10000 | Steel-Impressed Current | 1980-05-01 | Steel (Impressed Current) | Pressurized
4220248 | 1 | [5 empty] | Removed from Ground | Other | 2000 | Bare Steel | 1970-07-08 | Copper | Suction (American)
4220248 | 2 | Overfill Alarm | 1996-02-17 | no | 1996-02-17 | no | Currently in Use | Diesel | 2500 | Fiberglass | 1996-02-17 | Copper
4220249 | 1 | [5 empty] | Removed from Ground | Gas (Historical Use) | 12000 | Bare Steel | 1980-07-08 | Unknown | Pressurized
4220249 | 2 |  |  | yes |  | yes | Removed from Ground | Used Oil | 500 | Bare Steel | 1985-07-08 | Unknown | Gravity Fed
4220250 | 1 | Flapper Valve | 1997-09-01 | yes | 1997-09-01 | yes | Currently in Use | Diesel | 30000 | Steel-Impressed Current | 1976-02-28 | Steel (Impressed Current) | Safe Suction (Euro)
4220250 | 2 | Flapper Valve | 2012-02-01 | no | 2012-02-01 | no | Currently in Use | Diesel | 40000 | Composite Double Walled | 2011-09-01 | Double-Walled Flex | Pressurized
4220251 | 1 | Ball Float | 1991-06-01 |  | 1991-06-01 |  | Removed from Ground | Gas (Historical Use) | 10000 | Galvanic (STIP-3) | 1991-06-01 | Double-Walled Flex | Pressurized
4220251 | 2 | Ball Float | 1991-06-01 |  | 1991-06-01 |  | Removed from Ground | Gas (Historical Use) | 10000 | Galvanic (STIP-3) | 1991-06-01 | Double-Walled Flex | Pressurized
4220251 | 3 | Ball Float | 1991-06-01 |  | 1991-06-01 |  | Removed from Ground | Gas (Historical Use) | 10000 | Galvanic (STIP-3) | 1991-06-01 | Double-Walled Flex | Pressurized
4220253 | 1 | [5 empty] | Removed from Ground | Other | 1 | Not Marked/Unknown | 1990-06-25 | Not Marked
4220253 | 2 | [5 empty] | Removed from Ground | Other | 1 | Not Marked/Unknown | 1990-06-25 | Not Marked
4220253 | 3 | [5 empty] | Removed from Ground | Other | 1 | Not Marked/Unknown | 1990-06-25 | Not Marked
4220254 | 1 | [5 empty] | Removed from Ground | Other | 1 | Not Marked/Unknown | 1990-04-10 | Not Marked
4220254 | 2 | [5 empty] | Removed from Ground | Other | 1 | Not Marked/Unknown | 1990-04-10 | Not Marked
4220254 | 3 | [5 empty] | Removed from Ground | Other | 1 | Not Marked/Unknown | 1990-04-10 | Not Marked
4220255 | 1 | [5 empty] | Removed from Ground | Other | 1 | Not Marked/Unknown | 1989-10-27 | Not Marked
4220255 | 2 | [5 empty] | Removed from Ground | Other | 1 | Not Marked/Unknown | 1989-10-27 | Not Marked
4220255 | 3 | [5 empty] | Removed from Ground | Other | 1 | Not Marked/Unknown | 1989-10-27 | Not Marked
4220256 | 1 | [5 empty] | Removed from Ground | Gas (Historical Use) | 1000 | Bare Steel | 1956-05-08 | Galvanized Steel | Suction (American)
4220256 | 2 | [5 empty] | Removed from Ground | Gas (Historical Use) | 1000 | Bare Steel | 1956-05-08 | Galvanized Steel | Suction (American)
4220256 | 3 | [5 empty] | Removed from Ground | Gas (Historical Use) | 500 | Bare Steel | 1956-05-08 | Galvanized Steel | Suction (American)
4220256 | 4 | [5 empty] | Removed from Ground | Gas (Historical Use) | 500 | Bare Steel | 1956-05-08 | Galvanized Steel | Suction (American)
4220257 | 1 | [5 empty] | Removed from Ground | Gas (Historical Use) | 1000 | Bare Steel | 1975-09-27 | Unknown
4220257 | 2 | [5 empty] | Removed from Ground | Gas (Historical Use) | 1000 | Bare Steel | 1975-09-27 | Unknown
4220257 | 3 | [5 empty] | Removed from Ground | Gas (Historical Use) | 5000 | Cathodically Protected Steel | 1986-01-01 | Cathodically Protected
4220257 | 4 | [5 empty] | Removed from Ground | Gas (Historical Use) | 5000 | Cathodically Protected Steel | 1986-01-01 | Cathodically Protected
4220257 | 5 |  | 1997-12-03 |  | 1997-12-03 |  | Currently in Use | Gas (Historical Use) | 5000 | Steel-Impressed Current | 1988-11-01 | Cathodically Protected | Pressurized
4220257 | 6 |  | 1997-12-03 |  | 1997-12-03 |  | Currently in Use | Gas (Historical Use) | 5000 | Galvanic (STIP-3) | 1988-11-01 | Cathodically Protected | Pressurized
4222360 | 1 | [5 empty] | Closed in Ground | Gas (Historical Use) | 3000 | Bare Steel | 1976-05-02 | Galvanized Steel | Safe Suction (Euro)
4230002 | 1 | [5 empty] | Removed from Ground | Gas (Historical Use) | 1000 | Bare Steel | 1975-04-01 | Galvanized Steel | Safe Suction (Euro)
4230003 | 1 | [5 empty] | Removed from Ground | Gas (Historical Use) | 2000 | Bare Steel | 1961-03-31 | Galvanized Steel | Safe Suction (Euro)
4230004 | 1 | [5 empty] | Removed from Ground | Diesel | 500 | Bare Steel | 1966-03-31 | Galvanized Steel | Safe Suction (Euro)
4230005 | 1 | [5 empty] | Removed from Ground | Gas (Historical Use) | 100 | Bare Steel | 1976-03-31 | Galvanized Steel | Safe Suction (Euro)
4230005 | 2 | [5 empty] | Removed from Ground | Gas (Historical Use) | 270 | Bare Steel | 1987-07-01 | Copper | Safe Suction (Euro)
4230006 | 1 | Flapper Valve | 1998-06-26 |  | 1998-06-26 |  | Currently in Use | Gas (Historical Use) | 10152 | Steel-Impressed Current | 1985-05-01 | Steel (Impressed Current) | Pressurized
4230006 | 2 | Flapper Valve | 1998-06-26 |  | 1998-06-26 |  | Temporarily out of use | Gas (Historical Use) | 10152 | Steel-Impressed Current | 1985-05-01 | Steel (Impressed Current) | Pressurized
4230006 | 3 | Flapper Valve | 1998-06-26 |  | 1998-06-26 |  | Currently in Use | Gas (Historical Use) | 10152 | Steel-Impressed Current | 1985-05-01 | Steel (Impressed Current) | Pressurized
4230006 | 4 | Flapper Valve | 1998-06-26 |  | 1998-06-26 |  | Temporarily out of use | Kerosene | 4030 | Steel-Impressed Current | 1981-05-01 | Steel (Impressed Current) | Suction (American)
4230007 | 1 | [5 empty] | Removed from Ground | Other | 8000 | Bare Steel | 1971-04-25 | Galvanized Steel
4230007 | 2 | [5 empty] | Removed from Ground | Other | 8000 | Bare Steel | 1971-04-25 | Galvanized Steel
4230008 | 1 | [5 empty] | Removed from Ground | Gas (Historical Use) | 2000 | Bare Steel | 1980-12-12 | Galvanized Steel | Safe Suction (Euro)
4230008 | 2 | [5 empty] | Removed from Ground | Diesel | 2000 | Bare Steel | 1992-11-20 | Galvanized Steel | Safe Suction (Euro)
4230008 | 204701 |  | 1992-11-20 |  | 1992-11-20 |  | Removed from Ground | Diesel | 1000 | Galvanic (STIP-3) | 1992-11-20 | Cathodically Protected | Safe Suction (Euro)
4230008 | 204702 |  | 1992-11-20 |  | 1992-11-20 |  | Removed from Ground | Gas (Historical Use) | 1000 | Galvanic (STIP-3) | 1992-11-20 | Cathodically Protected | Safe Suction (Euro)
4230009 | 1 | [5 empty] | Removed from Ground | Diesel | 1000 | Bare Steel | 1981-04-07 | Galvanized Steel
4230009 | 2 | [5 empty] | Removed from Ground | Diesel | 1000 | Bare Steel | 1981-04-07 | Galvanized Steel
4230009 | 3 | [5 empty] | Removed from Ground | Diesel | 10000 | Bare Steel | 1980-04-07 | Galvanized Steel
4230009 | 4 | [5 empty] | Removed from Ground | Gas (Historical Use) | 6000 | Bare Steel | 1980-04-07 | Galvanized Steel
4230009 | 5 | Flapper Valve | 1999-04-29 | no | 1999-04-29 | no | Currently in Use | Gas (Historical Use) | 6000 | Steel-Impressed Current | 1980-04-07 | Steel (Impressed Current) | Pressurized
4230009 | 6 |  |  | yes |  | yes | Removed from Ground | Used Oil | 1000 | Not Marked/Unknown | 1999-12-01 | Not Marked
4230009 | 7 | [5 empty] | Removed from Ground | Other | 1000 | Not Marked/Unknown | 1999-12-01 | Not Marked
4230011 | 1 | [5 empty] | Removed from Ground | Diesel | 2000 | Bare Steel | 1984-07-02 | Galvanized Steel | Suction (American)
4230011 | 2 | [5 empty] | Removed from Ground | Gas (Historical Use) | 3000 | Bare Steel | 1976-07-02 | Galvanized Steel | Suction (American)
4230011 | 3 | [5 empty] | Removed from Ground | Other | 1000 | Bare Steel | 1971-07-03 | Galvanized Steel
4230013 | 1 | [5 empty] | Removed from Ground | Kerosene | 1000 | Bare Steel | 1983-05-07 | Galvanized Steel | Suction (American)
4230013 | 2 | [5 empty] | Removed from Ground | Gas (Historical Use) | 4000 | Bare Steel | 1983-05-07 | Galvanized Steel | Suction (American)
4230013 | 3 | [5 empty] | Removed from Ground | Gas (Historical Use) | 4000 | Bare Steel | 1983-05-07 | Galvanized Steel | Suction (American)
4230013 | 4 | [5 empty] | Removed from Ground | Gas (Historical Use) | 3000 | Bare Steel | 1983-05-07 | Galvanized Steel | Suction (American)
4230015 | 1 | [5 empty] | Removed from Ground | Gas (Historical Use) | 10000 | Bare Steel | 1971-05-08 | Galvanized Steel | Suction (American)
4230015 | 2 | [5 empty] | Removed from Ground | Other | 5000 | Bare Steel | 1956-05-07 | Unknown
4230015 | 3 | Flapper Valve | 1997-09-01 |  | 1997-09-01 |  | Removed from Ground | Gas (Historical Use) | 10000 | Composite | 1997-09-10 | Fiberglass Reinforced Plastic | Safe Suction (Euro)
4230016 | 1 | [5 empty] | Removed from Ground | Empty | 2000 | Bare Steel | 1959-05-06 | Galvanized Steel | Safe Suction (Euro)
4230016 | 2 | [5 empty] | Removed from Ground | Gas (Historical Use) | 2000 | Bare Steel | 1959-05-06 | Galvanized Steel | Safe Suction (Euro)
4230016 | 3 | [5 empty] | Removed from Ground | Gas (Historical Use) | 2000 | Bare Steel | 1959-05-06 | Galvanized Steel | Safe Suction (Euro)
4230016 | 4 | [5 empty] | Removed from Ground | Kerosene | 550 | Bare Steel | 1959-05-06 | Galvanized Steel | Safe Suction (Euro)
4230016 | 5 |  |  | yes |  | yes | Removed from Ground | Used Oil | 280 | Bare Steel | 1959-05-06 | Galvanized Steel
4230017 | 1 |  |  | yes |  | yes | Removed from Ground | Used Oil | 1000 | Fiberglass | 1984-03-04 | Fiberglass Reinforced Plastic | Gravity Fed
4230017 | 2 | [5 empty] | Removed from Ground | Gas (Historical Use) | 10000 | Fiberglass | 1984-03-04 | Fiberglass Reinforced Plastic | Pressurized
4230017 | 3 | [5 empty] | Removed from Ground | Gas (Historical Use) | 10000 | Fiberglass | 1984-03-04 | Fiberglass Reinforced Plastic | Pressurized
4230017 | 4 | [5 empty] | Removed from Ground | Gas (Historical Use) | 10000 | Fiberglass | 1984-03-04 | Fiberglass Reinforced Plastic | Pressurized
4230017 | 5 | [5 empty] | Removed from Ground | Diesel | 10000 | Fiberglass | 1984-03-04 | Fiberglass Reinforced Plastic | Pressurized
4230019 | 1 |  | 1994-06-21 |  | 1994-06-21 |  | Removed from Ground | Gas (Historical Use) | 10152 | Cathodically Protected Steel | 1986-01-01 | Fiberglass Reinforced Plastic | Pressurized
4230019 | 2 |  | 1994-06-21 |  | 1994-06-21 |  | Removed from Ground | Gas (Historical Use) | 10152 | Cathodically Protected Steel | 1986-01-01 | Fiberglass Reinforced Plastic | Pressurized
4230019 | 3 |  | 1994-06-21 |  | 1994-06-21 |  | Removed from Ground | Gas (Historical Use) | 10152 | Cathodically Protected Steel | 1986-01-01 | Fiberglass Reinforced Plastic | Pressurized
4230019 | 4 |  | 1994-06-21 |  | 1994-06-21 |  | Removed from Ground | Kerosene | 2000 | Cathodically Protected Steel | 1986-01-01 | Fiberglass Reinforced Plastic | Pressurized
4230021 | 1 |  | 1983-11-01 |  | 1983-11-01 |  | Removed from Ground | Diesel | 12000 | Fiberglass | 1983-11-01 | Fiberglass Reinforced Plastic | Pressurized
4230021 | 10 |  | 1983-11-01 |  | 1983-11-01 |  | Removed from Ground | Diesel | 10000 | Fiberglass | 1983-11-01 | Fiberglass Reinforced Plastic | Pressurized
4230021 | 11 |  |  | yes |  | yes | Removed from Ground | Used Oil | 2000 | Fiberglass | 1982-09-01 | Fiberglass Reinforced Plastic | Gravity Fed
4230021 | 2 |  | 1983-11-01 |  | 1983-11-01 |  | Removed from Ground | Diesel | 12000 | Fiberglass | 1983-11-01 | Fiberglass Reinforced Plastic | Pressurized
4230021 | 3 |  | 1983-11-01 |  | 1983-11-01 |  | Removed from Ground | Diesel | 12000 | Fiberglass | 1983-11-01 | Fiberglass Reinforced Plastic | Pressurized
4230021 | 4 |  | 1983-11-01 |  | 1983-11-01 |  | Removed from Ground | Diesel | 12000 | Fiberglass | 1983-11-01 | Fiberglass Reinforced Plastic | Pressurized
4230021 | 5 |  | 1983-11-01 |  | 1983-11-01 |  | Removed from Ground | Diesel | 12000 | Fiberglass | 1983-11-01 | Fiberglass Reinforced Plastic | Pressurized
4230021 | 6 |  | 1983-11-01 |  | 1983-11-01 |  | Removed from Ground | Diesel | 12000 | Fiberglass | 1983-11-01 | Fiberglass Reinforced Plastic | Pressurized
4230021 | 7 |  | 1983-11-01 |  | 1983-11-01 |  | Removed from Ground | Diesel | 12000 | Fiberglass | 1983-11-01 | Fiberglass Reinforced Plastic | Pressurized
4230021 | 8 |  | 1983-11-01 |  | 1983-11-01 |  | Removed from Ground | Diesel | 10000 | Fiberglass | 1983-11-01 | Fiberglass Reinforced Plastic | Pressurized
4230021 | 9 |  | 1983-11-01 |  | 1983-11-01 |  | Removed from Ground | Other | 10000 | Fiberglass | 1983-11-01 | Fiberglass Reinforced Plastic | Pressurized
4230022 | 1 | [5 empty] | Removed from Ground | Gas (Historical Use) | 2000 | Bare Steel | 1971-05-08 | Galvanized Steel
4230022 | 2 | [5 empty] | Removed from Ground | Gas (Historical Use) | 1000 | Bare Steel | 1971-05-08 | Galvanized Steel
4230022 | 3 | [5 empty] | Removed from Ground | Gas (Historical Use) | 1000 | Bare Steel | 1971-05-08 | Galvanized Steel
4230024 | 1 | [5 empty] | Removed from Ground | Gas (Historical Use) | 8000 | Bare Steel | 1976-05-08 | Galvanized Steel
4230024 | 2 | [5 empty] | Removed from Ground | Gas (Historical Use) | 6000 | Bare Steel | 1976-05-08 | Galvanized Steel
4230024 | 3 | [5 empty] | Removed from Ground | Gas (Historical Use) | 6000 | Bare Steel | 1978-02-11 | Galvanized Steel
4230024 | 4 | [5 empty] | Removed from Ground | Gas (Historical Use) | 6000 | Bare Steel | 1978-02-11 | Galvanized Steel
4230024 | 5 | [5 empty] | Removed from Ground | Kerosene | 550 | Bare Steel | 1983-05-24 | Galvanized Steel
4230025 | 1 | [5 empty] | Removed from Ground | Diesel | 20000 | Bare Steel | 1976-01-01 | Galvanized Steel
4230025 | 1A |  | 1988-08-01 |  | 1988-08-01 |  | Removed from Ground | Gas (Historical Use) | 12000 | Fiberglass | 1988-08-01 | Fiberglass Reinforced Plastic | Pressurized
4230025 | 2 | [5 empty] | Removed from Ground | Diesel | 20000 | Bare Steel | 1976-01-01 | Galvanized Steel
4230025 | 2A |  | 1988-08-01 |  | 1988-08-01 |  | Removed from Ground | Gas (Historical Use) | 12000 | Fiberglass | 1988-08-01 | Fiberglass Reinforced Plastic | Pressurized
4230025 | 3 | [5 empty] | Removed from Ground | Kerosene | 12000 | Bare Steel | 1987-12-16 | Galvanized Steel
4230025 | 3A |  | 1988-08-01 |  | 1988-08-01 |  | Removed from Ground | Gas (Historical Use) | 12000 | Fiberglass | 1988-08-01 | Fiberglass Reinforced Plastic | Pressurized
4230025 | 4 | [5 empty] | Removed from Ground | Kerosene | 1 | Bare Steel | 1987-12-16 | Galvanized Steel
4230025 | 4A |  | 1988-08-01 |  | 1988-08-01 |  | Removed from Ground | Diesel | 20000 | Fiberglass | 1988-08-01 | Fiberglass Reinforced Plastic | Pressurized
4230025 | 5 | [5 empty] | Removed from Ground | Kerosene | 1 | Bare Steel | 1987-12-16 | Galvanized Steel
4230025 | 5A |  | 1988-08-01 |  | 1988-08-01 |  | Removed from Ground | Diesel | 20000 | Fiberglass | 1988-08-01 | Fiberglass Reinforced Plastic | Pressurized
4230027 | 1 | [5 empty] | Removed from Ground | Gas (Historical Use) | 8000 | Bare Steel | 1984-05-08 | Galvanized Steel
4230027 | 2 | [5 empty] | Removed from Ground | Gas (Historical Use) | 2000 | Bare Steel | 1973-05-06 | Galvanized Steel
4230027 | 3 | Flapper Valve | 1992-01-01 |  | 1992-01-01 |  | Currently in Use | Gas (Historical Use) | 8000 | Galvanic (STIP-3) | 1992-04-01 | Fiberglass Reinforced Plastic | Safe Suction (Euro)
4230027 | 4 | Flapper Valve | 1992-01-01 |  | 1992-01-01 |  | Currently in Use | Gas (Historical Use) | 4000 | Galvanic (STIP-3) | 1988-01-01 | Fiberglass Reinforced Plastic | Safe Suction (Euro)
4230030 | 1 | Flapper Valve | 1998-12-01 | no | 1998-12-01 | no | Removed from Ground | Gas (Historical Use) | 6000 | Steel-Impressed Current | 1978-05-06 |  | Suction (American)
4230030 | 2 | Flapper Valve | 1998-12-01 | no | 1998-12-01 | no | Removed from Ground | Gas (Historical Use) | 6000 | Steel-Impressed Current | 1978-05-06 |  | Suction (American)
4230030 | 3 | Flapper Valve | 1998-12-01 | no | 1998-12-01 | no | Removed from Ground | Kerosene | 1000 | Steel-Impressed Current | 1988-10-20 |  | Suction (American)
4230032 | 1 |  | 1997-05-23 |  | 1997-05-23 |  | Removed from Ground | Gas (Historical Use) | 1000 | Bare Steel | 1971-05-01 | Galvanized Steel | Safe Suction (Euro)
4230032 | 2 |  | 1997-05-23 |  | 1997-05-23 |  | Removed from Ground | Gas (Historical Use) | 1000 | Bare Steel | 1971-05-01 | Galvanized Steel | Safe Suction (Euro)
4230032 | 3 |  | 1997-05-23 |  | 1997-05-23 |  | Removed from Ground | Gas (Historical Use) | 1000 | Bare Steel | 1971-05-01 | Galvanized Steel | Safe Suction (Euro)
4230034 | 1 | [5 empty] | Removed from Ground | Empty | 4000 | Bare Steel | 1979-05-06 | Galvanized Steel | Safe Suction (Euro)
4230034 | 2 | [5 empty] | Removed from Ground | Empty | 2000 | Bare Steel | 1979-05-06 | Galvanized Steel | Safe Suction (Euro)
4230034 | 3 | [5 empty] | Removed from Ground | Empty | 4000 | Bare Steel | 1979-05-06 | Galvanized Steel | Safe Suction (Euro)
4230035 | 1 | Overfill Alarm | 1996-02-16 |  | 1996-02-16 |  | Currently in Use | Gas (Historical Use) | 6000 | Steel-Impressed Current | 1984-02-04 | Fiberglass Reinforced Plastic | Pressurized
4230035 | 2 | Overfill Alarm | 1996-02-16 |  | 1996-02-16 |  | Currently in Use | Gas (Historical Use) | 8000 | Steel-Impressed Current | 1984-05-05 | Fiberglass Reinforced Plastic | Pressurized
4230035 | 3 | Overfill Alarm | 1996-02-16 |  | 1996-02-16 |  | Currently in Use | Gas (Historical Use) | 8000 | Steel-Impressed Current | 1984-05-05 | Fiberglass Reinforced Plastic | Pressurized
4230036 | 1 | [5 empty] | Removed from Ground | Gas (Historical Use) | 9994 | Bare Steel | 1981-04-24 | Galvanized Steel
4230036 | 2 | [5 empty] | Removed from Ground | Gas (Historical Use) | 9994 | Bare Steel | 1981-04-24 | Galvanized Steel
4230036 | 3 | [5 empty] | Removed from Ground | Gas (Historical Use) | 9994 | Bare Steel | 1981-04-24 | Galvanized Steel
4230036 | 4 | [5 empty] | Removed from Ground | Diesel | 9994 | Bare Steel | 1981-04-24 | Galvanized Steel
4230037 | 1 | [5 empty] | Removed from Ground | Diesel | 500 | Bare Steel | 1971-04-26 | Galvanized Steel | Safe Suction (Euro)
4230037 | 2 | [5 empty] | Removed from Ground | Gas (Historical Use) | 8000 | Bare Steel | 1983-04-26 | Galvanized Steel | Suction (American)
4230038 | 1 | [5 empty] | Removed from Ground | Gas (Historical Use) | 10000 | Bare Steel | 1982-04-24 | Galvanized Steel | Pressurized
4230038 | 2 | [5 empty] | Removed from Ground | Gas (Historical Use) | 10000 | Bare Steel | 1982-04-24 | Galvanized Steel | Pressurized
4230038 | 3 | [5 empty] | Removed from Ground | Gas (Historical Use) | 10000 | Bare Steel | 1982-04-24 | Galvanized Steel | Pressurized
4230041 | 1 | [5 empty] | Removed from Ground | Gas (Historical Use) | 12000 | Bare Steel | 1976-04-14 | Bare Steel
4230041 | 2 | [5 empty] | Removed from Ground | Gas (Historical Use) | 10000 | Bare Steel | 1976-04-14 | Bare Steel
4230041 | 3 | [5 empty] | Removed from Ground | Gas (Historical Use) | 10000 | Bare Steel | 1976-04-14 | Bare Steel
4230041 | 4 | [5 empty] | Removed from Ground | Diesel | 20000 | Bare Steel | 1976-04-14 | Bare Steel
4230041 | 5 | Overfill Alarm | 1994-01-01 |  | 1990-01-01 |  | Temporarily out of use | Diesel | 20000 | Fiberglass Double Walled | 1990-11-02 | Fiberglass Reinforced Plastic | Pressurized
4230041 | 6 | Overfill Alarm | 1994-01-01 |  | 1990-01-01 |  | Temporarily out of use | Diesel | 12000 | Fiberglass Double Walled | 1990-11-02 | Fiberglass Reinforced Plastic | Pressurized
4230041 | 7 | Overfill Alarm | 1994-01-01 |  | 1990-01-01 |  | Temporarily out of use | Gas (Historical Use) | 12000 | Fiberglass Double Walled | 1990-11-02 | Fiberglass Reinforced Plastic | Pressurized
4230041 | 8 | Overfill Alarm | 1994-01-01 |  | 1990-01-01 |  | Temporarily out of use | Gas (Historical Use) | 10000 | Fiberglass Double Walled | 1990-11-02 | Fiberglass Reinforced Plastic | Pressurized
4230041 | 9 | Overfill Alarm | 1990-01-01 |  | 1990-01-01 |  | Temporarily out of use | Gas (Historical Use) | 10000 | Fiberglass Double Walled | 1990-11-02 | Fiberglass Reinforced Plastic | Pressurized
4230044 | 1 |  | 1997-07-01 | yes | 1997-07-01 | yes | Currently in Use | Used Oil | 1000 | Fiberglass | 1985-04-28 | Fiberglass Reinforced Plastic | Gravity Fed
4230044 | 2 | Flapper Valve | 1997-07-01 |  | 1997-07-01 |  | Currently in Use | Gas (Historical Use) | 12000 | Fiberglass | 1985-04-28 | Fiberglass Reinforced Plastic | Pressurized
4230044 | 3 | Flapper Valve | 1997-07-01 |  | 1997-07-01 |  | Currently in Use | Gas (Historical Use) | 12000 | Fiberglass | 1985-04-28 | Fiberglass Reinforced Plastic | Pressurized
4230044 | 4 | Flapper Valve | 1997-07-01 |  | 1997-07-01 |  | Currently in Use | Gas (Historical Use) | 12000 | Fiberglass | 1985-04-28 | Fiberglass Reinforced Plastic | Pressurized
4230044 | 5 | Flapper Valve | 1997-07-01 |  | 1997-07-01 |  | Currently in Use | Diesel | 20000 | Fiberglass | 1985-04-28 | Fiberglass Reinforced Plastic | Pressurized
4230044 | 6 | Flapper Valve | 1997-07-01 |  | 1997-07-01 |  | Currently in Use | Diesel | 20000 | Fiberglass | 1985-04-28 | Fiberglass Reinforced Plastic | Pressurized
4230047 | 61704 | [5 empty] | Removed from Ground | Other | 1000 | Bare Steel | 1989-06-22 | Unknown
4230047 | 617D1 | [5 empty] | Removed from Ground | Diesel | 1000 | Bare Steel | 1981-02-07 | Galvanized Steel | Safe Suction (Euro)
4230047 | 617G1 | [5 empty] | Removed from Ground | Gas (Historical Use) | 1000 | Bare Steel | 1980-02-08 | Galvanized Steel | Safe Suction (Euro)
4230047 | 617G2 | [5 empty] | Removed from Ground | Gas (Historical Use) | 1000 | Cathodically Protected Steel | 1985-02-07 | Galvanized Steel | Safe Suction (Euro)
4230048 | 1 | [5 empty] | Removed from Ground | Gas (Historical Use) | 550 | Bare Steel | 1961-04-03 | Galvanized Steel
4230048 | 2 | [5 empty] | Removed from Ground | Gas (Historical Use) | 550 | Bare Steel | 1961-04-03 | Galvanized Steel
4230050 | 1 |  | 1993-06-12 |  | 1993-06-12 |  | Removed from Ground | Gas (Historical Use) | 8000 | Fiberglass | 1981-01-01 | Fiberglass Reinforced Plastic | Pressurized
4230050 | 2 |  | 1993-06-12 |  | 1993-06-12 |  | Removed from Ground | Gas (Historical Use) | 8000 | Fiberglass | 1981-01-01 | Fiberglass Reinforced Plastic | Pressurized
4230050 | 3 |  | 1993-06-12 |  | 1993-06-12 |  | Removed from Ground | Gas (Historical Use) | 10000 | Fiberglass | 1981-01-01 | Fiberglass Reinforced Plastic | Pressurized
4230050 | 4 |  |  | yes |  | yes | Removed from Ground | Used Oil | 1000 | Fiberglass | 1981-03-19 | Fiberglass Reinforced Plastic | Pressurized
4230051 | 1 | [5 empty] | Removed from Ground | Empty | 6000 | Bare Steel | 1970-04-30 | Galvanized Steel
4230051 | 1A |  | 1990-04-27 |  | 1990-04-27 |  | Currently in Use | Gas (Historical Use) | 8000 | Cathodically Protected Steel | 1990-04-27 | Fiberglass Reinforced Plastic | Pressurized
4230051 | 2 | [5 empty] | Removed from Ground | Empty | 6000 | Bare Steel | 1970-04-30 | Galvanized Steel
4230051 | 2A |  | 1990-04-30 |  | 1990-04-30 |  | Currently in Use | Gas (Historical Use) | 6000 | Cathodically Protected Steel | 1990-04-30 | Fiberglass Reinforced Plastic | Pressurized
4230051 | 3 | [5 empty] | Removed from Ground | Empty | 8000 | Bare Steel | 1971-05-01 | Galvanized Steel
4230051 | 3A |  | 1990-04-30 |  | 1990-04-30 |  | Currently in Use | Gas (Historical Use) | 6000 | Cathodically Protected Steel | 1990-04-30 | Fiberglass Reinforced Plastic | Pressurized
4230051 | 4 | [5 empty] | Removed from Ground | Empty | 10000 | Bare Steel | 1979-05-01 | Galvanized Steel
4230051 | 5 |  |  | yes |  | yes | Removed from Ground | Empty | 550 | Bare Steel | 1970-01-01 | Galvanized Steel
4230051 | 6 | [5 empty] | Removed from Ground | Empty | 550 | Bare Steel | 1970-01-01 | Galvanized Steel
4230052 | 1 | Overfill Alarm | 1992-04-06 |  | 1997-12-15 |  | Currently in Use | Diesel | 10000 | Steel-Impressed Current | 1997-12-15 | Fiberglass Reinforced Plastic | Pressurized
4230052 | 2 | Overfill Alarm | 1992-04-06 |  | 1997-12-15 |  | Currently in Use | Diesel | 10000 | Steel-Impressed Current | 1997-12-15 | Fiberglass Reinforced Plastic | Pressurized
4230052 | 3 | Overfill Alarm | 1997-04-06 |  | 1997-12-15 |  | Currently in Use | Diesel | 10000 | Steel-Impressed Current | 1997-12-15 | Fiberglass Reinforced Plastic | Pressurized
4230052 | 4 | [5 empty] | Closed in Ground | Gas (Historical Use) | 5000 | Bare Steel |  | Not Marked | Pressurized
4230053 | 1 | [5 empty] | Removed from Ground | Gas (Historical Use) | 10000 | Bare Steel | 1976-03-12 | Galvanized Steel
4230053 | 2 | [5 empty] | Removed from Ground | Gas (Historical Use) | 10000 | Bare Steel | 1979-03-13 | Galvanized Steel
4230053 | 3 | [5 empty] | Removed from Ground | Gas (Historical Use) | 10000 | Bare Steel | 1976-03-12 | Galvanized Steel
4230053 | 4 | [5 empty] | Removed from Ground | Gas (Historical Use) | 10000 | Bare Steel | 1976-03-12 | Galvanized Steel
4230053 | 5 | Ball Float | 1991-05-17 |  | 1991-05-17 |  | Removed from Ground | Gas (Historical Use) | 10000 | Composite | 1991-05-17 | Double-Walled Flex | Pressurized
4230053 | 6 | Ball Float | 1991-05-17 |  | 1991-05-17 |  | Removed from Ground | Gas (Historical Use) | 10000 | Composite | 1991-05-17 | Double-Walled Flex | Pressurized
4230053 | 7 | Ball Float | 1991-05-17 |  | 1991-05-17 |  | Removed from Ground | Gas (Historical Use) | 10000 | Composite | 1991-05-17 | Double-Walled Flex | Pressurized
4230053 | 8 | Ball Float | 1991-05-17 |  | 1991-05-17 |  | Removed from Ground | Kerosene | 2000 | Composite | 1991-05-17 | Double-Walled Flex | Pressurized
4230055 | 1 | [5 empty] | Removed from Ground | Diesel | 10000 | Bare Steel | 1976-02-22 | Galvanized Steel
4230055 | 2 | [5 empty] | Removed from Ground | Kerosene | 10000 | Bare Steel | 1976-02-22 | Galvanized Steel
4230057 | 1 | [5 empty] | Removed from Ground | Other | 550 | Bare Steel | 1966-01-07 | Galvanized Steel
4230057 | 2 | [5 empty] | Removed from Ground | Other | 550 | Bare Steel | 1966-01-07 | Galvanized Steel
4230057 | 3 | [5 empty] | Removed from Ground | Other | 8000 | Bare Steel | 1971-01-08 | Galvanized Steel
4230058 | 1 | [5 empty] | Closed in Ground | Diesel | 10000 | Bare Steel | 1972-01-01 | Galvanized Steel | Suction (American)
4230058 | 3 | [5 empty] | Removed from Ground | Diesel | 500 | Bare Steel | 1953-01-01 | Copper | Suction (American)
4230058 | 4 | [5 empty] | Removed from Ground | Diesel | 500 | Bare Steel | 1967-03-04 | Copper | Suction (American)
4230058 | 5 | Flapper Valve | 1999-08-01 | no | 1999-08-01 | no | Removed from Ground | Diesel | 3000 | Fiberglass | 2016-03-09 | Copper | Safe Suction (Euro)
4230058 | 6 | [5 empty] | Removed from Ground | Diesel | 15000 | Fiberglass | 1984-01-01 | Copper | Suction (American)
4230058 | 7 | [5 empty] | Removed from Ground | Gas (Historical Use) | 2000 | Fiberglass | 1985-01-01 | Galvanized Steel
4230059 | 1 | [5 empty] | Closed in Ground | Diesel | 2000 | Bare Steel | 1976-01-30 | Not Marked
4230059 | 2 | [5 empty] | Closed in Ground | Gas (Historical Use) | 2000 | Bare Steel | 1976-01-30 | Not Marked
4230059 | 3 |  | 1990-01-01 |  | 1990-01-01 |  | Removed from Ground | Gas (Historical Use) | 2000 | Galvanic (STIP-3) | 1990-01-01 | Fiberglass Reinforced Plastic | Pressurized
4230059 | 4 |  | 1990-01-01 |  | 1990-01-01 |  | Removed from Ground | Diesel | 10000 | Galvanic (STIP-3) | 1990-01-01 | Fiberglass Reinforced Plastic | Pressurized
4230060 | 1 | [5 empty] | Removed from Ground | Diesel | 8000 | Bare Steel | 1973-04-16 | Galvanized Steel | Suction (American)
4230060 | 2 | [5 empty] | Removed from Ground | Gas (Historical Use) | 10000 | Bare Steel | 1980-04-16 | Galvanized Steel | Suction (American)
4230062 | 1 | [5 empty] | Removed from Ground | Gas (Historical Use) | 1000 | Bare Steel | 1966-04-18 | Unknown
4230062 | 2 | [5 empty] | Removed from Ground | Gas (Historical Use) | 1000 | Bare Steel | 1966-04-18 | Unknown
4230062 | 3 | [5 empty] | Removed from Ground | Gas (Historical Use) | 1000 | Bare Steel | 1966-04-18 | Unknown
4230064 | 1 |  | 1994-12-01 |  | 1994-12-01 |  | Removed from Ground | Gas (Historical Use) | 3000 | Bare Steel | 1961-01-03 | Fiberglass Reinforced Plastic | Pressurized
4230064 | 2 |  | 1994-12-01 |  | 1994-12-01 |  | Removed from Ground | Gas (Historical Use) | 3000 | Bare Steel | 1961-01-03 | Fiberglass Reinforced Plastic | Pressurized
4230064 | 3 |  | 1994-12-01 |  | 1994-12-01 |  | Removed from Ground | Gas (Historical Use) | 3000 | Bare Steel | 1961-01-03 | Fiberglass Reinforced Plastic | Pressurized
4230064 | 4 |  | 1994-12-01 |  | 1994-12-01 |  | Removed from Ground | Gas (Historical Use) | 3000 | Bare Steel | 1984-01-03 | Fiberglass Reinforced Plastic | Pressurized
4230064 | 5 |  |  | yes |  | yes | Removed from Ground | Used Oil | 550 | Fiberglass Double Walled | 1961-01-03 | Not Marked
4230064 | 6A | Ball Float | 2000-05-01 | no | 2000-05-01 | no | Currently in Use | Regular | 4000 | Composite Double Walled | 2000-05-01 | Fiberglass Reinforced Plastic | Pressurized
4230064 | 6B | Ball Float | 2000-05-01 | no | 2000-05-01 | no | Currently in Use | Regular | 8000 | Composite Double Walled | 2000-05-01 | Fiberglass Reinforced Plastic | Pressurized
4230065 | 1 |  |  | yes |  | yes | Removed from Ground | Used Oil | 1000 | Bare Steel | 1972-04-01 | Galvanized Steel
4230066 | 1 | Flapper Valve | 1980-04-01 |  | 1993-06-01 |  | Removed from Ground | Gas (Historical Use) | 10000 | Fiberglass | 1980-04-30 | Fiberglass Reinforced Plastic | Pressurized
4230066 | 2 | Flapper Valve | 1980-04-01 |  | 1993-06-01 |  | Removed from Ground | Gas (Historical Use) | 10000 | Fiberglass | 1980-04-30 | Fiberglass Reinforced Plastic | Pressurized
4230066 | 3 | Flapper Valve | 1980-04-01 |  | 1993-06-03 |  | Removed from Ground | Gas (Historical Use) | 10000 | Fiberglass | 1980-04-30 | Fiberglass Reinforced Plastic | Pressurized
4230066 | 4 | Flapper Valve | 1980-04-01 |  | 1993-06-01 |  | Removed from Ground | Diesel | 10000 | Fiberglass | 1980-04-30 | Fiberglass Reinforced Plastic | Pressurized
4230067 | 1 | [5 empty] | Removed from Ground | Gas (Historical Use) | 9994 | Bare Steel | 1981-04-24 | Galvanized Steel
4230067 | 2 | [5 empty] | Removed from Ground | Gas (Historical Use) | 9994 | Bare Steel | 1981-04-24 | Galvanized Steel
4230067 | 3 | [5 empty] | Removed from Ground | Gas (Historical Use) | 9994 | Bare Steel | 1981-04-24 | Galvanized Steel
4230067 | 4 | Ball Float | 1994-09-02 |  | 1994-09-02 |  | Currently in Use | Gas (Historical Use) | 10000 | Composite | 1994-09-02 | Fiberglass Reinforced Plastic | Pressurized
4230067 | 5 | Ball Float | 1994-09-02 |  | 1994-09-02 |  | Currently in Use | Gas (Historical Use) | 10000 | Composite | 1994-09-02 | Fiberglass Reinforced Plastic | Pressurized
4230067 | 6 | Ball Float | 1994-09-02 |  | 1994-09-02 |  | Currently in Use | Gas (Historical Use) | 10000 | Composite | 1994-09-02 | Fiberglass Reinforced Plastic | Pressurized
4230068 | 1 | [5 empty] | Removed from Ground | Gas (Historical Use) | 10000 | Bare Steel | 1981-04-24 | Galvanized Steel | Pressurized
4230068 | 2 | [5 empty] | Removed from Ground | Gas (Historical Use) | 10000 | Bare Steel | 1981-04-24 | Galvanized Steel | Pressurized
4230068 | 3 | [5 empty] | Removed from Ground | Gas (Historical Use) | 10000 | Bare Steel | 1981-04-24 | Galvanized Steel | Pressurized
4230069 | 1 | [5 empty] | Removed from Ground | Gas (Historical Use) | 3000 | Bare Steel | 1978-04-01 | Galvanized Steel | Safe Suction (Euro)
4230069 | 2 | [5 empty] | Removed from Ground | Gas (Historical Use) | 4000 | Bare Steel | 1978-04-01 | Galvanized Steel | Safe Suction (Euro)
4230069 | 3 | [5 empty] | Removed from Ground | Gas (Historical Use) | 4000 | Bare Steel | 1978-04-01 | Galvanized Steel | Safe Suction (Euro)
4230070 | 1 | [5 empty] | Removed from Ground | Empty | 4000 | Bare Steel | 1966-03-01 | Galvanized Steel | Suction (American)
4230070 | 2 | [5 empty] | Removed from Ground | Empty | 1000 | Bare Steel | 1972-06-01 | Galvanized Steel
4230070 | 3 | [5 empty] | Removed from Ground | Empty | 2000 | Bare Steel | 1972-06-01 | Galvanized Steel | Suction (American)
4230070 | 4 | [5 empty] | Removed from Ground | Empty | 4000 | Bare Steel | 1966-03-01 | Galvanized Steel | Suction (American)
4230070 | 5 |  |  | yes |  | yes | Removed from Ground | Other | 280 | Bare Steel | 1966-03-01 | Galvanized Steel
4230072 | 1 | [5 empty] | Removed from Ground | Gas (Historical Use) | 2000 | Bare Steel | 1974-04-30 | Galvanized Steel
4230072 | 2 | [5 empty] | Removed from Ground | Gas (Historical Use) | 3000 | Bare Steel | 1974-04-30 | Galvanized Steel
4230072 | 3 | [5 empty] | Removed from Ground | Gas (Historical Use) | 5000 | Bare Steel | 1974-04-30 | Galvanized Steel
4230073 | 1 |  | 1998-10-12 |  | 1998-10-12 |  | Removed from Ground | Gas (Historical Use) | 10000 | Steel-Impressed Current | 1963-05-01 | Cathodically Protected | Safe Suction (Euro)
4230073 | 2 |  | 1998-10-12 |  | 1998-10-12 |  | Removed from Ground | Gas (Historical Use) | 10000 | Steel-Impressed Current | 1963-05-01 | Cathodically Protected | Safe Suction (Euro)
4230073 | 3 |  | 1998-10-12 |  | 1998-10-12 |  | Removed from Ground | Diesel | 2000 | Steel-Impressed Current | 1966-04-30 | Cathodically Protected | Safe Suction (Euro)
4230074 | 1 | [5 empty] | Removed from Ground | Gas (Historical Use) | 1000 | Bare Steel | 1966-04-30 | Galvanized Steel
4230074 | 2 | [5 empty] | Removed from Ground | Gas (Historical Use) | 1000 | Bare Steel | 1966-04-30 | Galvanized Steel
4230074 | 3 | [5 empty] | Removed from Ground | Gas (Historical Use) | 3000 | Bare Steel | 1975-05-01 | Galvanized Steel
4230074 | 4 | [5 empty] | Removed from Ground | Kerosene | 1000 | Bare Steel | 1966-04-30 | Galvanized Steel
4230077 | 1 | [5 empty] | Removed from Ground | Diesel | 10000 | Bare Steel | 1982-05-07 | Bare Steel | Suction (American)
4230077 | 2 | Flapper Valve | 1998-07-27 | no | 1998-07-27 | no | Currently in Use | Diesel | 10000 | Fiberglass | 1998-07-27 | Fiberglass Reinforced Plastic | Safe Suction (Euro)
4230078 | 1 | [5 empty] | Removed from Ground | Empty | 1000 | Bare Steel | 1966-05-07 | Unknown
4230079 | 1 | [5 empty] | Removed from Ground | Gas (Historical Use) | 1000 | Bare Steel | 1972-05-06 | Galvanized Steel
4230081 | 1 | [5 empty] | Removed from Ground | Gas (Historical Use) | 4000 | Bare Steel | 1974-05-06 | Galvanized Steel
4230081 | 2 | [5 empty] | Removed from Ground | Gas (Historical Use) | 4000 | Bare Steel | 1974-05-06 | Galvanized Steel
4230081 | 3 | [5 empty] | Removed from Ground | Kerosene | 2000 | Bare Steel | 1964-05-06 | Galvanized Steel
4230081 | 4 |  |  | yes |  | yes | Removed from Ground | Used Oil | 550 | Bare Steel | 1964-05-06 | Galvanized Steel
4230081 | 5 | [5 empty] | Removed from Ground | Gas (Historical Use) | 1000 | Bare Steel | 1978-05-06 | Galvanized Steel
4230083 | 1 | Flapper Valve | 1997-11-19 |  | 1997-11-19 |  | Currently in Use | Gas (Historical Use) | 8000 | Steel-Impressed Current | 1986-01-01 | Steel (Impressed Current) | Pressurized
4230083 | 2 | Flapper Valve | 1997-11-19 |  | 1997-11-19 |  | Currently in Use | Gas (Historical Use) | 8000 | Steel-Impressed Current | 1986-01-01 | Steel (Impressed Current) | Pressurized
4230083 | 3 | Flapper Valve | 1997-11-19 |  | 1997-11-19 |  | Currently in Use | Gas (Historical Use) | 8000 | Steel-Impressed Current | 1986-01-01 | Fiberglass Reinforced Plastic | Pressurized
4230083 | 4 | Flapper Valve | 1997-11-19 |  | 1997-11-19 |  | Currently in Use | Diesel | 2000 | Steel-Impressed Current | 1985-05-01 | Steel (Impressed Current) | Safe Suction (Euro)
4230085 | 2 | [5 empty] | Removed from Ground | Gas (Historical Use) | 1000 | Bare Steel | 1978-01-01 | Bare Steel
4230086 | 1 | [5 empty] | Removed from Ground | Gas (Historical Use) | 550 | Bare Steel | 1947-01-01 | Bare Steel | Safe Suction (Euro)
4230086 | 2 | [5 empty] | Removed from Ground | Gas (Historical Use) | 550 | Bare Steel | 1947-01-01 | Bare Steel | Safe Suction (Euro)
4230086 | 3 | [5 empty] | Removed from Ground | Gas (Historical Use) | 550 | Bare Steel | 1947-01-01 | Bare Steel | Safe Suction (Euro)
4230086 | 4 |  | 1998-12-11 |  | 1998-12-11 |  | Removed from Ground | Gas (Historical Use) | 550 | Steel-Impressed Current | 1967-01-01 | Cathodically Protected | Suction (American)
4230086 | 5 |  | 1998-12-11 |  | 1998-12-11 |  | Removed from Ground | Gas (Historical Use) | 1000 | Steel-Impressed Current | 1967-01-01 | Cathodically Protected | Suction (American)
4240002 | 1 |  | 1998-12-20 | no | 1997-07-23 | no | Currently in Use | E-10 | 5000 | Steel-Impressed Current | 1971-03-01 | Fiberglass Reinforced Plastic | Pressurized
4240002 | 2 |  | 1998-12-20 | no | 1997-07-23 | no | Currently in Use | E-10 | 5000 | Steel-Impressed Current | 1971-03-01 | Fiberglass Reinforced Plastic | Pressurized
4240002 | 3 |  | 1998-12-20 | no | 1997-07-23 | no | Currently in Use | Plus | 5000 | Steel-Impressed Current | 1971-03-01 | Fiberglass Reinforced Plastic | Pressurized
4240002 | 4 |  | 1998-12-20 | no | 1997-07-23 | no | Currently in Use | Premium | 5000 | Steel-Impressed Current | 1971-03-01 | Fiberglass Reinforced Plastic | Pressurized
4240003 | 1AST |  |  | yes |  | yes | Currently in Use | Used Oil | 150 | Bare Steel | 1981-02-24 | Galvanized Steel
4240005 | 1 | [5 empty] | Removed from Ground | Diesel | 1000 | Bare Steel | 1975-03-01 | Copper
4240005 | 2 |  | 1999-04-23 |  | 1999-04-23 |  | Currently in Use | Diesel | 1000 | Composite | 1998-04-22 | Secondary Containment | Safe Suction (Euro)
4240006 | 1 | [5 empty] | Removed from Ground | Gas (Historical Use) | 2000 | Bare Steel | 1982-03-07 | Galvanized Steel
4240006 | 2 | [5 empty] | Removed from Ground | Gas (Historical Use) | 2000 | Bare Steel | 1982-03-07 | Galvanized Steel
4240006 | 3 | [5 empty] | Removed from Ground | Diesel | 2000 | Bare Steel | 1982-03-07 | Galvanized Steel
4240007 | 1 | [5 empty] | Removed from Ground | Gas (Historical Use) | 1000 | Bare Steel | 1954-03-07 | Galvanized Steel
4240007 | 2 | [5 empty] | Removed from Ground | Gas (Historical Use) | 1000 | Bare Steel | 1954-03-07 | Galvanized Steel
4240007 | 3 | [5 empty] | Removed from Ground | Gas (Historical Use) | 1000 | Bare Steel | 1954-03-07 | Galvanized Steel
4240008 | 1 | [5 empty] | Removed from Ground | Gas (Historical Use) | 2000 | Bare Steel | 1972-03-18 | Galvanized Steel
4240008 | 2 | [5 empty] | Removed from Ground | Diesel | 1000 | Bare Steel | 1981-03-18 | Galvanized Steel
4240010 | 1 | [5 empty] | Removed from Ground | Diesel | 560 | Bare Steel | 1959-12-11 | Galvanized Steel
4240010 | 2 | [5 empty] | Removed from Ground | Diesel | 560 | Bare Steel | 1953-12-10 | Galvanized Steel
4240010 | 3 | [5 empty] | Removed from Ground | Gas (Historical Use) | 2000 | Bare Steel | 1972-12-10 | Galvanized Steel
4240010 | 4 |  | 1994-07-27 |  | 1994-07-27 |  | Removed from Ground | Gas (Historical Use) | 1000 | Galvanic (STIP-3) | 1994-07-27 | Cathodically Protected | Safe Suction (Euro)
4240010 | 5 |  | 1994-07-27 |  | 1994-07-27 |  | Removed from Ground | Diesel | 1000 | Galvanic (STIP-3) | 1994-07-27 | Cathodically Protected | Safe Suction (Euro)
4240010 | 72 | [5 empty] | Removed from Ground | Diesel | 560 | Bare Steel | 1949-12-10 | Galvanized Steel
4240011 | 1 | [5 empty] | Removed from Ground | Gas (Historical Use) | 1000 | Composite | 1976-04-04 | Unknown
4240011 | 2 | [5 empty] | Removed from Ground | Diesel | 560 | Composite | 1960-04-04 | Unknown
4240011 | 3 | [5 empty] | Removed from Ground | Empty | 560 | Composite | 1965-04-04 | Unknown
4240011 | 4 | [5 empty] | Removed from Ground | Empty | 560 | Composite | 1965-04-04 | Unknown
4240012 | 1 | [5 empty] | Removed from Ground | Diesel | 10000 | Bare Steel | 1976-04-04 | Unknown
4240013 | 1 | [5 empty] | Removed from Ground | Other | 2000 | Bare Steel | 1997-12-30 | Bare Steel
4240013 | 2 | [5 empty] | Removed from Ground | Other | 1000 | Bare Steel | 1997-12-30 | Bare Steel
4240013 | 3 | [5 empty] | Removed from Ground | Other | 1000 | Bare Steel | 1997-12-30 | Bare Steel
4240015 | 1 | [5 empty] | Removed from Ground | Gas (Historical Use) | 4000 | Bare Steel | 1981-04-28 | Galvanized Steel | Safe Suction (Euro)
4240015 | 2 | [5 empty] | Removed from Ground | Empty | 4000 | Bare Steel | 1981-04-28 | Galvanized Steel | Safe Suction (Euro)
4240015 | 3 | [5 empty] | Removed from Ground | Gas (Historical Use) | 4000 | Bare Steel | 1981-04-28 | Galvanized Steel | Safe Suction (Euro)
4240015 | 4 |  | 1998-10-20 | no | 1998-10-20 | no | Currently in Use | Gas (Historical Use) | 8000 | Composite Double Walled | 1998-10-20 | Double-Walled Flex | Pressurized
4240015 | 5 |  | 1998-10-20 |  | 1998-10-20 |  | Currently in Use | Gas (Historical Use) | 8000 | Composite Double Walled | 1998-10-20 | Double-Walled Flex | Pressurized
4240016 | 1 |  | 1996-01-12 |  | 1996-01-12 |  | Currently in Use | Gas (Historical Use) | 8000 | Steel-Impressed Current | 1982-04-28 | Steel (Impressed Current) | Safe Suction (Euro)
4240016 | 2 |  | 1996-01-12 |  | 1996-01-12 |  | Currently in Use | Gas (Historical Use) | 4000 | Steel-Impressed Current | 1982-04-28 | Steel (Impressed Current) | Safe Suction (Euro)
4240017 | 1 | [5 empty] | Removed from Ground | Gas (Historical Use) | 8000 | Bare Steel | 1983-04-29 | Galvanized Steel | Pressurized
4240017 | 2 | [5 empty] | Removed from Ground | Gas (Historical Use) | 8000 | Bare Steel | 1983-04-29 | Galvanized Steel | Pressurized
4240017 | 3 | [5 empty] | Removed from Ground | Gas (Historical Use) | 8000 | Bare Steel | 1983-04-29 | Galvanized Steel | Pressurized
4240017 | 4 | [5 empty] | Removed from Ground | Diesel | 8000 | Bare Steel | 1983-04-29 | Galvanized Steel | Pressurized
4240018 | 1 |  | 1995-03-24 |  | 1995-03-24 |  | Removed from Ground | Gas (Historical Use) | 4000 | Steel-Impressed Current | 1976-01-01 | Steel (Impressed Current) | Safe Suction (Euro)
4240018 | 2 |  | 1995-03-24 |  | 1995-03-24 |  | Removed from Ground | Gas (Historical Use) | 4000 | Steel-Impressed Current | 1976-01-01 | Steel (Impressed Current) | Safe Suction (Euro)
4240018 | 3 |  | 1995-03-24 |  | 1995-03-24 |  | Removed from Ground | Gas (Historical Use) | 4000 | Steel-Impressed Current | 1976-01-01 | Steel (Impressed Current) | Safe Suction (Euro)
4240018 | 4 | [5 empty] | Removed from Ground | Gas (Historical Use) | 4000 | Bare Steel | 1976-01-01 | Galvanized Steel | Safe Suction (Euro)
4240018 | 5 | [5 empty] | Removed from Ground | Gas (Historical Use) | 4000 | Bare Steel | 1976-01-01 | Galvanized Steel | Safe Suction (Euro)
4240018 | 6 |  | 1995-03-24 |  | 1995-03-24 |  | Removed from Ground | Gas (Historical Use) | 4000 | Steel-Impressed Current | 1976-01-01 | Steel (Impressed Current) | Safe Suction (Euro)
4240018 | 7 |  | 2015-07-22 | no | 2018-07-22 | no | Currently in Use | Gas (Historical Use) | 10000 | Composite Double Walled | 2015-07-22 | Double-Walled Flex | Pressurized
4240018 | 8A |  | 2015-07-22 | no | 2015-07-22 | no | Currently in Use | Gas (Historical Use) | 5000 | Composite Double Walled | 2015-07-22 | Double-Walled Flex | Pressurized
4240018 | 8B |  | 2015-07-22 | no | 2015-07-22 | no | Currently in Use | Diesel | 5000 | Composite Double Walled | 2015-07-22 | Double-Walled Flex | Pressurized
4240019 | 1 | [5 empty] | Removed from Ground | Gas (Historical Use) | 2000 | Bare Steel | 1970-04-21 | Galvanized Steel
4240019 | 2 | [5 empty] | Removed from Ground | Gas (Historical Use) | 1000 | Bare Steel | 1970-04-21 | Galvanized Steel
4240019 | 3 | [5 empty] | Removed from Ground | Gas (Historical Use) | 550 | Bare Steel | 1970-04-21 | Galvanized Steel
4240019 | 4 |  | 1995-01-27 |  | 1995-01-27 |  | Currently in Use | Gas (Historical Use) | 2000 | Fiberglass Double Walled | 1995-01-27 | Double-Walled Fiberglass | Pressurized
4240019 | 4-PREM | Ball Float | 1995-01-27 |  | 1995-01-27 |  | Currently in Use | Gas (Historical Use) | 6000 | Fiberglass Double Walled | 1995-01-27 | Double-Walled Fiberglass | Pressurized
4240019 | 4-REG | Ball Float | 1995-01-27 |  | 1995-01-27 |  | Currently in Use | Gas (Historical Use) | 8000 | Fiberglass Double Walled | 1995-01-27 | Double-Walled Fiberglass | Pressurized
4240020 | 1 | [5 empty] | Closed in Ground | Gas (Historical Use) | 1000 | Bare Steel | 1975-04-23 | Galvanized Steel
4240020 | 2 | [5 empty] | Closed in Ground | Gas (Historical Use) | 1000 | Bare Steel | 1975-04-23 | Galvanized Steel
4240020 | 3 | [5 empty] | Removed from Ground | Diesel | 1000 | Bare Steel | 1975-04-23 | Galvanized Steel
4240020 | 4 | [5 empty] | Removed from Ground | Diesel | 550 | Bare Steel | 1975-04-23 | Galvanized Steel
4240020 | 5 |  | 1998-10-22 | no | 1998-10-22 | yes | Currently in Use | Gas (Historical Use) | 8000 | Fiberglass | 1998-10-14 | Double Walled | Pressurized
4240020 | 6A |  | 1998-10-22 | no | 1998-10-22 | yes | Currently in Use | Gas (Historical Use) | 4000 | Composite | 1998-10-14 | Double Walled | Pressurized
4240020 | 6B |  | 1998-10-22 | no | 1998-10-22 | yes | Currently in Use | Diesel | 4000 | Composite | 1998-10-14 | Double Walled | Pressurized
4240021 | 1 | [5 empty] | Removed from Ground | Kerosene | 2000 | Bare Steel | 1966-04-21 | Copper | Suction (American)
4240022 | 1 | [5 empty] | Removed from Ground | Empty | 4000 | Marked Unknown | 1998-05-18 | Unknown
4240022 | 2 | [5 empty] | Removed from Ground | Empty | 4000 | Marked Unknown | 1998-05-18 | Unknown
4240022 | 3 | [5 empty] | Removed from Ground | Empty | 4000 | Marked Unknown | 1998-05-18 | Unknown
4240022 | 4 | [5 empty] | Removed from Ground | Empty | 4000 | Marked Unknown | 1998-05-18 | Unknown
4240022 | 5 |  |  | yes |  | yes | Removed from Ground | Used Oil | 550 | Marked Unknown | 1998-05-18 | Unknown
4240023 | 1 | [5 empty] | Removed from Ground | Diesel | 10000 | Bare Steel | 1982-04-02 | Galvanized Steel | Suction (American)
4240023 | 2 | [5 empty] | Removed from Ground | Gas (Historical Use) | 10000 | Bare Steel | 1982-04-02 | Galvanized Steel | Suction (American)
4240024 | 1 | Flapper Valve | 1997-09-30 | no | 1981-01-11 | no | Removed from Ground | Empty | 4000 | Steel-Impressed Current | 1981-01-01 | Steel (Impressed Current) | Pressurized
4240024 | 2 | Flapper Valve | 1997-09-30 | no | 1981-01-01 | no | Removed from Ground | Empty | 4000 | Steel-Impressed Current | 1981-01-01 | Steel (Impressed Current) | Pressurized
4240024 | 3 | Flapper Valve | 1997-09-30 | no | 1981-01-01 | no | Removed from Ground | Empty | 4000 | Steel-Impressed Current | 1981-01-01 | Steel (Impressed Current) | Pressurized
4240024 | 4 |  |  | no |  | no | Removed from Ground | Gas (Historical Use) | 1000
4240024 | 5 |  |  | no |  | no | Removed from Ground |  | 4000
4240024 | 6 |  |  | no |  | no | Removed from Ground |  | 4000
4240024 | 7 |  |  | no |  | no | Removed from Ground |  | 4000
4240024 | 8 |  |  | no |  | no | Removed from Ground |  | 2000
4240025 | 1 | [5 empty] | Removed from Ground | Gas (Historical Use) | 4000 | Bare Steel | 1970-05-02 | Galvanized Steel
4240025 | 2 | [5 empty] | Removed from Ground | Gas (Historical Use) | 4000 | Bare Steel | 1970-05-02 | Galvanized Steel
4240025 | 3 | [5 empty] | Removed from Ground | Gas (Historical Use) | 4000 | Bare Steel | 1970-05-02 | Galvanized Steel
4240026 | 1 | [5 empty] | Removed from Ground | Gas (Historical Use) | 515 | Bare Steel | 1961-04-17 | Copper | Safe Suction (Euro)
4240027 | 1 | [5 empty] | Removed from Ground | Gas (Historical Use) | 2000 | Bare Steel | 1996-02-09 | Galvanized Steel
4240027 | 2 | [5 empty] | Removed from Ground | Gas (Historical Use) | 2000 | Bare Steel | 1996-02-09 | Galvanized Steel
4240027 | 3 | [5 empty] | Removed from Ground | Gas (Historical Use) | 2000 | Bare Steel | 1996-02-09 | Galvanized Steel
4240027 | 4 |  |  | yes |  | yes | Removed from Ground | Used Oil | 560 | Bare Steel | 1996-02-09 | Galvanized Steel
4240027 | 5 | [5 empty] | Removed from Ground | Empty | 2000 | Bare Steel | 1996-02-09 | Galvanized Steel
4240028 | 1 | [5 empty] | Removed from Ground | Gas (Historical Use) | 3000 | Bare Steel | 1965-04-21 | Galvanized Steel | Pressurized
4240028 | 2 | [5 empty] | Removed from Ground | Gas (Historical Use) | 3000 | Bare Steel | 1965-04-21 | Galvanized Steel | Pressurized
4240028 | 3 | [5 empty] | Removed from Ground | Gas (Historical Use) | 10000 | Bare Steel | 1975-04-22 | Galvanized Steel | Pressurized
4240028 | 4 | [5 empty] | Removed from Ground | Gas (Historical Use) | 10000 | Bare Steel | 1975-04-22 | Galvanized Steel | Pressurized
4240030 | 1 | [5 empty] | Removed from Ground | Gas (Historical Use) | 2000 | Bare Steel | 1965-04-25 | Galvanized Steel | Suction (American)
4240030 | 10-DS |  | 1995-12-06 |  | 1995-12-06 |  | Removed from Ground | Diesel | 5000 | Steel-Impressed Current | 1987-10-01 | Cathodically Protected | Pressurized
4240030 | 2 | [5 empty] | Removed from Ground | Gas (Historical Use) | 2000 | Bare Steel | 1965-04-25 | Galvanized Steel | Suction (American)
4240030 | 3 | [5 empty] | Removed from Ground | Gas (Historical Use) | 3000 | Bare Steel | 1965-04-25 | Galvanized Steel | Suction (American)
4240030 | 4 | [5 empty] | Removed from Ground | Diesel | 3000 | Bare Steel | 1978-04-25 | Galvanized Steel | Suction (American)
4240030 | 5-DIESEL | [5 empty] | Removed from Ground | Diesel | 3000 | Bare Steel | 1978-04-25 | Not Marked | Suction (American)
4240030 | 6-UL |  | 1995-12-06 |  | 1995-12-06 |  | Removed from Ground | Gas (Historical Use) | 4000 | Steel-Impressed Current | 1987-10-01 | Cathodically Protected | Safe Suction (Euro)
4240030 | 7-MG |  | 1995-12-06 |  | 1995-12-06 |  | Removed from Ground | Gas (Historical Use) | 4000 | Steel-Impressed Current | 1987-10-01 | Cathodically Protected | Safe Suction (Euro)
4240030 | 8-PREM |  | 1995-12-06 |  | 1995-12-06 |  | Removed from Ground | Gas (Historical Use) | 4000 | Steel-Impressed Current | 1987-10-01 | Cathodically Protected | Safe Suction (Euro)
4240030 | 9-DS |  | 1995-12-06 |  | 1995-12-06 |  | Removed from Ground | Diesel | 10000 | Steel-Impressed Current | 1987-10-01 | Cathodically Protected | Pressurized
4240032 | 8 | [5 empty] | Removed from Ground | Gas (Historical Use) | 1000 | Bare Steel | 1968-04-22 | Galvanized Steel
4240033 | 1 | [5 empty] | Removed from Ground | Gas (Historical Use) | 4000 | Bare Steel | 1970-05-02 | Galvanized Steel
4240033 | 2 | [5 empty] | Removed from Ground | Gas (Historical Use) | 4000 | Bare Steel | 1970-05-02 | Galvanized Steel
4240033 | 3 | [5 empty] | Removed from Ground | Gas (Historical Use) | 4000 | Bare Steel | 1970-05-02 | Galvanized Steel
4240034 | 1 | [5 empty] | Removed from Ground | Kerosene | 560 | Bare Steel | 1970-05-02 | Galvanized Steel
4240034 | 2 | [5 empty] | Removed from Ground | Gas (Historical Use) | 1000 | Bare Steel | 1970-05-02 | Galvanized Steel
4240034 | 3 | [5 empty] | Removed from Ground | Diesel | 4000 | Bare Steel | 1970-05-02 | Galvanized Steel
4250001 | 1 | [5 empty] | Removed from Ground | Diesel | 2000 | Cathodically Protected Steel | 1980-04-15 | Cathodically Protected
4250001 | 2 | [5 empty] | Removed from Ground | Gas (Historical Use) | 2000 | Cathodically Protected Steel | 1980-04-15 | Cathodically Protected
4250001 | 3 |  |  | yes |  | yes | Removed from Ground | Used Oil | 500 | Cathodically Protected Steel | 1978-04-15 | Cathodically Protected
4250001 | 4 | [5 empty] | Currently in Use | Other | 6 | Bare Steel | 1978-04-15 | Cathodically Protected
4250002 | 1 | [5 empty] | Removed from Ground | Gas (Historical Use) | 1000 | Bare Steel | 1979-04-16 | Galvanized Steel
4250005 | 1 | [5 empty] | Removed from Ground | Gas (Historical Use) | 2000 | Cathodically Protected Steel | 1980-04-15 | Cathodically Protected
4250005 | 2 | [5 empty] | Removed from Ground | Diesel | 2000 | Cathodically Protected Steel | 1980-04-15 | Cathodically Protected
4250007 | 1 | [5 empty] | Removed from Ground | Gas (Historical Use) | 2500 | Bare Steel | 1970-04-14 | Galvanized Steel
4250007 | 2 | [5 empty] | Removed from Ground | Diesel | 8000 | Bare Steel | 1970-04-14 | Galvanized Steel
4250011 | 1 | [5 empty] | Removed from Ground | Other | 2000 | Bare Steel | 1969-04-18 | Unknown
4250011 | 2 | [5 empty] | Removed from Ground | Gas (Historical Use) | 10000 | Bare Steel | 1973-04-18 | Unknown
4250011 | 3 | [5 empty] | Removed from Ground | Other | 20000 | Bare Steel | 1974-04-18 | Unknown
4250011 | 4 | [5 empty] | Removed from Ground | Diesel | 15000 | Marked Unknown |  | Unknown
4250012 | 1 | [5 empty] | Removed from Ground | Diesel | 10000 | Bare Steel | 1979-04-09 | Bare Steel | Safe Suction (Euro)
4250013 | 1 | [5 empty] | Removed from Ground | Diesel | 4000 | Marked Unknown | 1975-03-22 | Unknown
4250013 | 2 | [5 empty] | Removed from Ground | Diesel | 0 | Not Marked/Unknown | 1988-01-01 | Not Marked
4250013 | 3 | [5 empty] | Removed from Ground | Kerosene | 0 | Not Marked/Unknown | 1988-01-01 | Not Marked
4250013 | 4 | [5 empty] | Removed from Ground | Gas (Historical Use) | 0 | Not Marked/Unknown | 1988-01-01 | Not Marked
4250013 | 5 | [5 empty] | Removed from Ground | Kerosene | 0 | Not Marked/Unknown | 1988-01-01 | Not Marked
4250014 | 1 | [5 empty] | Closed in Ground | Gas (Historical Use) | 500 | Bare Steel | 1976-04-08 | Galvanized Steel
4250016 | 1 | [5 empty] | Removed from Ground | Gas (Historical Use) | 5000 | Cathodically Protected Steel | 1970-04-21 | Galvanized Steel | Pressurized
4250016 | 10 | [5 empty] | Removed from Ground | Gas (Historical Use) | 5000 | Bare Steel | 1984-02-18 | Galvanized Steel
4250016 | 107 |  | 1993-11-13 | no | 1993-11-13 | no | Currently in Use | E-10 | 8000 | Galvanic (STIP-3) | 1993-11-01 | Fiberglass Reinforced Plastic | Pressurized
4250016 | 108 |  | 1993-11-13 | no | 1993-11-13 | no | Currently in Use | Plus | 6000 | Galvanic (STIP-3) | 1993-11-01 | Fiberglass Reinforced Plastic | Pressurized
4250016 | 109 |  | 1993-11-13 | no | 1993-11-13 | no | Currently in Use | Premium | 6000 | Galvanic (STIP-3) | 1993-11-01 | Fiberglass Reinforced Plastic | Pressurized
4250016 | 2 | [5 empty] | Removed from Ground | Gas (Historical Use) | 5000 | Cathodically Protected Steel | 1970-04-21 | Galvanized Steel | Pressurized
4250016 | 3 | [5 empty] | Removed from Ground | Gas (Historical Use) | 5000 | Cathodically Protected Steel | 1970-04-21 | Galvanized Steel | Pressurized
4250016 | 4 | [5 empty] | Removed from Ground | Gas (Historical Use) | 5000 | Cathodically Protected Steel | 1970-04-21 | Galvanized Steel | Pressurized
4250016 | 5 |  |  | yes |  | yes | Removed from Ground | Used Oil | 600 | Cathodically Protected Steel | 1970-04-21 | Galvanized Steel
4250016 | 6 |  |  | yes |  | yes | Removed from Ground | Used Oil | 600 | Cathodically Protected Steel | 1970-04-21 | Galvanized Steel
4250016 | 7 | [5 empty] | Removed from Ground | Gas (Historical Use) | 5000 | Bare Steel | 1984-02-18 | Galvanized Steel
4250016 | 8 | [5 empty] | Removed from Ground | Gas (Historical Use) | 5000 | Bare Steel | 1984-02-18 | Galvanized Steel
4250016 | 9 | [5 empty] | Removed from Ground | Gas (Historical Use) | 5000 | Bare Steel | 1984-02-18 | Galvanized Steel
4250018 | 1 | [5 empty] | Removed from Ground | Diesel | 2000 | Bare Steel | 1975-12-13 | Galvanized Steel
4250018 | 2 | [5 empty] | Removed from Ground | Kerosene | 2000 | Bare Steel | 1957-12-12 | Galvanized Steel
4250018 | 3 | [5 empty] | Removed from Ground | Diesel | 560 | Bare Steel | 1957-12-12 | Galvanized Steel
4250018 | 4 | [5 empty] | Removed from Ground | Diesel | 560 | Bare Steel | 1957-12-12 | Galvanized Steel
4250018 | 5 |  | 1990-09-21 |  | 1990-09-21 |  | Removed from Ground | Gas (Historical Use) | 550 | Galvanic (STIP-3) | 1990-09-21 | Cathodically Protected | Safe Suction (Euro)
4250018 | 6 |  | 1990-09-21 |  | 1990-09-21 |  | Removed from Ground | Diesel | 1000 | Galvanic (STIP-3) | 1990-09-21 | Cathodically Protected | Safe Suction (Euro)
4250019 | 1 | [5 empty] | Removed from Ground | Other | 1 | Not Marked/Unknown |  | Not Marked
4250020 | 1 |  | 1993-01-01 |  | 1993-01-01 |  | Currently in Use | Gas (Historical Use) | 10000 | Galvanic (STIP-3) | 1993-01-01 | Fiberglass Reinforced Plastic | Pressurized
4250021 | 1 | [5 empty] | Removed from Ground | Diesel | 10000 | Cathodically Protected Steel | 1985-03-12 | Galvanized Steel
4250022 | 1 | [5 empty] | Removed from Ground | Gas (Historical Use) | 1000 | Bare Steel | 1966-03-12 | Galvanized Steel
4250022 | 2 | [5 empty] | Closed in Ground | Diesel | 3000 | Bare Steel | 1966-03-12 | Galvanized Steel
4250023 | 1 | [5 empty] | Removed from Ground | Gas (Historical Use) | 1000 | Bare Steel | 1964-12-31 | Galvanized Steel
4250024 | 1 | [5 empty] | Closed in Ground | Diesel | 560 | Bare Steel | 1966-03-12 | Galvanized Steel
4250025 | 1 | [5 empty] | Closed in Ground | Diesel | 560 | Bare Steel | 1966-03-12 | Galvanized Steel
4250025 | 2 | [5 empty] | Closed in Ground | Diesel | 560 | Bare Steel | 1966-03-12 | Galvanized Steel
4250026 | 1 |  | 1998-01-01 |  | 1998-01-01 |  | Currently in Use | Other | 3000 | Steel-Impressed Current | 1966-05-07 | Cathodically Protected | Pressurized
4250026 | 2 |  | 1998-07-01 |  | 1998-07-01 |  | Currently in Use | Diesel | 3000 | Steel-Impressed Current | 1958-05-07 | Cathodically Protected | Suction (American)
4250026 | 3 |  | 1998-07-01 |  | 1998-07-01 |  | Currently in Use | Diesel | 3000 | Steel-Impressed Current | 1958-05-07 | Cathodically Protected | Suction (American)
4250026 | 4 | [5 empty] | Permanently Out of Use - historical purposes | Empty | 4000 | Bare Steel | 1958-05-07 | Unknown
4250026 | 5 |  | 1998-07-01 |  | 1998-07-01 |  | Currently in Use | Gas (Historical Use) | 8000 | Steel-Impressed Current | 1958-05-07 | Cathodically Protected | Pressurized
4250026 | 6 |  | 1998-07-01 |  | 1998-07-01 |  | Currently in Use | Gas (Historical Use) | 8000 | Steel-Impressed Current | 1983-05-08 | Cathodically Protected | Pressurized
4250027 | 1 | [5 empty] | Removed from Ground | Diesel | 6000 | Bare Steel | 1980-05-07 | Galvanized Steel
4250028 | 1 | Flapper Valve | 1998-01-01 | no | 1998-01-01 | no | Temporarily out of use | Empty | 3000 | Steel-Impressed Current | 2008-06-10 | Steel (Impressed Current) | Safe Suction (Euro)
4250028 | 2 | Flapper Valve | 1998-01-01 | no | 1998-01-01 | no | Temporarily out of use | Empty | 3000 | Steel-Impressed Current | 2008-06-10 | Steel (Impressed Current) | Safe Suction (Euro)
4250028 | 3 | Flapper Valve | 1998-01-01 | no | 1998-01-01 | no | Temporarily out of use | Empty | 3000 | Steel-Impressed Current | 2008-06-10 | Steel (Impressed Current) | Safe Suction (Euro)
4250028 | 4 | Flapper Valve | 1998-01-01 | no | 1998-01-01 | no | Temporarily out of use | Empty | 3000 | Steel-Impressed Current | 2008-06-10 | Steel (Impressed Current) | Safe Suction (Euro)
4250028 | 5 | [5 empty] | Removed from Ground | Gas (Historical Use) | 250 | Marked Unknown | 2000-05-01 | Unknown
4250030 | 1 | [5 empty] | Closed in Ground | Empty | 560 | Bare Steel | 1961-05-07 | Galvanized Steel | Suction (American)
4250030 | 2 | [5 empty] | Closed in Ground | Empty | 560 | Bare Steel | 1961-05-07 | Galvanized Steel | Suction (American)
4250030 | 3 | [5 empty] | Closed in Ground | Empty | 1000 | Bare Steel | 1978-05-07 | Galvanized Steel | Suction (American)
4250030 | 4 | Flapper Valve | 2009-05-01 | no | 2009-05-01 | no | Removed from Ground | Gas (Historical Use) | 3000 | Galvanic (STIP-3) | 1999-03-27 | Galvanized Steel | Suction (American)
4250030 | 5 | Ball Float | 2014-07-01 | no | 2014-07-01 | no | Currently in Use | Gas (Historical Use) | 3000 | Composite Double Walled | 2014-07-01 | Double-Walled Fiberglass | Pressurized
4250030 | 6 | Ball Float | 2014-07-01 | no | 2014-07-01 | no | Currently in Use | Diesel | 3000 | Composite Double Walled | 2014-07-01 | Double-Walled Fiberglass | Pressurized
4250031 | 1 | [5 empty] | Removed from Ground | Empty | 4000 | Bare Steel | 1985-09-01 | Not Marked
4250031 | 2 | [5 empty] | Removed from Ground | Empty | 4000 | Bare Steel | 1985-09-01 | Galvanized Steel
4250034 | 1 |  | 1998-01-01 | no | 1998-01-01 | no | Temporarily out of use | Empty | 3000 | Steel-Impressed Current | 1998-01-01 | Steel (Impressed Current) | TOU
4250034 | 2 |  | 1998-01-01 | no | 1998-01-01 | no | Temporarily out of use | Empty | 3000 | Steel-Impressed Current | 1998-01-01 | Steel (Impressed Current) | TOU
4250034 | 3 |  | 1998-01-01 | no | 1998-01-01 | no | Temporarily out of use | Empty | 4000 | Steel-Impressed Current | 1998-01-01 | Steel (Impressed Current) | TOU
4250035 | 1 | Flapper Valve | 1998-11-01 | no | 1998-11-01 | no | Currently in Use | Diesel | 6000 | Steel-Impressed Current | 1981-05-07 | Flex | Pressurized
4250035 | 2 | Flapper Valve | 1998-11-01 | no | 1998-11-01 | no | Currently in Use | E-10 | 10000 | Steel-Impressed Current | 1981-05-07 | Flex | Pressurized
4250035 | 3 | Flapper Valve | 1998-11-01 | no | 1998-11-01 | no | Currently in Use | Plus | 10000 | Steel-Impressed Current | 1981-05-07 | Flex | Pressurized
4250035 | 4 | Flapper Valve | 1998-11-01 | no | 1998-11-01 | no | Currently in Use | Premium | 10000 | Steel-Impressed Current | 1981-05-07 | Fiberglass Reinforced Plastic | Pressurized
4250036 | 1 | [5 empty] | Removed from Ground | Gas (Historical Use) | 1000 | Bare Steel | 1976-05-07 | Galvanized Steel
4250038 | 1 |  | 1989-11-29 |  | 1989-11-29 |  | Closed in Ground | Gas (Historical Use) | 4000 | Cathodically Protected Steel | 1987-10-04 | Fiberglass Reinforced Plastic | Pressurized
4250038 | 2 |  | 1989-11-29 |  | 1989-11-29 |  | Closed in Ground | Gas (Historical Use) | 4000 | Cathodically Protected Steel | 1987-10-04 | Fiberglass Reinforced Plastic | Pressurized
4250038 | 3 |  | 1989-11-29 |  | 1989-11-29 |  | Closed in Ground | Gas (Historical Use) | 1000 | Bare Steel | 1982-06-01 | Fiberglass Reinforced Plastic | Pressurized
4250038 | 4 |  | 1989-11-29 |  | 1989-11-29 |  | Closed in Ground | Diesel | 1000 | Cathodically Protected Steel | 1989-11-29 | Fiberglass Reinforced Plastic | Pressurized
4250038 | 5 |  |  | yes |  | yes | Closed in Ground | Used Oil | 500 | Not Marked/Unknown | 1966-05-06 | Not Marked | Gravity Fed
4250040 | 1 | [5 empty] | Currently in Use | Gas (Historical Use) | 15000 | Bare Steel | 1956-05-08 | Galvanized Steel
4250040 | 2 | [5 empty] | Currently in Use | Gas (Historical Use) | 15000 | Bare Steel | 1956-05-08 | Galvanized Steel
4250041 | 1 | [5 empty] | Removed from Ground | Diesel | 10000 | Bare Steel | 1978-04-05 | Unknown
4250041 | 2 | [5 empty] | Removed from Ground | Diesel | 1000 | Bare Steel | 1956-04-05 | Unknown
4250044 | 1 |  | 1997-04-18 | no | 1997-04-18 | no | Temporarily out of use | Gas (Historical Use) | 6000 | Steel-Impressed Current | 1974-05-07 | Fiberglass Reinforced Plastic | Pressurized
4250044 | 2 |  | 1997-04-18 | no | 1997-04-18 | no | Currently in Use | Gas (Historical Use) | 10000 | Steel-Impressed Current | 1974-05-07 | Fiberglass Reinforced Plastic | Pressurized
4250044 | 3 |  | 1997-04-18 | no | 1997-04-18 | no | Currently in Use | Diesel | 8000 | Steel-Impressed Current | 1974-05-07 | Fiberglass Reinforced Plastic | Pressurized
4250044 | 4 |  |  | yes |  | yes | Removed from Ground | Used Oil | 550 | Bare Steel | 1966-05-07 | Galvanized Steel | Gravity Fed
4250046 | 1 | [5 empty] | Removed from Ground | Diesel | 6000 | Bare Steel | 1985-05-07 | Bare Steel
4250046 | 2 | [5 empty] | Removed from Ground | Other | 2000 | Bare Steel | 1985-05-07 | Bare Steel
4250048 | 1 | [5 empty] | Removed from Ground | Gas (Historical Use) | 2000 | Bare Steel | 1973-01-01 | Galvanized Steel
4250048 | 2 | [5 empty] | Removed from Ground | Gas (Historical Use) | 2000 | Bare Steel | 1973-01-01 | Galvanized Steel
4250048 | 3 | [5 empty] | Removed from Ground | Gas (Historical Use) | 2000 | Bare Steel | 1973-01-01 | Galvanized Steel
4250051 | 1AST | [5 empty] | Permanently Out of Use - historical purposes | Gas (Historical Use) | 565 | Bare Steel | 1966-05-07 | Galvanized Steel
4250052 | 1 | [5 empty] | Removed from Ground | Diesel | 1000 | Bare Steel | 1984-05-08 | Bare Steel
4250052 | 10 | [5 empty] | Closed in Ground | Gas (Historical Use) | 1000 | Bare Steel | 1965-05-08 | Not Marked
4250052 | 11 | [5 empty] | Closed in Ground | Hazardous Substance | 1000 | Bare Steel | 1950-05-08 | Not Marked
4250052 | 12 | [5 empty] | Closed in Ground | Hazardous Substance | 1000 | Bare Steel | 1950-05-08 | Not Marked
4250052 | 13 | [5 empty] | Removed from Ground | Hazardous Substance | 1500 | Bare Steel | 1984-05-08 | Bare Steel
4250052 | 14 | [5 empty] | Removed from Ground | Diesel | 10000 | Bare Steel | 1983-05-09 | Galvanized Steel
4250052 | 15 | [5 empty] | Closed in Ground | Other | 20000 | Bare Steel | 1958-05-08 | Unknown
4250052 | 16 | [5 empty] | Closed in Ground | Other | 20000 | Bare Steel | 1958-05-08 | Unknown
4250052 | 17 | [5 empty] | Closed in Ground | Diesel | 260 | Bare Steel | 1986-05-07 | Unknown
4250052 | 18 | [5 empty] | Removed from Ground | Diesel | 260 | Marked Unknown | 1966-05-08 | Unknown
4250052 | 19 | [5 empty] | Removed from Ground | Other | 3000 | Bare Steel | 1967-05-09 | Bare Steel
4250052 | 2 |  |  | yes |  | yes | Closed in Ground | Used Oil | 500 | Bare Steel | 1982-05-08 | Bare Steel
4250052 | 20 | [5 empty] | Removed from Ground | Hazardous Substance | 1500 | Bare Steel | 1984-05-08 | Bare Steel
4250052 | 21 | [5 empty] | Removed from Ground | Diesel | 10000 | Bare Steel | 1986-05-01 | Galvanized Steel
4250052 | 3 | [5 empty] | Removed from Ground | Gas (Historical Use) | 4000 | Fiberglass | 1973-05-08 | Unknown
4250052 | 4 | [5 empty] | Removed from Ground | Gas (Historical Use) | 2000 | Fiberglass | 1973-05-08 | Unknown
4250052 | 5 | [5 empty] | Removed from Ground | Diesel | 500 | Bare Steel | 1971-05-09 | Bare Steel
4250052 | 6 | [5 empty] | Removed from Ground | Gas (Historical Use) | 500 | Bare Steel | 1971-05-09 | Bare Steel
4250052 | 7 | [5 empty] | Removed from Ground | Diesel | 8000 | Bare Steel | 1979-05-09 | Galvanized Steel
4250052 | 8 | [5 empty] | Removed from Ground | Diesel | 8000 | Bare Steel | 1979-05-09 | Galvanized Steel
4250052 | 9 | [5 empty] | Closed in Ground | Kerosene | 500 | Bare Steel | 1950-05-08 | Not Marked
4250053 | 1 | [5 empty] | Removed from Ground | Empty | 1002 | Cathodically Protected Steel | 1986-01-01 | Galvanized Steel | Safe Suction (Euro)
4250055 | 1 |  | 1997-03-01 |  | 1997-03-01 |  | Removed from Ground | Diesel | 10000 | Steel-Impressed Current | 1986-10-31 | Fiberglass Reinforced Plastic | Pressurized
4250055 | 2 |  | 1997-03-01 |  | 1997-03-01 |  | Removed from Ground | Diesel | 10000 | Steel-Impressed Current | 1986-10-31 | Fiberglass Reinforced Plastic | Pressurized
4250056 | 3 | [5 empty] | Removed from Ground | Gas (Historical Use) | 1 | Bare Steel | 1998-08-01 | Galvanized Steel
4250056 | 4 | [5 empty] | Removed from Ground | Gas (Historical Use) | 1 | Bare Steel | 1998-08-01 | Galvanized Steel
4250056 | 8 | [5 empty] | Removed from Ground | Gas (Historical Use) | 1 | Bare Steel | 1972-02-22 | Galvanized Steel
4250056 | 9 | [5 empty] | Removed from Ground | Diesel | 1 | Bare Steel | 1984-02-22 | Galvanized Steel
4250057 | 1 | [5 empty] | Removed from Ground | Diesel | 5000 | Bare Steel | 1981-05-02 | Bare Steel
4250057 | 2 | [5 empty] | Removed from Ground | Gas (Historical Use) | 1000 | Bare Steel | 1949-05-02 | Bare Steel
4250057 | 3 | [5 empty] | Removed from Ground | Gas (Historical Use) | 560 | Bare Steel | 1949-05-02 | Bare Steel
4250057 | 4 | [5 empty] | Removed from Ground | Kerosene | 135 | Bare Steel | 1949-05-02 | Bare Steel
4250057 | 5 | [5 empty] | Removed from Ground | Diesel | 5000 | Bare Steel | 1975-05-03 | Bare Steel
4250057 | 6 |  |  | no |  | no | Closed in Ground | Kerosene | 1000 | Bare Steel | 2002-11-04 | Bare Steel
4250058 | 1 |  | 1998-12-14 |  | 1998-12-14 |  | Removed from Ground | Gas (Historical Use) | 5000 | Steel-Impressed Current | 1965-04-23 | Cathodically Protected | Pressurized
4250058 | 2 |  | 1998-12-14 |  | 1998-12-14 |  | Removed from Ground | Gas (Historical Use) | 5000 | Steel-Impressed Current | 1965-04-23 | Cathodically Protected | Pressurized
4250058 | 3 |  | 1998-12-14 |  | 1998-12-14 |  | Removed from Ground | Diesel | 2000 | Steel-Impressed Current | 1965-04-23 | Cathodically Protected | Pressurized
4250058 | 4A | Ball Float | 2002-08-01 | no | 2002-08-01 | no | Currently in Use | E-10 | 10000 | Composite | 2002-06-12 | Fiberglass Reinforced Plastic | Pressurized
4250058 | 4B |  | 2002-08-01 | no | 2002-08-01 | no | Currently in Use | Gas (Historical Use) | 5000 | Composite | 2002-06-12 | Fiberglass Reinforced Plastic | Pressurized
4250059 | 1 | [5 empty] | Removed from Ground | Gas (Historical Use) | 5000 | Bare Steel | 1966-04-23 | Galvanized Steel | Safe Suction (Euro)
4250059 | 2 | [5 empty] | Removed from Ground | Gas (Historical Use) | 5000 | Bare Steel | 1966-04-23 | Galvanized Steel | Safe Suction (Euro)
4250059 | 3 | [5 empty] | Removed from Ground | Gas (Historical Use) | 5000 | Bare Steel | 1966-04-23 | Galvanized Steel | Safe Suction (Euro)
4250059 | 4 | [5 empty] | Removed from Ground | Gas (Historical Use) | 5000 | Bare Steel | 1966-04-23 | Galvanized Steel | Safe Suction (Euro)
4250060 | 1 | [5 empty] | Removed from Ground | Gas (Historical Use) | 4000 | Bare Steel | 1970-04-23 | Galvanized Steel
4250060 | 2 | [5 empty] | Removed from Ground | Gas (Historical Use) | 4000 | Bare Steel | 1970-04-23 | Galvanized Steel
4250060 | 3 | [5 empty] | Removed from Ground | Gas (Historical Use) | 4000 | Bare Steel | 1970-04-23 | Galvanized Steel
4250060 | 4 | [5 empty] | Removed from Ground | Gas (Historical Use) | 4000 | Bare Steel | 1970-04-23 | Galvanized Steel
4250060 | 5 |  | 1992-06-01 |  | 1992-06-01 |  | Currently in Use | Gas (Historical Use) | 8000 | Galvanic (STIP-3) | 1992-06-23 | Double-Walled Flex | Pressurized
4250060 | 6 |  | 1992-06-01 |  | 1992-06-01 |  | Currently in Use | Diesel | 6000 | Galvanic (STIP-3) | 1992-06-23 | Double-Walled Flex | Pressurized
4250060 | 7 |  | 1992-06-01 |  | 1992-06-01 |  | Currently in Use | Gas (Historical Use) | 8000 | Galvanic (STIP-3) | 1985-01-01 | Double-Walled Flex | Pressurized
4250063 | 1 | [5 empty] | Removed from Ground | Gas (Historical Use) | 6000 | Bare Steel | 1978-04-08 | Galvanized Steel
4250063 | 2 | [5 empty] | Removed from Ground | Gas (Historical Use) | 4000 | Bare Steel | 1966-04-08 | Galvanized Steel
4250063 | 3 | [5 empty] | Removed from Ground | Gas (Historical Use) | 4000 | Bare Steel | 1966-04-08 | Galvanized Steel
4250063 | 4 | [5 empty] | Removed from Ground | Diesel | 4000 | Bare Steel | 1966-04-08 | Galvanized Steel
4250063 | 6 | Flapper Valve | 1988-09-01 | no | 1988-09-01 | no | Currently in Use | E-10 | 6000 | Galvanic (STIP-3) | 1988-09-01 | Steel/Sacrificial Anodes | Pressurized
4250063 | 7 | Flapper Valve | 1988-09-01 | no | 1988-09-01 | no | Currently in Use | E-10 | 6000 | Galvanic (STIP-3) | 1988-09-01 | Steel/Sacrificial Anodes | Pressurized
4250063 | 8 | Flapper Valve | 1988-09-01 | no | 1988-09-01 | no | Currently in Use | Plus | 4000 | Galvanic (STIP-3) | 1988-09-01 | Steel/Sacrificial Anodes | Pressurized
4250063 | 9 | Flapper Valve | 1988-09-01 | no | 1988-09-01 | no | Currently in Use | Diesel | 4000 | Galvanic (STIP-3) | 1988-09-01 |  | Pressurized
4250065 | 1 |  | 1994-12-01 |  | 1994-12-01 |  | Removed from Ground | Other | 3000 | Cathodically Protected Steel | 1986-01-01 | Cathodically Protected | Pressurized
4250065 | 2 | [5 empty] | Removed from Ground | Gas (Historical Use) | 3000 | Bare Steel | 1985-04-08 | Bare Steel
4250065 | 3 | [5 empty] | Removed from Ground | Gas (Historical Use) | 3000 | Bare Steel | 1985-04-08 | Bare Steel
4250065 | 4 |  |  | yes |  | yes | Removed from Ground | Used Oil | 550 | Bare Steel | 1956-04-08 | Bare Steel
4250065 | 5 |  | 1994-12-01 |  | 1994-12-01 |  | Currently in Use | Gas (Historical Use) | 10000 | Galvanic (STIP-3) | 1986-08-01 | Fiberglass Reinforced Plastic | Pressurized
4250065 | 6 |  | 1994-12-01 |  | 1994-12-01 |  | Currently in Use | Gas (Historical Use) | 8000 | Galvanic (STIP-3) | 1986-08-01 | Fiberglass Reinforced Plastic | Pressurized
4250065 | 7 |  | 1994-12-01 |  | 1994-12-01 |  | Currently in Use | Gas (Historical Use) | 8000 | Galvanic (STIP-3) | 1986-08-01 | Fiberglass Reinforced Plastic | Pressurized
4250065 | 8 |  | 1994-12-01 |  | 1994-12-01 |  | Currently in Use | Diesel | 3000 | Galvanic (STIP-3) | 1986-08-01 | Fiberglass Reinforced Plastic | Pressurized
4250066 | 1 |  | 1992-10-01 |  | 1992-10-01 |  | Removed from Ground | Gas (Historical Use) | 8000 | Bare Steel | 1980-03-30 | Fiberglass Reinforced Plastic | Pressurized
4250066 | 2 |  | 1992-10-01 |  | 1992-10-01 |  | Removed from Ground | Gas (Historical Use) | 8000 | Bare Steel | 1980-03-30 | Fiberglass Reinforced Plastic | Pressurized
4250066 | 3 |  | 1992-10-01 |  | 1992-10-01 |  | Removed from Ground | Gas (Historical Use) | 8000 | Bare Steel | 1980-03-30 | Fiberglass Reinforced Plastic | Gravity Fed
4250068 | 1 | [5 empty] | Removed from Ground | Gas (Historical Use) | 2000 | Bare Steel | 1966-04-08 | Bare Steel
4250068 | 2 | [5 empty] | Removed from Ground | Gas (Historical Use) | 2000 | Bare Steel | 1966-04-08 | Bare Steel
4250069 | 1 | [5 empty] | Removed from Ground | Gas (Historical Use) | 3000 | Bare Steel | 1975-01-01 | Galvanized Steel | Safe Suction (Euro)
4250069 | 2 | [5 empty] | Removed from Ground | Gas (Historical Use) | 2000 | Bare Steel | 1984-01-01 | Galvanized Steel | Safe Suction (Euro)
4250069 | 3 | [5 empty] | Removed from Ground | Gas (Historical Use) | 2000 | Bare Steel | 1975-01-01 | Galvanized Steel | Safe Suction (Euro)
4250069 | 4 | [5 empty] | Removed from Ground | Empty | 2000 | Bare Steel | 1961-04-08 | Bare Steel
4250069 | 5 |  |  | yes |  | yes | Closed in Ground | Used Oil | 550 | Bare Steel | 1961-04-08 | Bare Steel
4250070 | 6 |  | 1989-01-13 | yes | 1989-01-13 | yes | Temporarily out of use | Gas (Historical Use) | 6000 | Galvanic (STIP-3) | 1989-01-13 | Fiberglass Reinforced Plastic | TOU
4250070 | 7 |  | 1989-01-13 | yes | 1989-01-13 | yes | Temporarily out of use | Gas (Historical Use) | 6000 | Galvanic (STIP-3) | 1989-01-13 | Fiberglass Reinforced Plastic | TOU
4250070 | 8 |  | 1989-01-13 | yes | 1989-01-13 | yes | Temporarily out of use | Gas (Historical Use) | 6000 | Galvanic (STIP-3) | 1989-01-13 | Fiberglass Reinforced Plastic | TOU
4250072 | 1 | [5 empty] | Removed from Ground | Gas (Historical Use) | 4000 | Bare Steel | 1969-04-17 | Galvanized Steel
4250074 | 1 | [5 empty] | Removed from Ground | Gas (Historical Use) | 4000 | Bare Steel | 1976-03-31 | Galvanized Steel
4250074 | 2 | [5 empty] | Removed from Ground | Gas (Historical Use) | 2000 | Bare Steel | 1956-03-31 | Galvanized Steel
4250074 | 3 | [5 empty] | Removed from Ground | Gas (Historical Use) | 2000 | Bare Steel | 1956-03-31 | Galvanized Steel
4250074 | 4 | [5 empty] | Removed from Ground | Gas (Historical Use) | 2000 | Bare Steel | 1956-03-31 | Galvanized Steel
4250074 | 5 |  |  | yes |  | yes | Closed in Ground | Used Oil | 550 | Bare Steel | 1956-03-31 | Galvanized Steel
4250076 | 1 | [5 empty] | Removed from Ground | Gas (Historical Use) | 4000 | Bare Steel | 1974-02-26 | Galvanized Steel
4250077 | 1 | [5 empty] | Removed from Ground | Gas (Historical Use) | 8000 | Bare Steel | 1966-03-05 | Bare Steel
4250077 | 2 | [5 empty] | Removed from Ground | Gas (Historical Use) | 5000 | Bare Steel | 1966-03-05 | Bare Steel
4250077 | 3 | [5 empty] | Removed from Ground | Gas (Historical Use) | 2000 | Bare Steel | 1966-03-05 | Bare Steel
4250077 | 4 |  |  | yes |  | yes | Removed from Ground | Used Oil | 1000 | Bare Steel | 1966-03-05 | Bare Steel
4250077 | 5 | Flapper Valve | 1991-10-13 | no | 1991-10-13 | no | Currently in Use | Premium | 6000 | Galvanic (STIP-3) | 1991-10-16 | Fiberglass Reinforced Plastic | Safe Suction (Euro)
4250077 | 6 | Flapper Valve | 1991-10-13 | no | 1991-10-13 | no | Currently in Use | Plus | 2000 | Galvanic (STIP-3) | 1991-10-16 | Fiberglass Reinforced Plastic | Safe Suction (Euro)
4250077 | 7 | Flapper Valve | 1991-10-13 | no | 1991-10-13 | no | Currently in Use | E-10 | 2000 | Galvanic (STIP-3) | 1991-01-01 | Fiberglass Reinforced Plastic | Safe Suction (Euro)
4250077 | 7A | Flapper Valve | 1991-10-13 | no | 1991-10-13 | no | Currently in Use | E-10 | 2000 | Galvanic (STIP-3) | 1991-01-01 | Fiberglass Reinforced Plastic | Safe Suction (Euro)
4250077 | 9 | [5 empty] | Removed from Ground | Other | 1 | Not Marked/Unknown | 1957-01-01 | Not Marked
4250078 | 1 | [5 empty] | Removed from Ground | Gas (Historical Use) | 5000 | Bare Steel | 1974-03-06 | Unknown
4250078 | 2 | [5 empty] | Removed from Ground | Gas (Historical Use) | 5000 | Bare Steel | 1974-03-06 | Unknown
4250078 | 3 | [5 empty] | Removed from Ground | Empty | 5000 | Bare Steel | 1974-03-06 | Unknown
4250078 | 4 |  |  | yes |  | yes | Removed from Ground | Used Oil | 1000 | Bare Steel | 1966-03-06 | Unknown
4250079 | 1 |  | 1998-07-01 |  | 1998-07-01 |  | Removed from Ground | Gas (Historical Use) | 4000 | Cathodically Protected Steel | 1985-03-11 | Fiberglass Reinforced Plastic | Pressurized
4250079 | 2 |  | 1998-07-01 |  | 1998-07-01 |  | Removed from Ground | Gas (Historical Use) | 4000 | Cathodically Protected Steel | 1985-03-11 | Fiberglass Reinforced Plastic | Pressurized
4250079 | 3 |  | 1998-07-01 |  | 1998-07-01 |  | Removed from Ground | Gas (Historical Use) | 4000 | Cathodically Protected Steel | 1985-03-11 | Fiberglass Reinforced Plastic | Pressurized
4250080 | 1 |  | 1995-04-05 |  | 1995-04-05 |  | Currently in Use | Gas (Historical Use) | 4000 | Steel-Impressed Current | 1984-03-11 | Fiberglass Reinforced Plastic | Suction (American)
4250080 | 2 |  | 1995-04-05 |  | 1995-04-05 |  | Currently in Use | Gas (Historical Use) | 4000 | Steel-Impressed Current | 1984-03-11 | Fiberglass Reinforced Plastic | Suction (American)
4250080 | 3 |  | 1995-04-05 |  | 1995-04-05 |  | Currently in Use | Gas (Historical Use) | 4000 | Epoxy | 1984-03-11 | Fiberglass Reinforced Plastic | Suction (American)
4250081 | 1 | [5 empty] | Removed from Ground | Gas (Historical Use) | 10000 | Bare Steel | 1980-03-11 | Bare Steel
4250081 | 2 | [5 empty] | Removed from Ground | Gas (Historical Use) | 3000 | Bare Steel | 1968-03-11 | Bare Steel
4250081 | 3 | [5 empty] | Removed from Ground | Gas (Historical Use) | 3000 | Bare Steel | 1968-03-11 | Bare Steel
4250081 | 4 | [5 empty] | Removed from Ground | Gas (Historical Use) | 3000 | Bare Steel | 1968-03-11 | Bare Steel
4250081 | 5 |  |  | yes |  | yes | Removed from Ground | Used Oil | 550 | Marked Unknown | 1968-03-11 | Bare Steel
4250081 | 6 | [5 empty] | Removed from Ground | Gas (Historical Use) | 3000 | Bare Steel | 1968-01-01 | Bare Steel
4250081 | 7 | [5 empty] | Removed from Ground | Gas (Historical Use) | 3000 | Bare Steel | 1968-01-01 | Bare Steel
4250081 | 8 | [5 empty] | Removed from Ground | Gas (Historical Use) | 3000 | Bare Steel | 1968-01-01 | Bare Steel
4250082 | 1 | [5 empty] | Removed from Ground | Empty | 3000 | Bare Steel | 1984-03-19 | Galvanized Steel | Suction (American)
4250082 | 2 | [5 empty] | Removed from Ground | Empty | 8000 | Epoxy | 1996-04-01 | Galvanized Steel | Suction (American)
4250083 | 1 |  | 1996-01-01 |  | 1996-01-01 |  | Currently in Use | Gas (Historical Use) | 8000 | Steel-Impressed Current | 1976-03-31 | Steel (Impressed Current) | Suction (American)
4250083 | 2 |  | 1996-01-01 |  | 1996-01-01 |  | Currently in Use | Gas (Historical Use) | 8000 | Steel-Impressed Current | 1976-03-31 | Steel (Impressed Current) | Suction (American)
4250083 | 3 |  | 1996-01-01 |  | 1996-01-01 |  | Currently in Use | Gas (Historical Use) | 8000 | Steel-Impressed Current | 1976-03-31 | Steel (Impressed Current) | Suction (American)
4250084 | BLUE |  | 1993-04-23 |  | 1993-04-23 |  | Currently in Use | Gas (Historical Use) | 4000 | Steel-Impressed Current | 1979-07-01 | Fiberglass Reinforced Plastic | Pressurized
4250084 | GOLD |  | 1993-04-23 |  | 1993-04-23 |  | Currently in Use | Gas (Historical Use) | 4000 | Steel-Impressed Current | 1974-05-01 | Fiberglass Reinforced Plastic | Pressurized
4250084 | SILVER |  | 1993-04-23 | no | 1993-04-23 | no | Currently in Use | Gas (Historical Use) | 4000 | Steel-Impressed Current | 1974-07-01 | Fiberglass Reinforced Plastic | Pressurized
4250085 | 1 | [5 empty] | Permanently Out of Use - historical purposes | Gas (Historical Use) | 8000 | Bare Steel | 1945-04-30 | Unknown
4250085 | 2 | [5 empty] | Permanently Out of Use - historical purposes | Diesel | 8000 | Bare Steel | 1945-04-30 | Unknown
4250086 | 1 | [5 empty] | Closed in Ground | Gas (Historical Use) | 2000 | Bare Steel | 1956-05-05 | Galvanized Steel
4250086 | 2 | [5 empty] | Closed in Ground | Gas (Historical Use) | 2000 | Bare Steel | 1956-05-05 | Galvanized Steel
4250086 | 3 |  |  | yes |  | yes | Removed from Ground | Used Oil | 200 | Bare Steel | 1956-05-05 | Galvanized Steel
4250086 | 4 | [5 empty] | Removed from Ground | Gas (Historical Use) | 500 | Fiberglass | 1980-05-05 | Galvanized Steel
4250086 | 5 | [5 empty] | Removed from Ground | Kerosene | 7500 | Bare Steel | 1996-05-21 | Galvanized Steel
4250088 | 1 |  | 1989-12-01 |  | 1989-12-01 |  | Removed from Ground | Gas (Historical Use) | 2000 | Double Walled | 1989-12-01 | Fiberglass Reinforced Plastic
4250088 | 2 | [5 empty] | Removed from Ground | Other | 2000 | Not Marked/Unknown | 1989-12-01 | Not Marked
4250089 | 1 | [5 empty] | Currently in Use | Diesel | 8000 | Bare Steel | 1971-05-02 | Unknown
4250091 | 1 | [5 empty] | Removed from Ground | Gas (Historical Use) | 10000 | Bare Steel | 1978-05-05 | Galvanized Steel
4250091 | 2 | [5 empty] | Removed from Ground | Gas (Historical Use) | 4000 | Bare Steel | 1976-05-05 | Galvanized Steel
4250091 | 3 | [5 empty] | Removed from Ground | Gas (Historical Use) | 4000 | Bare Steel | 1976-05-05 | Galvanized Steel
4250091 | 4 | [5 empty] | Removed from Ground | Gas (Historical Use) | 4000 | Bare Steel | 1976-05-05 | Galvanized Steel
4250091 | 5 | [5 empty] | Removed from Ground | Gas (Historical Use) | 4000 | Bare Steel | 1976-05-05 | Galvanized Steel
4250091 | 6 | [5 empty] | Removed from Ground | Gas (Historical Use) | 6000 | Bare Steel | 1976-05-05 | Galvanized Steel
4250091 | 7 | [5 empty] | Removed from Ground | Gas (Historical Use) | 6000 | Bare Steel | 1976-05-05 | Galvanized Steel
4250094 | 1 | [5 empty] | Removed from Ground | Diesel | 3000 | Bare Steel | 1977-05-03 | Galvanized Steel
4250094 | BR1 | [5 empty] | Removed from Ground | Hazardous Substance | 20000 | Bare Steel | 1967-01-01 | Bare Steel | Safe Suction (Euro)
4250094 | BR2 | [5 empty] | Removed from Ground | Hazardous Substance | 20000 | Bare Steel | 1967-01-01 | Bare Steel
4250094 | BR3 | [5 empty] | Removed from Ground | Gas (Historical Use) | 1000 | Bare Steel | 1967-01-01 | Bare Steel | Safe Suction (Euro)
4250094 | BR4 | [5 empty] | Removed from Ground | Diesel | 1000 | Bare Steel | 1967-01-01 | Bare Steel | Safe Suction (Euro)
4250094 | CAF1 | [5 empty] | Removed from Ground | Diesel | 1000 | Not Marked/Unknown | 1996-05-13 | Not Marked
4250094 | COMP1 | [5 empty] | Removed from Ground | Empty | 800 | Bare Steel | 1984-12-31 | Bare Steel | Suction (American)
4250094 | FF1 | Overfill Alarm | 1990-03-01 | no | 1990-03-01 | no | Currently in Use | Kerosene | 20000 | Epoxy Double-Walled | 1990-03-01 | Aboveground | Pressurized
4250094 | FF2 | Overfill Alarm | 1990-03-01 | no | 1990-03-01 | no | Currently in Use | Kerosene | 20000 | Epoxy Double-Walled | 1990-03-01 | Aboveground | Pressurized
4250094 | FF3 | Overfill Alarm | 1990-03-01 | no | 1990-03-01 | no | Currently in Use | Kerosene | 20000 | Epoxy Double-Walled | 1990-03-01 | Aboveground | Pressurized
4250094 | FF4 | Overfill Alarm | 1990-03-01 | no | 1990-03-01 | no | Currently in Use | Kerosene | 20000 | Epoxy Double-Walled | 1990-03-01 |  | Pressurized
4250094 | FF5A | Overfill Alarm | 1990-03-01 | no | 1990-03-01 | no | Currently in Use | Kerosene | 10000 | Epoxy Double-Walled | 1990-03-01 | Aboveground | Pressurized
4250094 | FF5B | Overfill Alarm | 1990-03-01 | no | 1990-03-01 | no | Currently in Use | Kerosene | 10000 | Epoxy Double-Walled | 1990-03-01 | Aboveground | Pressurized
4250094 | WH1 | Flapper Valve | 1995-05-12 | no | 1995-05-12 | no | Currently in Use | E-10 | 2000 | Galvanic (STIP-3) | 1999-11-18 | Fiberglass Reinforced Plastic | Safe Suction (Euro)
4250095 | 1 |  | 1993-12-10 |  | 1993-12-10 |  | Removed from Ground | Gas (Historical Use) | 10000 | Bare Steel | 1974-05-07 | Unknown | Safe Suction (Euro)
4250095 | 2 | [5 empty] | Removed from Ground | Empty | 500 | Bare Steel | 1974-05-07 | Unknown
4250095 | 3 |  |  | yes |  | yes | Removed from Ground | Used Oil | 500 | Bare Steel | 1974-05-07 | Unknown
4250095 | 4 |  | 1993-12-10 |  | 1993-12-10 |  | Removed from Ground | Gas (Historical Use) | 10000 | Bare Steel | 1981-05-07 | Fiberglass Reinforced Plastic | Safe Suction (Euro)
4250096 | 1 | [5 empty] | Removed from Ground | Diesel | 1000 | Bare Steel | 1980-04-04 | Galvanized Steel
4250096 | 2 | [5 empty] | Removed from Ground | Gas (Historical Use) | 1000 | Bare Steel | 1983-04-05 | Galvanized Steel
4250096 | 3 |  |  | yes |  | yes | Closed in Ground | Used Oil | 1500 | Not Marked/Unknown | 1996-04-11 | Not Marked
4250096 | 4 |  |  | yes |  | yes | Removed from Ground | Used Oil | 2000 | Not Marked/Unknown | 1996-06-24 | Not Marked
4250096 | 5 | [5 empty] | Closed in Ground | Other | 250 | Not Marked/Unknown | 1996-06-27 | Not Marked
4250096 | 6 | [5 empty] | Closed in Ground | Other | 250 | Not Marked/Unknown | 1996-06-27 | Not Marked
4250096 | 7 | [5 empty] | Closed in Ground | Other | 250 | Not Marked/Unknown | 1996-06-27 | Not Marked
4250097 | 1 | [5 empty] | Removed from Ground | Gas (Historical Use) | 3000 | Bare Steel | 1978-05-05 | Galvanized Steel
4250098 | 1 | [5 empty] | Removed from Ground | Diesel | 2000 | Bare Steel | 1984-05-02 | Not Marked
4250098 | 2 | [5 empty] | Removed from Ground | Diesel | 2000 | Bare Steel | 1984-05-02 | Not Marked
4250098 | 3 | [5 empty] | Removed from Ground | Gas (Historical Use) | 2000 | Bare Steel | 1984-05-02 | Not Marked
4250098 | 4 | [5 empty] | Removed from Ground | Gas (Historical Use) | 2000 | Bare Steel | 1984-05-02 | Not Marked
4250099 | 1 | [5 empty] | Removed from Ground | Diesel | 8000 | Bare Steel | 1980-04-04 | Galvanized Steel
4250099 | 2 | [5 empty] | Removed from Ground | Diesel | 8000 | Bare Steel | 1980-04-04 | Galvanized Steel
4250099 | 3 | [5 empty] | Removed from Ground | Gas (Historical Use) | 3000 | Bare Steel | 1984-04-04 | Galvanized Steel
4250100 | 1 | [5 empty] | Removed from Ground | Diesel | 20000 | Bare Steel | 1976-05-05 | Galvanized Steel | Pressurized
4250100 | 2 | [5 empty] | Removed from Ground | Diesel | 12000 | Bare Steel | 1976-05-05 | Galvanized Steel | Pressurized
4250100 | 3 |  |  | yes |  | yes | Removed from Ground | Used Oil | 500 | Bare Steel | 1976-05-05 | Galvanized Steel | Gravity Fed
4250100 | 4 | Flapper Valve | 1993-07-22 | no | 1993-07-22 | no | Currently in Use | Diesel | 15000 | Composite Double Walled | 1993-07-22 | Double-Walled Fiberglass | Pressurized
4250100 | 5 |  | 1993-07-22 |  | 1993-07-22 |  | Removed from Ground | Used Oil | 1000 | Composite | 1993-08-05 | Double-Walled Fiberglass | Gravity Fed
4250101 | 1 |  | 1987-06-06 |  | 1987-06-06 |  | Currently in Use | Gas (Historical Use) | 10000 | Cathodically Protected Steel | 1987-06-06 | Steel (Impressed Current) | Pressurized
4250101 | 2 |  | 1987-06-06 |  | 1987-06-06 |  | Currently in Use | Gas (Historical Use) | 10000 | Cathodically Protected Steel | 1987-06-06 | Steel (Impressed Current) | Pressurized
4250101 | 3 |  | 1987-06-06 |  | 1987-06-06 |  | Currently in Use | Gas (Historical Use) | 10000 | Cathodically Protected Steel | 1987-06-06 | Steel (Impressed Current) | Pressurized
4250101 | 4 |  | 1987-06-01 |  | 1987-06-01 |  | Currently in Use | Diesel | 10000 | Cathodically Protected Steel | 1987-06-06 | Steel (Impressed Current) | Pressurized
4250101 | 5 |  | 1987-06-06 |  | 1987-06-06 |  | Currently in Use | Kerosene | 4000 | Cathodically Protected Steel | 1987-06-06 | Fiberglass Reinforced Plastic | Pressurized
4250102 | 1 | [5 empty] | Removed from Ground | Gas (Historical Use) | 5000 | Bare Steel | 1995-05-01 | Galvanized Steel | Safe Suction (Euro)
4250102 | 2 | [5 empty] | Removed from Ground | Diesel | 5000 | Bare Steel | 1995-05-01 | Galvanized Steel
4250102 | 3 | [5 empty] | Removed from Ground | Diesel | 2000 | Bare Steel | 1995-05-01 | Galvanized Steel
4250102 | 4 | [5 empty] | Removed from Ground | Gas (Historical Use) | 2000 | Bare Steel | 1995-05-01 | Galvanized Steel
4250102 | 5 | Ball Float | 1995-05-01 | no | 1995-05-01 | no | Currently in Use | E-0 | 5000 | Galvanic (STIP-3) | 1995-05-01 | Fiberglass Reinforced Plastic | Pressurized
4250102 | 6 | Ball Float | 1995-05-01 | no | 1995-05-01 | no | Currently in Use | Diesel | 5000 | Galvanic (STIP-3) | 1995-05-01 | Fiberglass Reinforced Plastic | Pressurized
4250103 | 1 |  | 1992-04-01 |  | 1992-04-01 |  | Currently in Use | Gas (Historical Use) | 10150 | Steel-Impressed Current | 1984-05-07 | Fiberglass Reinforced Plastic | Pressurized
4250103 | 2 |  | 1992-04-01 |  | 1992-04-01 |  | Currently in Use | Gas (Historical Use) | 10150 | Steel-Impressed Current | 1984-05-07 | Fiberglass Reinforced Plastic | Pressurized
4250103 | 3 |  | 1992-04-01 |  | 1992-04-01 |  | Currently in Use | Gas (Historical Use) | 10150 | Steel-Impressed Current | 1984-05-07 | Fiberglass Reinforced Plastic | Pressurized
4250103 | 4 | [5 empty] | Removed from Ground | Diesel | 2000 | Bare Steel | 1984-05-07 | Galvanized Steel | Safe Suction (Euro)
4250103 | 5 |  |  | yes |  | yes | Permanently Out Of Use | Used Oil | 500 | Bare Steel | 1984-05-07 | Galvanized Steel | Safe Suction (Euro)
4250103 | 6 |  | 1992-04-02 |  | 1992-04-02 |  | Temporarily out of use | Other | 500 | Steel-Impressed Current | 1984-05-07 | Fiberglass Reinforced Plastic | Safe Suction (Euro)
4250104 | 1 | [5 empty] | Removed from Ground | Gas (Historical Use) | 4010 | Bare Steel | 1982-05-07 | Galvanized Steel | Pressurized
4250104 | 2 | [5 empty] | Removed from Ground | Gas (Historical Use) | 4009 | Not Marked/Unknown | 1982-05-07 | Galvanized Steel | Pressurized
4250104 | 3 | [5 empty] | Removed from Ground | Gas (Historical Use) | 4010 | Bare Steel | 1982-05-07 | Galvanized Steel | Pressurized
4250104 | 4 | [5 empty] | Removed from Ground | Gas (Historical Use) | 4009 | Bare Steel | 1982-05-07 | Galvanized Steel | Pressurized
4250104 | 5 | [5 empty] | Removed from Ground | Gas (Historical Use) | 4010 | Bare Steel | 1982-05-07 | Galvanized Steel | Pressurized
4250104 | 6 | [5 empty] | Removed from Ground | Gas (Historical Use) | 4009 | Bare Steel | 1982-05-07 | Galvanized Steel | Pressurized
4250104 | 7 | [5 empty] | Removed from Ground | Diesel | 4010 | Bare Steel | 1982-05-07 | Galvanized Steel
4250104 | 8 | [5 empty] | Removed from Ground | Diesel | 4009 | Bare Steel | 1982-05-07 | Galvanized Steel
4250104 | 9 | [5 empty] | Removed from Ground | Diesel | 8000 | Cathodically Protected Steel | 1986-05-07 | Galvanized Steel | Pressurized
4250105 | 1 | [5 empty] | Removed from Ground | Gas (Historical Use) | 3010 | Bare Steel | 1982-05-07 | Galvanized Steel
4250105 | 2 | [5 empty] | Removed from Ground | Gas (Historical Use) | 3010 | Bare Steel | 1982-05-07 | Galvanized Steel
4250105 | 3 | [5 empty] | Removed from Ground | Gas (Historical Use) | 3010 | Bare Steel | 1982-05-07 | Galvanized Steel
4250106 | 1 | [5 empty] | Removed from Ground | Gas (Historical Use) | 4010 | Bare Steel | 1982-05-07 | Galvanized Steel
4250106 | 2 | [5 empty] | Removed from Ground | Gas (Historical Use) | 4009 | Bare Steel | 1982-05-07 | Galvanized Steel
4250106 | 3 | [5 empty] | Removed from Ground | Gas (Historical Use) | 8020 | Bare Steel | 1982-05-07 | Galvanized Steel
4250106 | 4 | [5 empty] | Removed from Ground | Gas (Historical Use) | 4010 | Bare Steel | 1982-05-07 | Galvanized Steel
4250106 | 5 | [5 empty] | Removed from Ground | Gas (Historical Use) | 4009 | Bare Steel | 1982-05-07 | Galvanized Steel
4250106 | 6 | [5 empty] | Removed from Ground | Diesel | 4010 | Bare Steel | 1982-05-07 | Galvanized Steel
4250106 | 7 | Ball Float | 1994-06-01 | no | 1994-06-01 | no | Currently in Use | E-10 | 12000 | Composite | 1994-06-01 | Fiberglass Reinforced Plastic | Pressurized
4250106 | 8A | Ball Float | 1994-06-01 | no | 1994-06-01 | no | Currently in Use | Plus | 6000 | Composite | 1994-06-01 | Fiberglass Reinforced Plastic | Pressurized
4250106 | 8B | Ball Float | 1994-06-01 | no | 1994-06-01 | no | Currently in Use | Premium | 6000 | Composite | 1994-06-01 | Fiberglass Reinforced Plastic | Pressurized
4250107 | 1 | Flapper Valve | 1991-10-01 | no | 1991-10-01 | no | Currently in Use | E-10 | 8020 | Steel-Impressed Current | 1982-05-07 | Fiberglass Reinforced Plastic | Pressurized
4250107 | 2 | Flapper Valve | 1991-10-01 | no | 1991-10-01 | no | Currently in Use | Plus | 8020 | Steel-Impressed Current | 1982-05-07 | Fiberglass Reinforced Plastic | Pressurized
4250107 | 3 | Flapper Valve | 1991-10-01 | no | 1991-10-01 | no | Currently in Use | Premium | 8020 | Steel-Impressed Current | 1982-05-07 | Fiberglass Reinforced Plastic | Pressurized
4250108 | 1 | [5 empty] | Closed in Ground | Gas (Historical Use) | 10150 | Bare Steel | 1976-05-07 | Galvanized Steel | Pressurized
4250108 | 2 | [5 empty] | Closed in Ground | Gas (Historical Use) | 5010 | Bare Steel | 1976-05-07 | Galvanized Steel | Pressurized
4250108 | 3 | [5 empty] | Closed in Ground | Gas (Historical Use) | 5010 | Bare Steel | 1976-05-07 | Galvanized Steel | Pressurized
4250108 | 4 | [5 empty] | Closed in Ground | Diesel | 2000 | Bare Steel | 1976-05-07 | Galvanized Steel | Pressurized
4250108 | 5A |  | 2003-12-01 | no | 2003-12-01 | no | Currently in Use | Gas (Historical Use) | 8500 | Composite | 2003-12-01 | Fiberglass Reinforced Plastic | Pressurized
4250108 | 5B |  | 2003-12-01 | no | 2003-12-01 | no | Currently in Use | Gas (Historical Use) | 3500 | Composite | 2003-12-01 | Fiberglass Reinforced Plastic | Pressurized
4250109 | 1 |  | 2007-05-10 |  | 1991-01-01 |  | Currently in Use | Gas (Historical Use) | 10000 | Steel-Impressed Current | 1978-05-07 | Fiberglass Reinforced Plastic | Pressurized
4250109 | 2 |  | 2007-05-10 |  | 1991-01-01 |  | Currently in Use | Gas (Historical Use) | 10000 | Steel-Impressed Current | 1978-05-07 | Fiberglass Reinforced Plastic | Pressurized
4250109 | 3 |  | 2007-05-10 |  | 1991-01-01 |  | Currently in Use | Gas (Historical Use) | 10000 | Steel-Impressed Current | 1978-05-07 | Fiberglass Reinforced Plastic | Pressurized
4250109 | 4 | [5 empty] | Closed in Ground | Gas (Historical Use) | 4000 | Bare Steel | 1978-05-07 | Galvanized Steel
4250111 | 1 | [5 empty] | Removed from Ground | Other | 8000 | Bare Steel | 1982-05-09 | Galvanized Steel
4250111 | 2 | [5 empty] | Removed from Ground | Other | 1000 | Bare Steel | 1974-05-09 | Galvanized Steel
4250112 | 1 | [5 empty] | Removed from Ground | Diesel | 8000 | Bare Steel | 1979-05-09 | Galvanized Steel
4250113 | 1 |  | 1997-07-01 |  | 1997-07-01 |  | Removed from Ground | Gas (Historical Use) | 10000 | Cathodically Protected Steel | 1986-04-30 | Fiberglass Reinforced Plastic | Safe Suction (Euro)
4250113 | 2 |  | 1997-07-01 |  | 1997-07-01 |  | Removed from Ground | Diesel | 2000 | Not Marked/Unknown | 1997-07-01 | Fiberglass Reinforced Plastic | Suction (American)
4250113 | 3 | Flapper Valve | 2014-07-01 | no | 2014-07-01 | no | Currently in Use | Gas (Historical Use) | 12000 | Composite Double Walled | 2014-07-01 | Fiberglass Reinforced Plastic | Safe Suction (Euro)
4250113 | 4 |  |  | no |  | no | Removed from Ground | Gas (Historical Use) | 800 | Bare Steel
4250114 | 1 | [5 empty] | Removed from Ground | Gas (Historical Use) | 500 | Bare Steel | 1968-05-07 | Galvanized Steel
4250116 | 1 |  |  | no |  | no | Removed from Ground | Diesel | 0 | Bare Steel | 2013-08-23 | Bare Steel
4250116 | 2 |  |  | no |  | no | Removed from Ground | Other | 0 | Unknown |  | Steel/FG Secondary containment
4250116 | 7 | [5 empty] | Removed from Ground | Other | 750 | Fiberglass | 1984-05-06 | Galvanized Steel
4250117 | 1 |  |  | yes |  | yes | Removed from Ground | Used Oil | 500 | Bare Steel | 1985-03-06 | Bare Steel
4250118 | 2018-01-08 | [5 empty] | Removed from Ground | Gas (Historical Use) | 2000 | Tank Jacket | 1992-05-01 | Fiberglass Reinforced Plastic | Pressurized
4250118 | 2018-01-09 | [5 empty] | Removed from Ground | Diesel | 5000 | Tank Jacket | 1992-05-01 | Fiberglass Reinforced Plastic | Pressurized
4250118 | 283-1 | [5 empty] | Removed from Ground | Gas (Historical Use) | 5000 | Bare Steel | 1958-05-06 | Galvanized Steel
4250118 | 283-2 | [5 empty] | Removed from Ground | Diesel | 5000 | Bare Steel | 1974-01-01 | Bare Steel
4250119 | 1 | [5 empty] | Removed from Ground | Diesel | 4000 | Marked Unknown | 1971-05-08 | Unknown | Suction (American)
4250119 | 2 | [5 empty] | Removed from Ground | Diesel | 4000 | Marked Unknown | 1971-05-08 | Unknown | Suction (American)
4250120 | 1 | [5 empty] | Removed from Ground | Gas (Historical Use) | 1000 | Bare Steel | 1961-05-06 | Galvanized Steel
4250120 | 2 | [5 empty] | Removed from Ground | Gas (Historical Use) | 1000 | Bare Steel | 1961-05-06 | Galvanized Steel
4250120 | 3 | [5 empty] | Removed from Ground | Gas (Historical Use) | 2000 | Bare Steel | 1971-05-07 | Galvanized Steel
4250120 | 4 | [5 empty] | Permanently Out of Use - historical purposes | Empty | 1000 | Bare Steel | 1961-05-06 | Galvanized Steel
4250120 | 5 |  |  | yes |  | yes | Permanently Out of Use - historical purposes | Used Oil | 100 | Bare Steel | 1961-05-06 | Galvanized Steel
4250120 | 6 |  | 1988-12-01 | yes | 1988-12-01 |  | Temporarily out of use | Gas (Historical Use) | 2000 | Galvanic (STIP-3) | 1988-12-01 | Fiberglass Reinforced Plastic | Suction (American)
4250120 | 7 |  | 1988-12-01 | yes | 1988-12-01 |  | Temporarily out of use | Gas (Historical Use) | 2000 | Galvanic (STIP-3) | 1988-12-01 | Fiberglass Reinforced Plastic | Suction (American)
4250123 | 1 | [5 empty] | Removed from Ground | Other | 10000 | Bare Steel | 1980-02-28 | Galvanized Steel
4250123 | 2 | [5 empty] | Removed from Ground | Gas (Historical Use) | 4000 | Bare Steel | 1966-02-27 | Galvanized Steel | Safe Suction (Euro)
4250123 | 3 | [5 empty] | Removed from Ground | Diesel | 4000 | Bare Steel | 1966-02-27 | Galvanized Steel | Safe Suction (Euro)
4250123 | 4 | [5 empty] | Removed from Ground | Empty | 1000 | Bare Steel | 1956-02-28 | Unknown
4250123 | 5 | [5 empty] | Removed from Ground | Diesel | 10000 | Bare Steel | 1956-02-28 | Galvanized Steel | Suction (American)
4250123 | 6 | [5 empty] | Removed from Ground | Diesel | 10000 | Bare Steel | 1956-02-28 | Galvanized Steel | Suction (American)
4250124 | 1 | [5 empty] | Removed from Ground | Gas (Historical Use) | 1000 | Bare Steel | 1951-05-06 | Unknown
4250124 | 2 | [5 empty] | Removed from Ground | Diesel | 5000 | Bare Steel | 1965-05-05 | Not Marked
4250124 | 3 |  | 1987-03-01 |  | 1987-03-01 |  | Removed from Ground | Gas (Historical Use) | 6000 | Fiberglass | 1987-03-01 | Fiberglass Reinforced Plastic | Safe Suction (Euro)
4250124 | 4 |  | 1987-03-01 |  | 1987-03-01 |  | Removed from Ground | Diesel | 6000 | Fiberglass | 1987-03-01 | Fiberglass Reinforced Plastic | Safe Suction (Euro)
4250124 | 5 |  |  | yes | 1987-03-01 | yes | Removed from Ground | Used Oil | 1000 | Fiberglass | 1987-03-01 | Fiberglass Reinforced Plastic | Gravity Fed
4250126 | 1 | [5 empty] | Permanently Out of Use - historical purposes | Diesel | 1000 | Bare Steel | 1983-05-07 | Galvanized Steel
4250126 | 2 | [5 empty] | Removed from Ground | Gas (Historical Use) | 500 | Bare Steel | 1981-05-06 | Unknown
4250126 | 3 | [5 empty] | Removed from Ground | Gas (Historical Use) | 550 | Bare Steel | 1983-05-07 | Galvanized Steel
4250126 | 4 | [5 empty] | Removed from Ground | Diesel | 550 | Bare Steel | 1976-05-06 | Galvanized Steel
4250127 | 1 | [5 empty] | Removed from Ground | Gas (Historical Use) | 280 | Bare Steel | 1981-05-06 | Galvanized Steel
4250129 | 1 | [5 empty] | Removed from Ground | Gas (Historical Use) | 1000 | Bare Steel | 1968-05-02 | Galvanized Steel | Suction (American)
4250129 | 2 | [5 empty] | Removed from Ground | Gas (Historical Use) | 1000 | Bare Steel | 1953-05-02 | Galvanized Steel
4250129 | 3 | [5 empty] | Removed from Ground | Other | 250 | Bare Steel | 1968-05-02 | Galvanized Steel | Suction (American)
4250129 | 4 | [5 empty] | Removed from Ground | Gas (Historical Use) | 250 | Bare Steel | 1968-05-02 | Unknown
4250130 | 1 |  |  | yes |  | yes | Currently in Use | Used Oil | 1 | Bare Steel | 1936-04-15 | Bare Steel
4250132 | 09601-01 | [5 empty] | Removed from Ground | Gas (Historical Use) | 6000 | Fiberglass | 1978-01-01 | Unknown | Suction (American)
4250132 | 09601-02 | [5 empty] | Removed from Ground | Gas (Historical Use) | 6000 | Fiberglass | 1978-01-01 | Unknown | Suction (American)
4250133 | 10 | [5 empty] | Removed from Ground | Diesel | 10000 | Bare Steel | 1976-03-26 | Bare Steel | Suction (American)
4250133 | 3 | [5 empty] | Closed in Ground | Empty | 3000 | Bare Steel | 1947-05-08 | Galvanized Steel | Suction (American)
4250133 | 4 | [5 empty] | Closed in Ground | Empty | 3000 | Bare Steel | 1951-05-08 | Galvanized Steel | Suction (American)
4250133 | 7 |  |  |  | 1988-05-01 |  | Removed from Ground | Gas (Historical Use) | 10000 | Galvanic (STIP-3) | 1988-05-24 | Galvanized Steel | Pressurized
4250133 | 8 |  |  |  | 1988-05-01 |  | Removed from Ground | Gas (Historical Use) | 10000 | Galvanic (STIP-3) | 1988-05-24 | Galvanized Steel | Suction (American)
4250133 | 9 | [5 empty] | Removed from Ground | Diesel | 10000 | Bare Steel | 1976-03-26 | Bare Steel | Suction (American)
4250135 | 1 | [5 empty] | Removed from Ground | Other | 16800 | Concrete | 1985-05-01 | Unknown
4250135 | 2 | [5 empty] | Removed from Ground | Other | 16800 | Concrete | 1985-05-01 | Unknown
4250136 | 1 | [5 empty] | Closed in Ground | Gas (Historical Use) | 1 | Bare Steel | 1958-05-05 | Unknown
4250136 | 10 | [5 empty] | Removed from Ground | Diesel | 500 | Marked Unknown | 1960-01-01 | Unknown
4250136 | 2 | [5 empty] | Closed in Ground | Kerosene | 1 | Bare Steel | 1958-05-05 | Unknown
4250136 | 3 | [5 empty] | Closed in Ground | Gas (Historical Use) | 1 | Bare Steel | 1980-05-05 | Galvanized Steel
4250136 | 4 | [5 empty] | Closed in Ground | Diesel | 1 | Bare Steel | 1981-05-05 | Galvanized Steel
4250136 | 5 |  | 1989-12-01 |  | 1989-12-01 |  | Removed from Ground | Gas (Historical Use) | 1000 | Cathodically Protected Steel | 1989-12-01 | Fiberglass Reinforced Plastic
4250136 | 6 | [5 empty] | Removed from Ground | Gas (Historical Use) | 1000 | Not Marked/Unknown | 1979-01-01 | Not Marked
4250136 | 7 | [5 empty] | Removed from Ground | Diesel | 55 | Bare Steel | 1970-01-01 | Bare Steel
4250136 | 8 | [5 empty] | Removed from Ground | Diesel | 55 | Bare Steel | 1970-01-01 | Bare Steel
4250136 | 9 | [5 empty] | Removed from Ground | Diesel | 55 | Bare Steel | 1970-01-01 | Bare Steel
4250137 | 1 |  | 1989-02-01 |  | 1989-02-01 |  | Removed from Ground | Gas (Historical Use) | 4000 | Bare Steel | 1982-05-05 | Fiberglass Reinforced Plastic | Safe Suction (Euro)
4250137 | 2 |  | 1989-02-01 |  | 1989-02-01 |  | Removed from Ground | Gas (Historical Use) | 6000 | Bare Steel | 1976-05-05 | Fiberglass Reinforced Plastic | Safe Suction (Euro)
4250137 | 3 |  | 1989-02-01 |  | 1989-02-01 |  | Removed from Ground | Gas (Historical Use) | 6000 | Bare Steel | 1976-05-05 | Fiberglass Reinforced Plastic | Suction (American)
4250137 | 4 |  | 1989-02-01 |  | 1989-02-01 |  | Removed from Ground | Diesel | 4000 | Cathodically Protected Steel | 1989-02-01 | Fiberglass Reinforced Plastic | Safe Suction (Euro)
4250137 | 5 | Ball Float | 2012-03-01 | no | 2012-03-01 | no | Currently in Use | E-10 | 12000 | Composite Double Walled | 2012-03-01 | Double-Walled Fiberglass | Pressurized
4250137 | 6A | Ball Float | 2012-03-01 | no | 2012-03-01 | no | Currently in Use | Premium | 3000 | Composite Double Walled | 2012-03-01 | Double-Walled Fiberglass | Pressurized
4250137 | 6B | Ball Float | 2012-03-01 | no | 2012-03-01 | no | Currently in Use | Diesel | 3000 | Composite Double Walled | 2012-03-01 | Double-Walled Fiberglass | Pressurized
4250138 | 1 | [5 empty] | Removed from Ground | Diesel | 1 | Not Marked/Unknown | 1988-06-01 | Not Marked
4250139 | 1 | [5 empty] | Removed from Ground | Gas (Historical Use) | 1 | Not Marked/Unknown | 1990-12-01 | Not Marked
4250139 | 2 | [5 empty] | Removed from Ground | Gas (Historical Use) | 1 | Not Marked/Unknown | 1990-12-01 | Not Marked
4250139 | 3 | [5 empty] | Removed from Ground | Kerosene | 1 | Not Marked/Unknown | 1990-12-01 | Not Marked
4250141 | 1 | [5 empty] | Removed from Ground | Gas (Historical Use) | 3000 | Bare Steel | 1969-05-05 | Unknown
4250141 | 2 | [5 empty] | Removed from Ground | Gas (Historical Use) | 3000 | Bare Steel | 1969-05-05 | Unknown
4250141 | 3 | [5 empty] | Removed from Ground | Gas (Historical Use) | 3000 | Bare Steel | 1969-05-05 | Unknown
4250141 | 4 | [5 empty] | Removed from Ground | Gas (Historical Use) | 3000 | Bare Steel | 1969-05-05 | Unknown
4250141 | 5 | [5 empty] | Removed from Ground | Gas (Historical Use) | 3000 | Bare Steel | 1969-05-05 | Unknown
4250141 | 6 |  |  | yes |  | yes | Removed from Ground | Used Oil | 260 | Bare Steel | 1969-05-01 | Galvanized Steel
4250141 | 7 | [5 empty] | Removed from Ground | Diesel | 550 | Bare Steel | 1969-05-01 | Galvanized Steel
4250142 | 1 | [5 empty] | Removed from Ground | Gas (Historical Use) | 1 | Not Marked/Unknown | 1994-09-23 | Not Marked
4250142 | 2 | [5 empty] | Removed from Ground | Used Oil | 1 | Not Marked/Unknown | 1994-09-23 | Not Marked
4250142 | 3 | [5 empty] | Removed from Ground | Used Oil | 1 | Not Marked/Unknown | 1994-09-23 | Not Marked
4250142 | 4 | Ball Float | 1994-09-01 | no | 1994-09-01 | no | Currently in Use | Premium | 10000 | Composite | 1994-09-01 | Fiberglass Reinforced Plastic | Pressurized
4250142 | 5 | Ball Float | 1994-09-01 | no | 1994-09-01 | no | Currently in Use | E-10 | 12000 | Composite | 1994-09-01 | Fiberglass Reinforced Plastic | Pressurized
4250143 | 1 |  | 1995-05-25 |  | 1995-05-25 |  | Currently in Use | Gas (Historical Use) | 4000 | Not Marked/Unknown | 1985-05-05 | Fiberglass Reinforced Plastic | Pressurized
4250143 | 2 |  | 1995-05-25 |  | 1995-05-25 |  | Currently in Use | Gas (Historical Use) | 6000 | Not Marked/Unknown | 1985-05-05 | Fiberglass Reinforced Plastic | Pressurized
4250143 | 3 |  | 1995-05-25 |  | 1995-05-25 |  | Currently in Use | Gas (Historical Use) | 6000 | Not Marked/Unknown | 1985-05-05 | Fiberglass Reinforced Plastic | Pressurized
4250144 | 1 | [5 empty] | Removed from Ground | Kerosene | 1 | Not Marked/Unknown | 1991-12-01 | Not Marked
4250144 | 2 | [5 empty] | Removed from Ground | Used Oil | 1 | Not Marked/Unknown | 1991-12-01 | Not Marked
4250144 | 3 | [5 empty] | Removed from Ground | Gas (Historical Use) | 1 | Not Marked/Unknown | 1991-12-01 | Not Marked
4250144 | 4 | [5 empty] | Removed from Ground | Used Oil | 1 | Not Marked/Unknown | 1991-12-01 | Not Marked
4250144 | 5 | [5 empty] | Removed from Ground | Used Oil | 1 | Not Marked/Unknown | 1991-12-01 | Not Marked
4250145 | 1 | [5 empty] | Removed from Ground | Gas (Historical Use) | 3000 | Bare Steel | 1981-05-05 | Galvanized Steel
4250145 | 2 | [5 empty] | Removed from Ground | Gas (Historical Use) | 1000 | Not Marked/Unknown | 1993-06-11 | Not Marked
4250145 | 3 | [5 empty] | Removed from Ground | Gas (Historical Use) | 1000 | Not Marked/Unknown | 1960-01-01 | Bare Steel
4250145 | 4 | [5 empty] | Removed from Ground | Gas (Historical Use) | 1000 | Not Marked/Unknown | 1960-01-01 | Bare Steel
4250145 | 5 | [5 empty] | Closed in Ground | Gas (Historical Use) | 200 | Not Marked/Unknown | 1960-01-01 | Bare Steel
4250145 | 6 | [5 empty] | Closed in Ground | Gas (Historical Use) | 200 | Not Marked/Unknown | 1960-01-01 | Bare Steel
4250145 | 7 | [5 empty] | Closed in Ground | Gas (Historical Use) | 200 | Not Marked/Unknown | 1960-01-01 | Bare Steel
4250147 | 1 | [5 empty] | Removed from Ground | Gas (Historical Use) | 1000 | Bare Steel | 1978-03-11 | Galvanized Steel
4250147 | 2 | [5 empty] | Removed from Ground | Gas (Historical Use) | 1000 | Bare Steel | 1978-03-11 | Galvanized Steel
4250147 | 3 | [5 empty] | Removed from Ground | Diesel | 4000 | Bare Steel | 1982-03-11 | Galvanized Steel
4250149 | 1 | [5 empty] | Removed from Ground | Gas (Historical Use) | 0 | Marked Unknown | 1956-02-12 | Galvanized Steel
4250150 | 1 | [5 empty] | Removed from Ground | Gas (Historical Use) | 1000 | Bare Steel | 1995-09-01 | Galvanized Steel | Suction (American)
4250152 | 1 | [5 empty] | Removed from Ground | Gas (Historical Use) | 0 | Bare Steel | 1996-04-02 | Galvanized Steel
4250152 | 2 | [5 empty] | Removed from Ground | Gas (Historical Use) | 0 | Bare Steel | 1996-04-02 | Galvanized Steel
4250154 | 1 | [5 empty] | Closed in Ground | Gas (Historical Use) | 500 | Bare Steel | 1976-02-15 | Unknown
4250155 | 1 | [5 empty] | Removed from Ground | Gas (Historical Use) | 8000 | Bare Steel | 1978-02-07 | Galvanized Steel
4250156 | 1 | [5 empty] | Removed from Ground | Gas (Historical Use) | 8000 | Bare Steel | 1976-03-01 | Bare Steel
4250157 | 1 |  |  | yes |  | yes | Closed in Ground | Used Oil | 500 | Bare Steel | 1966-01-08 | Galvanized Steel
4250158 | 1 | [5 empty] | Removed from Ground | Other | 1100 | Bare Steel | 1965-02-21 | Unknown
4250158 | 2 | [5 empty] | Removed from Ground | Gas (Historical Use) | 550 | Bare Steel | 1965-02-21 | Unknown
4250158 | 3 | [5 empty] | Removed from Ground | Gas (Historical Use) | 550 | Bare Steel | 1977-02-21 | Unknown
4250159 | 1 | [5 empty] | Removed from Ground | Gas (Historical Use) | 6000 | Bare Steel | 1966-01-14 | Bare Steel
4250159 | 2 | [5 empty] | Removed from Ground | Gas (Historical Use) | 10000 | Bare Steel | 1969-01-14 | Bare Steel
4250159 | 3 | [5 empty] | Removed from Ground | Gas (Historical Use) | 10000 | Bare Steel | 1971-01-15 | Bare Steel
4250159 | 4 | [5 empty] | Removed from Ground | Kerosene | 10000 | Bare Steel | 1978-01-14 | Bare Steel
4250159 | 5 |  | 1990-06-25 |  | 1990-06-25 |  | Currently in Use | Diesel | 11907 | Composite | 1990-06-25 | Fiberglass Reinforced Plastic | Pressurized
4250159 | 6 |  | 1990-06-25 |  | 1990-06-25 |  | Currently in Use | Diesel | 11907 | Composite | 1990-06-25 | Fiberglass Reinforced Plastic | Pressurized
4250159 | 7 |  | 1990-06-25 |  | 1990-06-25 |  | Currently in Use | Diesel | 11907 | Composite | 1990-06-25 | Fiberglass Reinforced Plastic | Pressurized
4250159 | 8 |  | 1990-06-25 |  | 1990-06-25 |  | Currently in Use | Gas (Historical Use) | 11907 | Composite | 1990-06-25 | Fiberglass Reinforced Plastic | Pressurized
4250161 | 1 | [5 empty] | Removed from Ground | Gas (Historical Use) | 5000 | Marked Unknown | 1971-03-01 | Bare Steel
4250162 | 1 | [5 empty] | Removed from Ground | Gas (Historical Use) | 4000 | Bare Steel | 1980-02-28 | Galvanized Steel
4250162 | 2 | [5 empty] | Removed from Ground | Diesel | 10000 | Bare Steel | 1980-02-28 | Galvanized Steel
4250163 | 1 | [5 empty] | Closed in Ground | Other | 1000 | Bare Steel | 1976-02-21 | Galvanized Steel
4250163 | 2 | [5 empty] | Removed from Ground | Other | 280 | Bare Steel | 1977-02-20 | Galvanized Steel
4250164 | 1 | [5 empty] | Removed from Ground | Gas (Historical Use) | 1000 | Bare Steel | 1971-02-25 | Galvanized Steel | Suction (American)
4250165 | 1 | [5 empty] | Removed from Ground | Gas (Historical Use) | 1000 | Bare Steel | 1984-02-29 | Bare Steel | Suction (American)
4250165 | 3A |  | 1996-10-01 |  | 1996-10-01 |  | Currently in Use | Gas (Historical Use) | 1500 | Cathodically Protected Steel | 1996-01-01 | Fiberglass Reinforced Plastic | Suction (American)
4250165 | 3B |  | 1996-10-01 |  | 1996-10-01 |  | Currently in Use | Diesel | 500 | Cathodically Protected Steel | 1996-01-01 | Fiberglass Reinforced Plastic | Suction (American)
4250167 | 1 | [5 empty] | Removed from Ground | Gas (Historical Use) | 4000 | Cathodically Protected Steel | 1984-02-22 | Galvanized Steel
4250167 | 2 |  |  | yes |  | yes | Removed from Ground | Used Oil | 550 | Marked Unknown | 1976-01-01 | Unknown
4250169 | 1 | [5 empty] | Closed in Ground | Empty | 2000 | Bare Steel | 1972-03-05 | Not Marked
4250169 | 2 | [5 empty] | Closed in Ground | Gas (Historical Use) | 1000 | Bare Steel | 1972-03-05 | Not Marked
4250169 | 3 | [5 empty] | Removed from Ground | Diesel | 10000 | Bare Steel | 1977-03-05 | Not Marked
4250169 | 4 | [5 empty] | Removed from Ground | Diesel | 10000 | Composite | 1990-01-09 | Fiberglass Reinforced Plastic | Suction (American)
4250172 | 1 | [5 empty] | Removed from Ground | Gas (Historical Use) | 3000 | Bare Steel | 1967-03-05 | Galvanized Steel
4250174 | 1 | [5 empty] | Removed from Ground | Diesel | 30000 | Bare Steel | 1969-08-06 | Galvanized Steel | Suction (American)
4250174 | 1G | [5 empty] | Removed from Ground | Gas (Historical Use) | 6000 | Cathodically Protected Steel | 1986-08-24 | Galvanized Steel | Safe Suction (Euro)
4250174 | 2 | [5 empty] | Removed from Ground | Gas (Historical Use) | 6000 | Bare Steel | 1970-01-31 | Bare Steel
4250174 | 3 | [5 empty] | Removed from Ground | Gas (Historical Use) | 600 | Bare Steel | 1976-02-01 | Bare Steel
4250174 | 4 | [5 empty] | Closed in Ground | Diesel | 500 | Bare Steel | 1994-04-01 | Bare Steel
4250174 | 5 |  | 1997-01-01 |  | 1997-01-01 |  | Currently in Use | Diesel | 10000 | Fiberglass | 1997-01-01 | Fiberglass Reinforced Plastic | Suction (American)
4250175 | 1 | [5 empty] | Removed from Ground | Gas (Historical Use) | 2000 | Bare Steel | 1956-01-29 | Bare Steel
4250176 | 1 |  | 1998-02-01 |  | 1998-02-01 |  | Removed from Ground | Gas (Historical Use) | 10000 | Steel-Impressed Current | 1979-02-18 | Cathodically Protected | Suction (American)
4250176 | 2 |  | 1998-02-01 |  | 1998-02-01 |  | Removed from Ground | Gas (Historical Use) | 10000 | Steel-Impressed Current | 1979-02-18 | Cathodically Protected | Suction (American)
4250176 | 3 |  | 1998-02-01 |  | 1998-02-01 |  | Removed from Ground | Gas (Historical Use) | 10000 | Steel-Impressed Current | 1979-02-18 | Cathodically Protected | Suction (American)
4250176 | 4A | Ball Float | 2002-11-01 | no | 2002-11-01 | no | Currently in Use | E-10 | 8500 | Composite | 2002-11-01 | Fiberglass Reinforced Plastic | Pressurized
4250176 | 4B | Ball Float | 2002-11-01 | no | 2002-11-01 | no | Currently in Use | Premium | 3500 | Composite | 2002-11-01 | Fiberglass Reinforced Plastic | Pressurized
4250177 | 1 |  | 1998-11-17 |  | 1998-11-17 |  | Currently in Use | Gas (Historical Use) | 10000 | Steel-Impressed Current | 1979-02-18 | Flex | Pressurized
4250177 | 2 |  | 1998-11-17 |  | 1998-11-17 |  | Currently in Use | Gas (Historical Use) | 10000 | Steel-Impressed Current | 1979-02-18 | Flex | Pressurized
4250177 | 3 |  | 1998-11-17 |  | 1998-11-17 |  | Currently in Use | Gas (Historical Use) | 10000 | Steel-Impressed Current | 1979-02-18 | Flex | Pressurized
4250178 | 1 | [5 empty] | Removed from Ground | Gas (Historical Use) | 10000 | Bare Steel | 1979-02-18 | Galvanized Steel | Suction (American)
4250178 | 2 | [5 empty] | Removed from Ground | Gas (Historical Use) | 10000 | Bare Steel | 1979-02-18 | Galvanized Steel | Suction (American)
4250178 | 3 | [5 empty] | Removed from Ground | Gas (Historical Use) | 10000 | Bare Steel | 1979-02-18 | Galvanized Steel | Suction (American)
4250178 | 4 |  | 1994-02-01 |  | 1994-02-01 |  | Currently in Use | Gas (Historical Use) | 6000 | Composite | 1994-03-01 | Fiberglass Reinforced Plastic | Pressurized
4250178 | 5 |  | 1994-02-01 |  | 1994-02-01 |  | Currently in Use | Gas (Historical Use) | 6000 | Composite | 1994-03-01 | Fiberglass Reinforced Plastic | Pressurized
4250178 | 6 |  | 1994-02-01 |  | 1994-02-01 |  | Currently in Use | Gas (Historical Use) | 6000 | Composite | 1994-03-01 | Fiberglass Reinforced Plastic | Pressurized
4250179 | 1 | [5 empty] | Removed from Ground | Gas (Historical Use) | 8000 | Bare Steel | 1979-02-18 | Galvanized Steel | Suction (American)
4250179 | 2 | [5 empty] | Removed from Ground | Gas (Historical Use) | 8000 | Bare Steel | 1979-02-18 | Galvanized Steel | Suction (American)
4250179 | 3 | [5 empty] | Removed from Ground | Gas (Historical Use) | 8000 | Bare Steel | 1979-02-18 | Galvanized Steel | Suction (American)
4250180 | 1 | [5 empty] | Removed from Ground | Gas (Historical Use) | 8000 | Bare Steel | 1980-02-18 | Galvanized Steel | Suction (American)
4250180 | 2 | [5 empty] | Removed from Ground | Gas (Historical Use) | 8000 | Bare Steel | 1980-02-18 | Galvanized Steel | Suction (American)
4250180 | 3 | [5 empty] | Removed from Ground | Gas (Historical Use) | 8000 | Bare Steel | 1980-02-18 | Galvanized Steel | Suction (American)
4250181 | 1 |  | 1998-01-01 |  | 1998-01-01 |  | Currently in Use | Gas (Historical Use) | 8000 | Steel-Impressed Current | 1979-02-18 | Fiberglass Reinforced Plastic | Pressurized
4250181 | 2 |  | 1998-01-01 |  | 1998-01-01 |  | Currently in Use | Gas (Historical Use) | 8000 | Steel-Impressed Current | 1979-02-18 | Fiberglass Reinforced Plastic | Pressurized
4250181 | 3 |  | 1998-01-01 |  | 1998-01-01 |  | Currently in Use | Gas (Historical Use) | 8000 | Steel-Impressed Current | 1979-02-18 | Fiberglass Reinforced Plastic | Pressurized
4250182 | 1 |  | 1997-08-01 |  | 1997-08-01 |  | Currently in Use | Gas (Historical Use) | 8000 | Steel-Impressed Current | 1981-02-17 | Fiberglass Reinforced Plastic | Pressurized
4250182 | 2 |  | 1997-08-01 |  | 1997-08-01 |  | Currently in Use | Gas (Historical Use) | 8000 | Steel-Impressed Current | 1981-02-17 | Fiberglass Reinforced Plastic | Pressurized
4250182 | 3 |  | 1997-08-01 |  | 1997-08-01 |  | Currently in Use | Gas (Historical Use) | 8000 | Steel-Impressed Current | 1981-02-17 | Fiberglass Reinforced Plastic | Pressurized
4250184 | 1 | [5 empty] | Removed from Ground | Gas (Historical Use) | 8000 | Bare Steel | 1981-02-17 | Galvanized Steel
4250184 | 2 | [5 empty] | Removed from Ground | Gas (Historical Use) | 8000 | Bare Steel | 1981-02-17 | Galvanized Steel
4250184 | 3 | [5 empty] | Removed from Ground | Gas (Historical Use) | 8000 | Bare Steel | 1981-02-17 | Galvanized Steel
4250187 | 1 |  | 1996-10-01 |  | 1996-10-01 |  | Currently in Use | Gas (Historical Use) | 10000 | Composite | 1985-02-17 | Fiberglass Reinforced Plastic | Pressurized
4250187 | 2 |  | 1996-10-01 |  | 1996-10-01 |  | Currently in Use | Gas (Historical Use) | 6000 | Composite | 1985-02-17 | Fiberglass Reinforced Plastic | Pressurized
4250187 | 3 |  | 1996-10-01 |  | 1996-10-01 |  | Currently in Use | Gas (Historical Use) | 10000 | Composite | 1985-02-17 | Fiberglass Reinforced Plastic | Pressurized
4250188 | 1 | [5 empty] | Closed in Ground | Gas (Historical Use) | 10000 | Bare Steel | 1980-01-01 | Unknown
4250189 | 1 | [5 empty] | Removed from Ground | Diesel | 530 | Bare Steel | 1983-02-28 | Bare Steel
4250189 | 2 |  | 1999-03-01 |  | 1999-03-01 |  | Currently in Use | Gas (Historical Use) | 550 | Composite | 1999-03-01 |  | Safe Suction (Euro)
4250191 | 1 | [5 empty] | Removed from Ground | Diesel | 300 | Bare Steel | 1974-02-24 | Galvanized Steel
4250192 | 1 |  | 1995-04-18 |  | 1995-04-18 |  | Removed from Ground | Gas (Historical Use) | 3000 | Steel-Impressed Current | 1971-02-26 | Steel (Impressed Current) | Suction (American)
4250192 | 2 |  | 1995-04-18 |  | 1995-04-18 |  | Removed from Ground | Gas (Historical Use) | 3000 | Steel-Impressed Current | 1971-02-26 | Steel (Impressed Current) | Suction (American)
4250192 | 3 |  | 1995-04-18 |  | 1995-04-18 |  | Removed from Ground | Gas (Historical Use) | 3000 | Steel-Impressed Current | 1971-02-26 | Steel (Impressed Current) | Suction (American)
4250192 | 4 |  | 1995-04-18 |  | 1995-04-18 |  | Removed from Ground | Gas (Historical Use) | 3000 | Steel-Impressed Current | 1971-02-26 | Steel (Impressed Current) | Suction (American)
4250192 | 5 |  | 1995-04-18 |  | 1995-04-18 |  | Removed from Ground | Gas (Historical Use) | 3000 | Steel-Impressed Current | 1971-02-26 | Steel (Impressed Current) | Suction (American)
4250193 | 1 | [5 empty] | Removed from Ground | Gas (Historical Use) | 550 | Bare Steel | 1971-02-18 | Galvanized Steel | Safe Suction (Euro)
4250194 | 1 |  | 1995-07-20 |  | 1995-07-20 |  | Currently in Use | Gas (Historical Use) | 8000 | Steel-Impressed Current | 1983-12-10 | Fiberglass Reinforced Plastic | Pressurized
4250194 | 2 |  | 1995-07-20 |  | 1995-07-20 |  | Currently in Use | Gas (Historical Use) | 8000 | Steel-Impressed Current | 1983-12-10 | Fiberglass Reinforced Plastic | Pressurized
4250194 | 3 |  | 1995-07-20 |  | 1995-07-20 |  | Currently in Use | Gas (Historical Use) | 8000 | Steel-Impressed Current | 1983-12-10 | Fiberglass Reinforced Plastic | Pressurized
4250195 | 1 | [5 empty] | Removed from Ground | Gas (Historical Use) | 4000 | Bare Steel | 1982-02-28 | Galvanized Steel
4250195 | 2 | [5 empty] | Removed from Ground | Gas (Historical Use) | 4000 | Bare Steel | 1984-02-29 | Galvanized Steel
4250195 | 3 | [5 empty] | Removed from Ground | Gas (Historical Use) | 4000 | Bare Steel | 1982-02-28 | Galvanized Steel
4250202 | 1 | [5 empty] | Removed from Ground | Gas (Historical Use) | 1000 | Bare Steel | 1976-02-26 | Galvanized Steel
4250203 | 1 |  | 1995-06-20 |  | 1995-06-20 |  | Removed from Ground | Gas (Historical Use) | 10000 | Cathodically Protected Steel | 1980-01-22 | Cathodically Protected | Pressurized
4250203 | 2 |  | 1995-06-20 |  | 1995-06-20 |  | Removed from Ground | Diesel | 10000 | Cathodically Protected Steel | 1980-01-22 | Cathodically Protected | Pressurized
4250203 | 3 |  | 1995-06-20 |  | 1995-06-20 |  | Closed in Ground | Gas (Historical Use) | 3000 | Cathodically Protected Steel | 1980-01-22 | Cathodically Protected | Suction (American)
4250203 | 4 | Ball Float | 2005-09-30 | no | 2005-09-30 | no | Currently in Use | Gas (Historical Use) | 10000 | Composite Double Walled | 2005-09-29 | Double-Walled Fiberglass | Pressurized
4250203 | 5 | Ball Float | 2005-09-30 | no | 2005-09-30 | no | Currently in Use | Diesel | 10000 | Composite Double Walled | 2005-09-29 | Double-Walled Fiberglass | Pressurized
4250207 | 1 | [5 empty] | Closed in Ground | Gas (Historical Use) | 3000 | Bare Steel | 1966-02-26 | Galvanized Steel | Safe Suction (Euro)
4250207 | 2 | [5 empty] | Removed from Ground | Gas (Historical Use) | 4000 | Bare Steel | 1951-02-27 | Galvanized Steel | Safe Suction (Euro)
4250207 | 3 | [5 empty] | Removed from Ground | Gas (Historical Use) | 4000 | Bare Steel | 1951-02-27 | Galvanized Steel | Safe Suction (Euro)
4250207 | 4 | [5 empty] | Removed from Ground | Diesel | 4000 | Bare Steel | 1969-01-01 | Bare Steel | Safe Suction (Euro)
4250207 | 5 | [5 empty] | Removed from Ground | Diesel | 1000 | Bare Steel | 1951-02-27 | Galvanized Steel | Safe Suction (Euro)
4250208 | 1 | [5 empty] | Removed from Ground | Diesel | 10000 | Bare Steel | 1969-01-01 | Copper | Suction (American)
4250208 | 2 |  | 1992-01-01 |  |  |  | Closed in Ground | Diesel | 20000 | Bare Steel | 1979-01-01 | Copper | Suction (American)
4250208 | 3 |  | 1997-11-01 |  | 1997-11-01 |  | Currently in Use | Diesel | 20000 | Composite Double Walled | 1997-11-01 | Fiberglass Reinforced Plastic | Safe Suction (Euro)
4250209 | 1 |  | 1992-03-23 |  | 1992-03-23 |  | Removed from Ground | Gas (Historical Use) | 6000 | Bare Steel | 1992-03-23 | Not Marked | Pressurized
4250209 | 2 |  | 1992-03-23 |  | 1992-03-23 |  | Removed from Ground | Gas (Historical Use) | 10000 | Cathodically Protected Steel | 1992-03-23 | Fiberglass Reinforced Plastic | Pressurized
4250209 | 3 | [5 empty] | Removed from Ground | Diesel | 6000 | Bare Steel |  | Galvanized Steel
4250209 | 4 | [5 empty] | Removed from Ground | Diesel | 6000 | Bare Steel | 1984-02-26 | Galvanized Steel
4250209 | 5 | [5 empty] | Removed from Ground | Gas (Historical Use) | 3000 | Bare Steel |  | Galvanized Steel
4250209 | 6 | Ball Float | 1992-03-23 | no | 1992-03-23 | no | Currently in Use | E-10 | 8000 | Galvanic (STIP-3) | 1992-03-23 | Fiberglass Reinforced Plastic | Pressurized
4250209 | 7-A | Ball Float | 1992-03-23 | no | 1992-03-23 | no | Currently in Use | Diesel | 5000 | Galvanic (STIP-3) | 1992-03-23 | Fiberglass Reinforced Plastic | Pressurized
4250209 | 7-B | Ball Float | 1992-03-23 | no | 1992-03-23 | no | Currently in Use | Premium | 5000 | Galvanic (STIP-3) | 1992-03-23 | Fiberglass Reinforced Plastic | Pressurized
4250211 | 1 | [5 empty] | Removed from Ground | Gas (Historical Use) | 3000 | Bare Steel | 1983-02-28 | Galvanized Steel
4250212 | 1 | [5 empty] | Removed from Ground | Gas (Historical Use) | 2000 | Bare Steel | 1981-01-01 | Galvanized Steel
4250212 | 2 | [5 empty] | Removed from Ground | Diesel | 1000 | Bare Steel | 1978-02-24 | Galvanized Steel
4250212 | 2R1 | [5 empty] | Removed from Ground | Diesel | 2000 | Fiberglass | 1985-01-01 | Galvanized Steel
4250212 | 3 | [5 empty] | Removed from Ground | Diesel | 550 | Bare Steel | 1973-01-01 | Bare Steel
4250212 | 4 | [5 empty] | Removed from Ground | Diesel | 550 | Bare Steel | 1973-01-01 | Bare Steel
4250212 | 5 | [5 empty] | Removed from Ground | Diesel | 550 | Bare Steel | 1973-01-01 | Bare Steel
4250213 | 1 | [5 empty] | Removed from Ground | Diesel | 500 | Bare Steel | 1983-03-04 | Galvanized Steel
4250214 | 1 | [5 empty] | Closed in Ground | Gas (Historical Use) | 500 | Bare Steel | 1966-02-26 | Bare Steel
4250214 | 2 | [5 empty] | Closed in Ground | Other | 500 | Bare Steel | 1966-02-26 | Bare Steel
4250214 | 3 | [5 empty] | Closed in Ground | Diesel | 5000 | Bare Steel | 1966-02-26 | Bare Steel
4250214 | 4 | [5 empty] | Closed in Ground | Gas (Historical Use) | 500 | Bare Steel | 1966-02-26 | Bare Steel
4250214 | 5 | [5 empty] | Closed in Ground | Gas (Historical Use) | 500 | Bare Steel | 1966-02-26 | Bare Steel
4250215 | 1 | [5 empty] | Removed from Ground | Gas (Historical Use) | 10000 | Bare Steel | 1976-03-21 | Galvanized Steel | Safe Suction (Euro)
4250215 | 2 |  |  | no |  | no | Removed from Ground | Not Marked/Tank Removed | 2000 | Bare Steel | 2015-02-10
4250217 | 1 | [5 empty] | Removed from Ground | Gas (Historical Use) | 2000 | Bare Steel | 1976-03-07 | Unknown
4250220 | 1 |  | 1994-03-01 | no | 1994-03-01 | no | Currently in Use | Gas (Historical Use) | 10000 | Steel-Impressed Current | 1976-03-12 | Fiberglass Reinforced Plastic | Pressurized
4250220 | 2 |  | 1994-03-01 | no | 1994-03-01 | no | Currently in Use | Gas (Historical Use) | 10000 | Steel-Impressed Current | 1976-03-12 | Fiberglass Reinforced Plastic | Pressurized
4250220 | 3 |  | 1994-03-01 | no | 1994-03-01 | no | Currently in Use | Gas (Historical Use) | 10000 | Steel-Impressed Current | 1976-03-12 | Fiberglass Reinforced Plastic | Pressurized
4250221 | 1 | [5 empty] | Permanently Out of Use - historical purposes | Other | 1000 | Epoxy | 1985-03-11 | Galvanized Steel
4250222 | 1 | [5 empty] | Closed in Ground | Gas (Historical Use) | 2000 | Bare Steel | 1986-01-01 | Unknown
4250222 | 2 | [5 empty] | Closed in Ground | Gas (Historical Use) | 2000 | Bare Steel | 1986-01-01 | Unknown
4250222 | 3 | [5 empty] | Closed in Ground | Gas (Historical Use) | 3000 | Bare Steel | 1986-01-01 | Unknown
4250223 | 1 |  | 1989-12-11 |  | 1989-12-11 |  | Closed in Ground | Gas (Historical Use) | 10000 | Unknown | 1986-03-07 | Fiberglass Reinforced Plastic | Pressurized
4250223 | 2 |  | 1989-12-11 |  | 1989-12-11 |  | Closed in Ground | Diesel | 6000 | Unknown | 1986-03-07 | Fiberglass Reinforced Plastic | Pressurized
4250223 | 3 |  |  | no |  | no | Removed from Ground | Gas (Historical Use) | 140 | Bare Steel | 2004-04-01 | Bare Steel | Safe Suction (Euro)
4250224 | 1 | [5 empty] | Removed from Ground | Gas (Historical Use) | 6000 | Fiberglass | 1981-03-06 | Galvanized Steel
4250224 | 2 | [5 empty] | Removed from Ground | Gas (Historical Use) | 5000 | Fiberglass | 1981-03-06 | Galvanized Steel
4250224 | 3 | [5 empty] | Removed from Ground | Gas (Historical Use) | 5000 | Fiberglass | 1981-03-06 | Galvanized Steel
4250224 | 4 | [5 empty] | Removed from Ground | Gas (Historical Use) | 8000 | Fiberglass | 1981-03-06 | Galvanized Steel
4250224 | 5 |  |  | yes |  | yes | Removed from Ground | Used Oil | 550 | Not Marked/Unknown | 1981-03-06 | Galvanized Steel
4250224 | 6 |  |  | yes |  | yes | Removed from Ground | Used Oil | 550 | Not Marked/Unknown | 1981-03-06 | Galvanized Steel
4250224 | 7 |  | 1999-04-01 |  | 1999-04-01 |  | Currently in Use | Gas (Historical Use) | 12000 | Composite | 1999-03-01 | Double Walled | Pressurized
4250224 | 8 |  | 1999-04-01 |  | 1999-04-01 |  | Currently in Use | Gas (Historical Use) | 8000 | Composite | 1999-03-01 | Double Walled | Pressurized
4250225 | 1 | [5 empty] | Removed from Ground | Gas (Historical Use) | 1000 | Bare Steel | 1976-03-05 | Galvanized Steel
4250225 | 2 | [5 empty] | Removed from Ground | Gas (Historical Use) | 550 | Not Marked/Unknown | 1997-10-10 | Not Marked
4250225 | 3 | [5 empty] | Removed from Ground | Gas (Historical Use) | 550 | Not Marked/Unknown | 1997-10-10 | Not Marked
4250225 | 4 | [5 empty] | Removed from Ground | Gas (Historical Use) | 550 | Not Marked/Unknown | 1997-10-10 | Not Marked
4250225 | 5 | [5 empty] | Removed from Ground | Gas (Historical Use) | 1000 | Not Marked/Unknown | 1997-10-10 | Not Marked
4250225 | 6 | [5 empty] | Removed from Ground | Gas (Historical Use) | 2000 | Not Marked/Unknown | 1997-10-16 | Not Marked
4250226 | 1 | [5 empty] | Removed from Ground | Gas (Historical Use) | 1000 | Bare Steel | 1961-03-05 | Galvanized Steel
4250226 | 2 | [5 empty] | Removed from Ground | Other | 500 | Marked Unknown | 1989-12-21 | Unknown
4250227 | 1 | [5 empty] | Removed from Ground | Gas (Historical Use) | 4000 | Bare Steel | 1974-05-06 | Galvanized Steel | Gravity Fed
4250227 | 2 | [5 empty] | Removed from Ground | Gas (Historical Use) | 4000 | Bare Steel | 1974-05-06 | Galvanized Steel | Gravity Fed
4250227 | 3 | [5 empty] | Removed from Ground | Diesel | 4000 | Bare Steel | 1974-05-06 | Galvanized Steel | Gravity Fed
4250227 | 4 | [5 empty] | Removed from Ground | Diesel | 6000 | Bare Steel | 1974-05-06 | Galvanized Steel | Gravity Fed
4250228 | 1 | [5 empty] | Removed from Ground | Gas (Historical Use) | 500 | Bare Steel | 1975-03-14 | Galvanized Steel
4250229 | 1 | [5 empty] | Closed in Ground | Gas (Historical Use) | 1000 | Composite | 1975-02-01 | Unknown
4250229 | 2 | [5 empty] | Closed in Ground | Gas (Historical Use) | 1000 | Composite | 1975-02-01 | Unknown
4250229 | 3 | [5 empty] | Closed in Ground | Gas (Historical Use) | 1000 | Composite | 1975-02-01 | Unknown
4250229 | 4 | [5 empty] | Closed in Ground | Gas (Historical Use) | 1000 | Composite | 1975-02-01 | Unknown
4250230 | 1 | [5 empty] | Removed from Ground | Gas (Historical Use) | 3000 | Bare Steel | 1972-03-05 | Galvanized Steel
4250230 | 2 | [5 empty] | Removed from Ground | Gas (Historical Use) | 4000 | Bare Steel | 1976-03-05 | Galvanized Steel
4250230 | 3 | [5 empty] | Removed from Ground | Gas (Historical Use) | 2000 | Bare Steel | 1972-03-05 | Galvanized Steel
4250230 | 4 | [5 empty] | Removed from Ground | Gas (Historical Use) | 2000 | Bare Steel | 1972-03-05 | Galvanized Steel
4250230 | 5 |  | 1998-06-29 |  | 1998-06-29 |  | Removed from Ground | Gas (Historical Use) | 5000 | Galvanic (STIP-3) | 1987-07-31 | Fiberglass Reinforced Plastic | Suction (American)
4250230 | 6 |  | 1998-06-29 |  | 1998-06-29 |  | Removed from Ground | Gas (Historical Use) | 5000 | Galvanic (STIP-3) | 1987-07-31 | Fiberglass Reinforced Plastic | Suction (American)
4250230 | 7 |  | 1998-06-29 |  | 1998-06-29 |  | Removed from Ground | Diesel | 3000 | Galvanic (STIP-3) | 1987-07-31 | Fiberglass Reinforced Plastic | Suction (American)
4250230 | 8 |  |  | no |  | no | Closed in Ground | Used Oil | 3000 | Bare Steel |  | Galvanized Steel | Suction (American)
4250230 | 9 |  |  | no |  | no | Removed from Ground | Used Oil | 250 | Bare Steel | 2014-06-01 | Galvanized Steel | Suction (American)
4250231 | 1 |  | 1990-03-01 |  | 1990-03-01 |  | Currently in Use | Gas (Historical Use) | 3000 | Composite | 1980-03-12 | Fiberglass Reinforced Plastic | Pressurized
4250231 | 2 |  | 1990-03-01 |  | 1990-03-01 |  | Currently in Use | Gas (Historical Use) | 3000 | Composite | 1980-03-12 | Fiberglass Reinforced Plastic | Pressurized
4250231 | 3 |  | 1990-03-01 | no | 1990-03-01 | no | Currently in Use | Diesel | 3000 | Composite | 1980-03-12 | Fiberglass Reinforced Plastic | Pressurized
4250232 | 1 |  | 1990-12-01 |  | 1990-12-01 |  | Closed in Ground | Diesel | 4000 | Composite | 1985-11-01 | Double-Walled Flex | Pressurized
4250232 | 2 | Flapper Valve | 1990-12-01 | no | 1990-12-01 | no | Currently in Use | Diesel | 4000 | Composite | 2014-06-16 | Double-Walled Flex | Pressurized
4250232 | 3 | Flapper Valve | 1990-12-01 | no | 1990-12-01 | no | Currently in Use | E-0 | 4000 | Composite | 1985-11-01 | Double-Walled Flex | Pressurized
4250232 | 4 |  | 1990-12-01 |  | 1990-12-01 |  | Closed in Ground | Gas (Historical Use) | 4000 | Composite | 1985-11-01 | Double-Walled Flex | Pressurized
4250233 | 1 | [5 empty] | Closed in Ground | Gas (Historical Use) | 3000 | Bare Steel | 1974-03-13 | Unknown
4250234 | 1 | [5 empty] | Removed from Ground | Gas (Historical Use) | 6000 | Bare Steel | 1981-03-18 | Bare Steel | Suction (American)
4250234 | 2 | [5 empty] | Removed from Ground | Gas (Historical Use) | 4000 | Bare Steel | 1965-03-18 | Bare Steel | Suction (American)
4250234 | 3 | [5 empty] | Removed from Ground | Gas (Historical Use) | 4000 | Bare Steel | 1956-03-18 | Bare Steel | Suction (American)
4250234 | 4 | [5 empty] | Removed from Ground | Gas (Historical Use) | 3000 | Bare Steel | 1956-03-18 | Bare Steel | Suction (American)
4250234 | 5 |  |  | yes |  | yes | Closed in Ground | Used Oil | 550 | Bare Steel | 1956-03-18 | Bare Steel | Gravity Fed
4250235 | 1 | [5 empty] | Removed from Ground | Diesel | 10000 | Bare Steel | 1976-03-17 | Unknown
4250237 | 1 |  |  | yes |  | yes | Removed from Ground | Used Oil | 300 | Bare Steel | 1979-03-20 | Galvanized Steel
4250237 | 2 | [5 empty] | Removed from Ground | Diesel | 500 | Bare Steel | 1979-03-20 | Galvanized Steel
4250237 | 3 | [5 empty] | Removed from Ground | Diesel | 500 | Bare Steel | 1979-03-20 | Galvanized Steel
4250237 | 4 |  |  | yes |  | yes | Removed from Ground | Used Oil | 300 | Bare Steel | 1979-03-20 | Galvanized Steel
4250238 | 1 | [5 empty] | Removed from Ground | Diesel | 10000 | Bare Steel | 1980-01-31 | Galvanized Steel | Safe Suction (Euro)
4250239 | 1 | [5 empty] | Removed from Ground | Gas (Historical Use) | 2000 | Cathodically Protected Steel | 1985-03-19 | Cathodically Protected
4250239 | 2 | [5 empty] | Removed from Ground | Diesel | 4000 | Cathodically Protected Steel | 1985-03-19 | Cathodically Protected
4250239 | 3 |  | 1992-10-26 |  | 1992-10-26 |  | Removed from Ground | Gas (Historical Use) | 2000 | Composite | 1992-10-14 | Fiberglass Reinforced Plastic | Suction (American)
4250239 | 4 |  | 1992-10-26 |  | 1992-10-26 |  | Removed from Ground | Diesel | 4000 | Composite | 1992-10-14 | Fiberglass Reinforced Plastic | Suction (American)
4250240 | 1 |  |  | yes |  | yes | Closed in Ground | Used Oil | 300 | Bare Steel | 1966-03-12 | Unknown
4250241 | 1 | [5 empty] | Removed from Ground | Diesel | 10000 | Bare Steel | 1979-03-19 | Galvanized Steel
4250241 | 2 | [5 empty] | Removed from Ground | Gas (Historical Use) | 6000 | Bare Steel | 1973-03-18 | Galvanized Steel
4250241 | 3 | [5 empty] | Removed from Ground | Gas (Historical Use) | 2000 | Bare Steel | 1973-03-18 | Galvanized Steel
4250241 | 4 | [5 empty] | Removed from Ground | Gas (Historical Use) | 2000 | Bare Steel | 1973-03-18 | Galvanized Steel
4250241 | 5 | [5 empty] | Removed from Ground | Diesel | 10000 | Cathodically Protected Steel | 1988-08-01 | Galvanized Steel
4250242 | 1 |  | 1989-05-01 |  | 1989-05-01 |  | Removed from Ground | Gas (Historical Use) | 12000 | Not Marked/Unknown | 1980-03-18 | Fiberglass Reinforced Plastic | Pressurized
4250242 | 2 |  | 1989-05-01 |  | 1989-05-01 |  | Removed from Ground | Gas (Historical Use) | 12000 | Bare Steel | 1980-03-18 | Galvanized Steel | Pressurized
4250242 | 3 |  | 1989-05-01 |  | 1989-05-01 |  | Removed from Ground | Gas (Historical Use) | 12000 | Bare Steel | 1980-03-18 | Galvanized Steel | Pressurized
4250242 | 4 |  | 1989-05-01 |  | 1989-05-01 |  | Removed from Ground | Diesel | 12000 | Bare Steel | 1980-03-18 | Galvanized Steel | Pressurized
4250242 | 5 | Flapper Valve | 1996-05-23 | no | 1996-05-23 | no | Currently in Use | E-10 | 15000 | Fiberglass Double Walled | 1996-05-21 | Double-Walled Fiberglass | Pressurized
4250242 | 6 | Flapper Valve | 1996-05-23 | no | 1996-05-23 | no | Currently in Use | Premium | 15000 | Fiberglass Double Walled | 1996-05-21 | Double-Walled Fiberglass | Pressurized
4250242 | 7 |  | 1996-05-23 | no | 1996-05-23 | no | Currently in Use | Diesel | 10000 | Fiberglass Double Walled | 1996-05-21 |  | Pressurized
4250242 | 8 |  | 2013-08-01 | no | 2013-08-01 | no | Currently in Use | E-0 | 5000 | Composite Double Walled | 2013-08-01 | Double-Walled Fiberglass | Pressurized
4250243 | 1 | [5 empty] | Removed from Ground | Diesel | 1000 | Marked Unknown | 1979-03-20 | Unknown
4250243 | 2 | [5 empty] | Removed from Ground | Gas (Historical Use) | 2000 | Marked Unknown | 1979-03-20 | Unknown
4250243 | 3 |  |  | yes |  | yes | Removed from Ground | Used Oil | 300 | Bare Steel | 1977-01-01 | Unknown
4250244 | 1 | [5 empty] | Removed from Ground | Diesel | 2000 | Bare Steel | 1980-03-21 | Galvanized Steel
4250244 | 2 | [5 empty] | Removed from Ground | Gas (Historical Use) | 5000 | Bare Steel | 1974-03-21 | Galvanized Steel
4250244 | 3 | [5 empty] | Removed from Ground | Gas (Historical Use) | 10000 | Bare Steel | 1974-03-21 | Galvanized Steel
4250244 | 4 | [5 empty] | Removed from Ground | Gas (Historical Use) | 10000 | Bare Steel | 1974-03-21 | Galvanized Steel
4250244 | 5 | Ball Float | 1998-07-01 |  | 2007-01-01 |  | Currently in Use | Gas (Historical Use) | 10000 | Galvanic (STIP-3) | 1991-01-01 | Fiberglass Reinforced Plastic | Pressurized
4250244 | 6 | Ball Float | 1999-01-01 |  | 1999-01-01 |  | Currently in Use | Gas (Historical Use) | 10000 | Galvanic (STIP-3) | 1991-01-01 | Fiberglass Reinforced Plastic | Pressurized
4250244 | 7 | Ball Float | 1999-01-01 |  | 1999-01-01 |  | Currently in Use | Gas (Historical Use) | 10000 | Galvanic (STIP-3) | 1991-01-01 | Fiberglass Reinforced Plastic | Pressurized
4250245 | 1 | [5 empty] | Removed from Ground | Gas (Historical Use) | 4000 | Bare Steel | 1966-03-21 | Galvanized Steel
4250245 | 2 | [5 empty] | Removed from Ground | Gas (Historical Use) | 4000 | Bare Steel | 1966-03-21 | Galvanized Steel
4250245 | 3 | [5 empty] | Removed from Ground | Gas (Historical Use) | 4000 | Bare Steel | 1966-03-21 | Galvanized Steel
4250245 | 4 |  |  | yes |  | yes | Closed in Ground | Other | 250 | Marked Unknown |  | Unknown
4250246 | 1 | [5 empty] | Removed from Ground | Gas (Historical Use) | 2000 | Bare Steel | 1975-03-22 | Galvanized Steel
4250246 | 2 | [5 empty] | Removed from Ground | Diesel | 2000 | Bare Steel | 1975-03-22 | Galvanized Steel
4250246 | 3 | [5 empty] | Removed from Ground | Gas (Historical Use) | 3000 | Bare Steel | 1985-03-21 | Galvanized Steel
4250246 | 4 | [5 empty] | Removed from Ground | Gas (Historical Use) | 3000 | Bare Steel | 1985-03-21 | Galvanized Steel
4250246 | 5A |  | 2011-11-16 | no | 2011-11-16 | no | Currently in Use | Gas (Historical Use) | 8500 | Fiberglass | 2003-12-01
4250246 | 5B |  | 2011-11-16 | no | 2011-11-16 | no | Currently in Use | Gas (Historical Use) | 3500 | Fiberglass | 2003-12-01 | Fiberglass Reinforced Plastic
4250247 | 1 | [5 empty] | Removed from Ground | Gas (Historical Use) | 4000 | Bare Steel | 1976-03-21 | Galvanized Steel
4250247 | 2 | [5 empty] | Removed from Ground | Gas (Historical Use) | 4000 | Bare Steel | 1976-03-21 | Galvanized Steel
4250247 | 3 | [5 empty] | Removed from Ground | Gas (Historical Use) | 4000 | Bare Steel | 1976-03-21 | Galvanized Steel
4250247 | 4 | [5 empty] | Removed from Ground | Diesel | 2000 | Bare Steel | 1980-03-21 | Galvanized Steel
4250247 | 5 |  |  | yes |  | yes | Closed in Ground | Used Oil | 250 | Marked Unknown | 1995-09-25 | Unknown
4250248 | 1 | [5 empty] | Removed from Ground | Gas (Historical Use) | 6000 | Marked Unknown | 1980-03-13 | Unknown
4250249 | 1AST | [5 empty] | Currently in Use | Gas (Historical Use) | 500 | Bare Steel | 1982-03-12 | Galvanized Steel
4250249 | 2AST | [5 empty] | Currently in Use | Diesel | 10000 | Bare Steel | 1982-03-12 | Galvanized Steel
4250250 | 1 | [5 empty] | Removed from Ground | Diesel | 8000 | Bare Steel | 1961-04-10 | Galvanized Steel
4250251 | 1 | [5 empty] | Removed from Ground | Gas (Historical Use) | 8000 | Bare Steel | 1978-04-10 | Galvanized Steel
4250251 | 2 | [5 empty] | Removed from Ground | Gas (Historical Use) | 8000 | Bare Steel | 1978-04-10 | Galvanized Steel
4250251 | 3 | [5 empty] | Removed from Ground | Diesel | 3000 | Bare Steel | 1978-04-10 | Galvanized Steel
4250251 | 4 |  | 1993-01-01 |  | 1993-01-01 |  | Removed from Ground | Gas (Historical Use) | 3000 | Unknown | 1993-01-01 | Fiberglass Reinforced Plastic | Suction (American)
4250251 | 5 |  | 1993-01-01 |  | 1993-01-01 |  | Removed from Ground | Diesel | 2000 | Unknown | 1993-01-01 | Fiberglass Reinforced Plastic | Suction (American)
4250252 | 1 | [5 empty] | Removed from Ground | Diesel | 8000 | Bare Steel | 1971-01-01 | Galvanized Steel
4250252 | 2 | [5 empty] | Removed from Ground | Diesel | 4000 | Bare Steel | 1971-01-01 | Galvanized Steel
4250252 | 3 |  |  | yes |  | yes | Removed from Ground | Used Oil | 500 | Bare Steel | 1971-01-01 | Galvanized Steel
4250253 | 1 | [5 empty] | Removed from Ground | Diesel | 6000 | Bare Steel | 1961-04-09 | Galvanized Steel
4250253 | 2 | [5 empty] | Removed from Ground | Diesel | 6000 | Bare Steel | 1961-04-09 | Galvanized Steel
4250254 | 1 | [5 empty] | Removed from Ground | Gas (Historical Use) | 1000 | Bare Steel | 1999-05-20 | Galvanized Steel | Suction (American)
4250254 | 2 | [5 empty] | Removed from Ground | Gas (Historical Use) | 1000 | Bare Steel | 1999-05-20 | Galvanized Steel | Suction (American)
4250254 | 3 | [5 empty] | Removed from Ground | Gas (Historical Use) | 1000 | Bare Steel | 1999-05-20 | Galvanized Steel | Suction (American)
4250255 | 1 | [5 empty] | Removed from Ground | Diesel | 2000 | Bare Steel | 1962-01-01 | Bare Steel | Suction (American)
4250255 | 2 | [5 empty] | Removed from Ground | Diesel | 2000 | Bare Steel | 1962-01-01 | Bare Steel | Suction (American)
4250257 | 1 | [5 empty] | Closed in Ground | Gas (Historical Use) | 4000 | Bare Steel | 1968-04-11 | Unknown
4250257 | 2 | [5 empty] | Closed in Ground | Gas (Historical Use) | 4000 | Bare Steel | 1968-04-11 | Unknown
4250257 | 3 |  |  | yes |  | yes | Closed in Ground | Used Oil | 500 | Bare Steel | 1968-04-11 | Unknown
4250258 | 1 | [5 empty] | Removed from Ground | Gas (Historical Use) | 4000 | Bare Steel | 1983-04-15 | Galvanized Steel
4250258 | 2 | [5 empty] | Removed from Ground | Gas (Historical Use) | 4000 | Bare Steel | 1983-04-15 | Galvanized Steel
4250258 | 3 | [5 empty] | Removed from Ground | Diesel | 4000 | Bare Steel | 1983-04-15 | Galvanized Steel
4250258 | 4 |  |  | yes |  | yes | Removed from Ground | Used Oil | 550 | Bare Steel | 1982-01-01 | Galvanized Steel
4250259 | 1 | [5 empty] | Removed from Ground | Gas (Historical Use) | 1000 | Bare Steel | 1966-03-12 | Galvanized Steel
4250259 | 2 | [5 empty] | Removed from Ground | Diesel | 1000 | Bare Steel | 1966-03-12 | Galvanized Steel
4250259 | 3 |  | 1988-07-01 |  | 1988-07-01 |  | Removed from Ground | Diesel | 1000 | Steel-Impressed Current | 1988-07-01 | Cathodically Protected | Safe Suction (Euro)
4250260 | 1 | [5 empty] | Removed from Ground | Diesel | 1000 | Bare Steel | 1966-03-12 | Galvanized Steel
4250260 | 2 | [5 empty] | Removed from Ground | Diesel | 560 | Bare Steel | 1966-03-12 | Galvanized Steel
4250260 | 3 | [5 empty] | Removed from Ground | Gas (Historical Use) | 300 | Bare Steel | 1966-03-12 | Galvanized Steel
4250260 | 4 |  | 1990-08-24 |  | 1990-08-24 |  | Removed from Ground | Gas (Historical Use) | 1000 | Galvanic (STIP-3) | 1990-08-24 | Cathodically Protected | Safe Suction (Euro)
4250260 | 5 |  | 1990-08-24 |  | 1990-08-24 |  | Removed from Ground | Diesel | 1000 | Galvanic (STIP-3) | 1990-08-24 | Cathodically Protected | Safe Suction (Euro)
4250261 | 1 | [5 empty] | Removed from Ground | Gas (Historical Use) | 500 | Bare Steel | 1971-03-13 | Galvanized Steel
4250261 | 2 | [5 empty] | Removed from Ground | Diesel | 500 | Bare Steel | 1971-03-13 | Galvanized Steel
4250261 | 3 |  | 1990-07-28 |  | 1990-07-28 |  | Removed from Ground | Diesel | 1000 | Cathodically Protected Steel | 1990-07-28 | Cathodically Protected | Safe Suction (Euro)
4250262 | 1 | [5 empty] | Closed in Ground | Diesel | 500 | Bare Steel | 1966-03-12 | Galvanized Steel
4250262 | 2 | [5 empty] | Closed in Ground | Diesel | 300 | Bare Steel | 1966-03-12 | Galvanized Steel
4250263 | 1 | [5 empty] | Removed from Ground | Diesel | 550 | Bare Steel | 1981-03-12 | Galvanized Steel
4250263 | 2 | [5 empty] | Removed from Ground | Diesel | 550 | Bare Steel | 1981-03-12 | Galvanized Steel
4250263 | 3 | [5 empty] | Removed from Ground | Gas (Historical Use) | 550 | Bare Steel | 1981-03-12 | Galvanized Steel
4250264 | 1 |  | 1989-01-23 |  | 1989-01-23 |  | Removed from Ground | Diesel | 1000 | Cathodically Protected Steel | 1989-01-23 | Cathodically Protected | Suction (American)
4250264 | 2 | [5 empty] | Removed from Ground | Gas (Historical Use) | 300 | Not Marked/Unknown | 1966-03-12 | Galvanized Steel
4250265 | 1 | [5 empty] | Closed in Ground | Diesel | 285 | Bare Steel | 1976-03-12 | Galvanized Steel
4250265 | 2 |  | 1989-01-23 |  | 1989-01-23 |  | Removed from Ground | Diesel | 1000 | Cathodically Protected Steel | 1989-01-23 | Cathodically Protected | Suction (American)
4250267 | 1 | [5 empty] | Removed from Ground | Gas (Historical Use) | 200 | Bare Steel | 1966-03-12 | Galvanized Steel
4250268 | 1 | [5 empty] | Removed from Ground | Diesel | 250 | Bare Steel | 1978-03-12 | Galvanized Steel
4250269 | 1 | [5 empty] | Removed from Ground | Diesel | 550 | Bare Steel | 1978-03-12 | Galvanized Steel
4250270 | 1 | [5 empty] | Removed from Ground | Diesel | 10000 | Bare Steel | 1974-03-12 | Galvanized Steel
4250270 | 2 | [5 empty] | Removed from Ground | Gas (Historical Use) | 10000 | Bare Steel | 1974-03-12 | Galvanized Steel
4250270 | 3 | [5 empty] | Removed from Ground | Diesel | 10000 | Bare Steel | 1974-03-12 | Galvanized Steel
4250270 | 4 | [5 empty] | Removed from Ground | Diesel | 10000 | Bare Steel | 1974-03-12 | Galvanized Steel
4250270 | 5 |  | 1997-05-01 |  | 1997-05-01 |  | Currently in Use | Diesel | 10000 | Double Walled | 1997-05-01 | Double Walled | Pressurized
4250270 | 6 |  | 1997-05-01 |  | 1997-05-01 |  | Currently in Use | Diesel | 10000 | Double Walled | 1997-05-01 | Double Walled | Pressurized
4250270 | 7 |  | 1997-05-01 |  | 1997-05-01 |  | Currently in Use | Gas (Historical Use) | 10000 | Double Walled | 1997-05-01 | Double Walled | Pressurized
4250270 | 8 |  | 1997-05-01 |  | 1997-05-01 |  | Currently in Use | Gas (Historical Use) | 10000 | Double Walled | 1997-05-01 | Double Walled | Pressurized
4250271 | 1 | [5 empty] | Removed from Ground | Gas (Historical Use) | 1000 | Bare Steel | 1978-03-12 | Galvanized Steel
4250271 | 2 | [5 empty] | Removed from Ground | Gas (Historical Use) | 500 | Not Marked/Unknown | 1993-07-01 | Not Marked
4250271 | 3 |  | 1990-12-01 |  | 1990-12-01 |  | Removed from Ground | Gas (Historical Use) | 1000 | Cathodically Protected Steel | 1990-12-27 | Fiberglass Reinforced Plastic | Safe Suction (Euro)
4250272 | 1 | [5 empty] | Closed in Ground | Diesel | 550 | Bare Steel | 1978-03-12 | Galvanized Steel
4250273 | 1 | [5 empty] | Removed from Ground | Diesel | 550 | Bare Steel | 1980-03-12 | Galvanized Steel
4250274 | 1 | [5 empty] | Removed from Ground | Diesel | 550 | Bare Steel | 1976-01-01 | Galvanized Steel
4250275 | 1 | [5 empty] | Removed from Ground | Gas (Historical Use) | 10000 | Bare Steel | 1978-03-24 | Galvanized Steel
4250275 | 2 | [5 empty] | Removed from Ground | Gas (Historical Use) | 10000 | Bare Steel | 1978-03-24 | Galvanized Steel
4250276 | 2 |  | 1994-06-17 |  | 1994-06-17 |  | Removed from Ground | Gas (Historical Use) | 10000 | Fiberglass | 1988-01-01 | Fiberglass Reinforced Plastic | Pressurized
4250276 | 4 |  | 1994-06-17 |  | 1994-06-17 |  | Removed from Ground | Gas (Historical Use) | 10000 | Fiberglass | 1988-01-01 | Fiberglass Reinforced Plastic | Pressurized
4250276 | 5 |  | 1994-06-17 |  | 1994-06-17 |  | Removed from Ground | Gas (Historical Use) | 10000 | Fiberglass | 1988-01-01 | Fiberglass Reinforced Plastic | Pressurized
4250278 | 1 | [5 empty] | Removed from Ground | Gas (Historical Use) | 10000 | Bare Steel | 1978-03-24 | Galvanized Steel | Suction (American)
4250278 | 2 | [5 empty] | Removed from Ground | Gas (Historical Use) | 10000 | Bare Steel | 1978-03-24 | Galvanized Steel | Suction (American)
4250279 | 1 |  | 1994-06-30 |  | 1994-06-30 |  | Removed from Ground | Gas (Historical Use) | 8000 | Steel-Impressed Current | 1979-01-01 | Cathodically Protected | Safe Suction (Euro)
4250279 | 2 |  | 1994-06-30 |  | 1994-06-30 |  | Removed from Ground | Gas (Historical Use) | 8000 | Steel-Impressed Current | 1979-01-01 | Cathodically Protected | Safe Suction (Euro)
4250279 | 3 |  | 1994-06-30 |  | 1994-06-30 |  | Removed from Ground | Gas (Historical Use) | 8000 | Steel-Impressed Current | 1979-01-01 | Cathodically Protected | Safe Suction (Euro)
4250280 | 1 | [5 empty] | Removed from Ground | Gas (Historical Use) | 8000 | Bare Steel | 1979-03-25 | Galvanized Steel
4250280 | 2 | [5 empty] | Removed from Ground | Gas (Historical Use) | 8000 | Bare Steel | 1979-03-25 | Galvanized Steel
4250280 | 3 | [5 empty] | Removed from Ground | Gas (Historical Use) | 8000 | Bare Steel | 1979-03-25 | Galvanized Steel
4250280 | 4 |  | 1991-01-12 |  | 1991-01-12 |  | Currently in Use | Gas (Historical Use) | 8000 | Galvanic (STIP-3) | 1991-01-15 | Fiberglass Reinforced Plastic | Pressurized
4250280 | 5 |  | 1991-01-12 |  | 1991-01-12 |  | Currently in Use | Gas (Historical Use) | 8000 | Galvanic (STIP-3) | 1991-01-15 | Fiberglass Reinforced Plastic | Pressurized
4250280 | 6 |  | 1991-01-12 |  | 1991-01-12 |  | Currently in Use | Gas (Historical Use) | 8000 | Galvanic (STIP-3) | 1991-01-15 | Fiberglass Reinforced Plastic | Pressurized
4250281 | 1 | [5 empty] | Removed from Ground | Gas (Historical Use) | 3000 | Bare Steel | 1981-03-24 | Galvanized Steel
4250281 | 2 | [5 empty] | Removed from Ground | Gas (Historical Use) | 4000 | Bare Steel | 1981-03-24 | Galvanized Steel
4250281 | 3 | [5 empty] | Removed from Ground | Gas (Historical Use) | 4000 | Bare Steel | 1981-03-24 | Galvanized Steel
4250281 | 4 |  | 1981-03-01 |  | 1981-03-01 |  | Currently in Use | Gas (Historical Use) | 10000 | Fiberglass | 1987-04-01 | Fiberglass Reinforced Plastic | Pressurized
4250281 | 5 |  | 1981-03-01 |  | 1981-03-01 |  | Currently in Use | Gas (Historical Use) | 10000 | Fiberglass | 1987-04-01 | Fiberglass Reinforced Plastic | Pressurized
4250281 | 6 |  | 1981-03-01 | no | 1983-03-01 | no | Currently in Use | Gas (Historical Use) | 10000 | Fiberglass | 1987-04-01 | Fiberglass Reinforced Plastic | Pressurized
4250283 | 1 | [5 empty] | Removed from Ground | Gas (Historical Use) | 4000 | Bare Steel | 1978-03-24 | Galvanized Steel
4250283 | 2 | [5 empty] | Removed from Ground | Gas (Historical Use) | 3000 | Bare Steel | 1978-03-24 | Galvanized Steel
4250283 | 3 | [5 empty] | Removed from Ground | Gas (Historical Use) | 3000 | Bare Steel | 1978-03-24 | Galvanized Steel
4250284 | 1 | [5 empty] | Removed from Ground | Gas (Historical Use) | 4000 | Cathodically Protected Steel | 1978-03-24 | Fiberglass Reinforced Plastic | Pressurized
4250284 | 1B |  | 1993-03-06 |  | 1993-03-06 |  | Removed from Ground | Gas (Historical Use) | 8000 | Galvanic (STIP-3) | 1993-03-06 | Fiberglass Reinforced Plastic | Pressurized
4250284 | 2 | [5 empty] | Removed from Ground | Gas (Historical Use) | 3000 | Cathodically Protected Steel | 1978-03-24 | Fiberglass Reinforced Plastic | Pressurized
4250284 | 2S |  | 1993-03-06 |  | 1993-03-06 |  | Removed from Ground | Gas (Historical Use) | 5000 | Galvanic (STIP-3) | 1993-03-06 | Fiberglass Reinforced Plastic | Pressurized
4250284 | 2U |  | 1993-03-06 |  | 1993-03-06 |  | Removed from Ground | Gas (Historical Use) | 5000 | Galvanic (STIP-3) | 1993-03-06 | Fiberglass Reinforced Plastic | Pressurized
4250284 | 3 | [5 empty] | Removed from Ground | Gas (Historical Use) | 3000 | Cathodically Protected Steel | 1978-03-24 | Fiberglass Reinforced Plastic | Pressurized
4250285 | 1 | [5 empty] | Permanently Out of Use - historical purposes | Gas (Historical Use) | 3000 | Bare Steel | 1983-03-25 | Galvanized Steel
4250285 | 2 | [5 empty] | Permanently Out of Use - historical purposes | Gas (Historical Use) | 4000 | Bare Steel | 1983-03-25 | Galvanized Steel
4250285 | 3 | [5 empty] | Permanently Out of Use - historical purposes | Gas (Historical Use) | 4000 | Bare Steel | 1977-03-24 | Galvanized Steel
4250285 | 4 | [5 empty] | Permanently Out of Use - historical purposes | Gas (Historical Use) | 3000 | Bare Steel | 1977-03-24 | Galvanized Steel
4250285 | 5 | Flapper Valve | 1987-04-01 | no | 1987-04-01 | no | Currently in Use | E-10 | 10000 | Fiberglass | 1987-04-01 | Fiberglass Reinforced Plastic | Pressurized
4250285 | 6 | Flapper Valve | 1987-04-01 | no | 1987-04-01 | no | Currently in Use | Premium | 10000 | Fiberglass | 1987-04-01 | Fiberglass Reinforced Plastic | Pressurized
4250285 | 7 | Flapper Valve | 1987-04-01 | no | 1987-04-01 | no | Currently in Use | Diesel On Road | 10000 | Fiberglass | 1987-04-01 | Fiberglass Reinforced Plastic | Pressurized
4250286 | 1 | [5 empty] | Removed from Ground | Gas (Historical Use) | 4000 | Bare Steel | 1976-03-24 | Galvanized Steel
4250286 | 2 | [5 empty] | Removed from Ground | Gas (Historical Use) | 3000 | Bare Steel | 1976-03-24 | Galvanized Steel
4250286 | 3 | [5 empty] | Removed from Ground | Gas (Historical Use) | 3000 | Bare Steel | 1976-03-24 | Galvanized Steel
4250286 | 4 | [5 empty] | Removed from Ground | Gas (Historical Use) | 4000 | Bare Steel | 1984-03-24 | Galvanized Steel
4250287 | 1 | [5 empty] | Removed from Ground | Gas (Historical Use) | 8000 | Bare Steel | 1980-04-01 | Galvanized Steel | Suction (American)
4250287 | 2 | [5 empty] | Removed from Ground | Gas (Historical Use) | 8000 | Bare Steel | 1980-04-01 | Galvanized Steel | Suction (American)
4250287 | 3 | [5 empty] | Removed from Ground | Gas (Historical Use) | 8000 | Bare Steel | 1980-04-01 | Galvanized Steel | Suction (American)
4250287 | 4 |  | 1998-04-01 |  | 1998-04-01 |  | Currently in Use | Gas (Historical Use) | 10000 | Epoxy | 1998-04-01 | Fiberglass Reinforced Plastic | Pressurized
4250287 | 5 |  | 1998-04-01 |  | 1998-04-01 |  | Currently in Use | Gas (Historical Use) | 6000 | Epoxy | 1998-04-01 | Fiberglass Reinforced Plastic | Pressurized
4250289 | 1 | [5 empty] | Removed from Ground | Gas (Historical Use) | 3000 | Bare Steel | 1961-03-05 | Galvanized Steel
4250289 | 2 | [5 empty] | Removed from Ground | Gas (Historical Use) | 3000 | Bare Steel | 1961-03-05 | Galvanized Steel
4250289 | 3 | [5 empty] | Removed from Ground | Gas (Historical Use) | 3000 | Bare Steel | 1961-03-05 | Galvanized Steel
4250289 | 4 | Flapper Valve | 1994-06-17 | no | 1994-06-17 | no | Currently in Use | E-10 | 10000 | Fiberglass | 1988-05-01 | Fiberglass Reinforced Plastic | Pressurized
4250289 | 5 | Ball Float | 1994-06-17 | no | 1994-06-17 | no | Currently in Use | Plus | 10000 | Fiberglass | 1988-05-01 | Fiberglass Reinforced Plastic | Pressurized
4250289 | 6 | Flapper Valve | 1994-06-17 | no | 1994-06-17 | no | Currently in Use | Premium | 10000 | Fiberglass | 1988-05-01 | Fiberglass Reinforced Plastic | Pressurized
4250290 | 1 | [5 empty] | Removed from Ground | Gas (Historical Use) | 4000 | Bare Steel | 1981-01-01 | Galvanized Steel
4250290 | 2 | [5 empty] | Removed from Ground | Gas (Historical Use) | 4000 | Bare Steel | 1981-01-01 | Galvanized Steel
4250290 | 3 | [5 empty] | Removed from Ground | Gas (Historical Use) | 4000 | Bare Steel | 1981-01-01 | Galvanized Steel
4250290 | 4 | [5 empty] | Removed from Ground | Gas (Historical Use) | 4000 | Bare Steel | 1981-01-01 | Galvanized Steel
4250290 | 5 |  | 1987-04-01 | yes | 1987-04-01 |  | Temporarily out of use | Gas (Historical Use) | 8000 | Fiberglass | 1987-04-01 | Fiberglass Reinforced Plastic | Pressurized
4250290 | 6 |  | 1987-04-01 | yes | 1987-04-01 |  | Currently in Use | Gas (Historical Use) | 8000 | Fiberglass | 1987-04-01 | Fiberglass Reinforced Plastic | Pressurized
4250290 | 7 |  | 1987-04-01 | yes | 1987-04-01 |  | Currently in Use | Gas (Historical Use) | 8000 | Fiberglass | 1987-04-01 | Fiberglass Reinforced Plastic | Pressurized
4250291 | 1 |  | 2000-05-01 |  | 2000-05-01 |  | Currently in Use | Gas (Historical Use) | 8000 | Steel-Impressed Current | 1979-01-01 | Double Walled | Pressurized
4250291 | 2 |  | 2000-05-01 |  | 2000-05-01 |  | Currently in Use | Gas (Historical Use) | 8000 | Steel-Impressed Current | 1979-01-01 | Double Walled | Pressurized
4250291 | 3 |  | 1994-06-30 |  | 1994-06-30 |  | Currently in Use | Gas (Historical Use) | 8000 | Steel-Impressed Current | 1979-01-01 | Double Walled | Pressurized
4250292 | 1 | [5 empty] | Removed from Ground | Gas (Historical Use) | 3000 | Bare Steel | 1981-03-24 | Bare Steel | Suction (American)
4250292 | 2 | [5 empty] | Removed from Ground | Gas (Historical Use) | 3000 | Bare Steel | 1981-03-24 | Bare Steel | Suction (American)
4250292 | 3 | [5 empty] | Removed from Ground | Gas (Historical Use) | 4000 | Bare Steel | 1981-03-24 | Bare Steel | Suction (American)
4250292 | 4 | [5 empty] | Removed from Ground | Diesel | 2000 | Bare Steel | 1981-03-24 | Bare Steel | Suction (American)
4250293 | 1 |  | 1994-06-17 |  | 1994-06-17 |  | Removed from Ground | Gas (Historical Use) | 2000 | Cathodically Protected Steel | 1981-01-01 | Cathodically Protected | Pressurized
4250293 | 2 |  | 1994-06-17 | no | 1994-06-17 | yes | Currently in Use | Gas (Historical Use) | 8021 | Steel-Impressed Current | 1981-01-01 | Fiberglass Reinforced Plastic | Pressurized
4250293 | 3 |  | 1994-06-17 |  | 1994-06-17 | yes | Currently in Use | Gas (Historical Use) | 8021 | Steel-Impressed Current | 1981-01-01 | Fiberglass Reinforced Plastic | Pressurized
4250293 | 4 | [5 empty] | Removed from Ground | Gas (Historical Use) | 8021 | Bare Steel | 1981-01-01 | Galvanized Steel
4250293 | 5 |  | 1994-06-17 |  | 1994-06-17 | yes | Currently in Use | Gas (Historical Use) | 8021 | Steel-Impressed Current | 1981-01-01 | Fiberglass Reinforced Plastic | Pressurized
4250294 | 1 | [5 empty] | Removed from Ground | Gas (Historical Use) | 10000 | Bare Steel | 1983-03-25 | Bare Steel | Pressurized
4250294 | 2 | [5 empty] | Removed from Ground | Gas (Historical Use) | 10000 | Bare Steel | 1983-03-25 | Bare Steel | Pressurized
4250294 | 3 | [5 empty] | Removed from Ground | Gas (Historical Use) | 10000 | Bare Steel | 1983-03-25 | Bare Steel | Pressurized
4250294 | 4 | [5 empty] | Removed from Ground | Diesel | 10000 | Bare Steel | 1983-03-25 | Bare Steel | Pressurized
4250295 | 1 | [5 empty] | Removed from Ground | Gas (Historical Use) | 10000 | Bare Steel | 1969-03-24 | Bare Steel
4250295 | 2 | [5 empty] | Removed from Ground | Gas (Historical Use) | 5000 | Bare Steel | 1969-03-24 | Bare Steel
4250295 | 3 | [5 empty] | Removed from Ground | Gas (Historical Use) | 10000 | Bare Steel | 1969-03-24 | Bare Steel
4250295 | 4 |  | 1998-02-01 | yes | 1998-02-01 | yes | Removed from Ground | Used Oil | 1000 | Fiberglass | 1982-03-24 | Fiberglass Reinforced Plastic
4250295 | 5 |  | 1998-02-01 |  | 1998-02-01 |  | Removed from Ground | Gas (Historical Use) | 10000 | Fiberglass | 1987-02-17 | Fiberglass Reinforced Plastic
4250295 | 6 |  | 1998-02-01 |  | 1998-02-01 |  | Removed from Ground | Gas (Historical Use) | 5000 | Fiberglass | 1987-02-17 | Fiberglass Reinforced Plastic
4250295 | 7 |  | 1998-02-01 |  | 1998-02-01 |  | Removed from Ground | Gas (Historical Use) | 10000 | Fiberglass | 1987-02-17 | Fiberglass Reinforced Plastic
4250297 | 1 | [5 empty] | Removed from Ground | Gas (Historical Use) | 10000 | Fiberglass | 1982-03-24 | Fiberglass Reinforced Plastic
4250297 | 2 | [5 empty] | Removed from Ground | Gas (Historical Use) | 10000 | Fiberglass | 1982-03-24 | Fiberglass Reinforced Plastic
4250297 | 3 | [5 empty] | Removed from Ground | Gas (Historical Use) | 10000 | Fiberglass | 1982-03-24 | Fiberglass Reinforced Plastic
4250297 | 4 |  |  | yes |  | yes | Removed from Ground | Used Oil | 1000 | Fiberglass | 1982-03-24 | Fiberglass Reinforced Plastic
4250298 | 1 |  | 1986-01-01 |  | 1986-01-01 |  | Removed from Ground | Gas (Historical Use) | 10000 | Fiberglass | 1983-03-25 | Fiberglass Reinforced Plastic
4250298 | 2 |  | 1986-01-01 |  | 1986-01-01 |  | Removed from Ground | Gas (Historical Use) | 10000 | Fiberglass | 1983-03-25 | Fiberglass Reinforced Plastic
4250298 | 3 |  | 1986-01-01 |  | 1986-01-01 |  | Removed from Ground | Gas (Historical Use) | 10000 | Fiberglass | 1983-03-25 | Fiberglass Reinforced Plastic
4250298 | 4 |  |  | yes |  | yes | Removed from Ground | Empty | 1000 | Fiberglass | 1983-03-25 | Fiberglass Reinforced Plastic
4250298 | 5 |  |  | no |  | no | Removed from Ground |  | 1000 | Unknown | 2005-10-25
4250299 | 1 | [5 empty] | Removed from Ground | Gas (Historical Use) | 10000 | Fiberglass | 1982-03-24 | Fiberglass Reinforced Plastic
4250299 | 2 | [5 empty] | Removed from Ground | Gas (Historical Use) | 10000 | Fiberglass | 1982-03-24 | Fiberglass Reinforced Plastic
4250299 | 3 | [5 empty] | Removed from Ground | Gas (Historical Use) | 10000 | Fiberglass | 1982-03-24 | Fiberglass Reinforced Plastic
4250299 | 4 | [5 empty] | Removed from Ground | Diesel | 10000 | Fiberglass | 1982-03-24 | Fiberglass Reinforced Plastic
4250299 | 5 |  |  | yes |  | yes | Removed from Ground | Used Oil | 1000 | Fiberglass | 1982-03-24 | Fiberglass Reinforced Plastic
4250300 | 1 | [5 empty] | Removed from Ground | Gas (Historical Use) | 10000 | Bare Steel | 1969-03-24 | Galvanized Steel
4250300 | 10A |  | 1996-07-01 |  | 1996-07-01 |  | Currently in Use | Gas (Historical Use) | 5000 | Composite | 1996-07-01 | Double Walled | Pressurized
4250300 | 10B |  | 1996-07-01 |  | 1996-07-01 |  | Currently in Use | Gas (Historical Use) | 5000 | Composite | 1996-07-01 | Double Walled | Pressurized
4250300 | 2 | [5 empty] | Removed from Ground | Gas (Historical Use) | 5000 | Cathodically Protected Steel | 1966-03-24 | Galvanized Steel
4250300 | 3 | [5 empty] | Removed from Ground | Gas (Historical Use) | 10000 | Cathodically Protected Steel | 1969-03-24 | Galvanized Steel
4250300 | 4 |  |  | yes |  | yes | Removed from Ground | Used Oil | 1000 | Bare Steel | 1982-03-24 | Galvanized Steel
4250300 | 5 |  |  | yes |  | yes | Removed from Ground | Used Oil | 500 | Marked Unknown | 1995-12-01 | Unknown
4250300 | 6 | [5 empty] | Removed from Ground | Gas (Historical Use) | 3000 | Bare Steel | 1995-12-01 | Bare Steel
4250300 | 7 | [5 empty] | Removed from Ground | Gas (Historical Use) | 3000 | Bare Steel | 1995-12-01 | Bare Steel
4250300 | 8 | [5 empty] | Removed from Ground | Gas (Historical Use) | 3000 | Bare Steel | 1995-12-01 | Bare Steel
4250300 | 9 |  | 1996-07-01 |  | 1996-07-01 |  | Currently in Use | Gas (Historical Use) | 10000 | Composite | 1996-07-01 | Double Walled | Pressurized
4250301 | 1 | [5 empty] | Removed from Ground | Gas (Historical Use) | 10000 | Bare Steel | 1970-03-24 | Bare Steel | Pressurized
4250301 | 2 | [5 empty] | Removed from Ground | Gas (Historical Use) | 10000 | Bare Steel | 1970-03-24 | Bare Steel | Pressurized
4250301 | 3 | [5 empty] | Removed from Ground | Gas (Historical Use) | 5000 | Bare Steel | 1970-03-24 | Bare Steel | Pressurized
4250301 | 4 |  |  | yes |  | yes | Removed from Ground | Used Oil | 550 | Bare Steel | 1970-03-24 | Bare Steel | Gravity Fed
4250301 | 5 | [5 empty] | Removed from Ground | Gas (Historical Use) | 10000 | Cathodically Protected Steel | 1970-03-24 | Fiberglass Reinforced Plastic | Pressurized
4250301 | 6 | [5 empty] | Removed from Ground | Gas (Historical Use) | 10000 | Cathodically Protected Steel | 1987-05-21 | Fiberglass Reinforced Plastic | Pressurized
4250301 | 7 | [5 empty] | Removed from Ground | Gas (Historical Use) | 5000 | Cathodically Protected Steel | 1987-05-21 | Fiberglass Reinforced Plastic | Pressurized
4250302 | 1 | [5 empty] | Removed from Ground | Gas (Historical Use) | 10000 | Bare Steel | 1972-03-24 | Bare Steel
4250302 | 2 | [5 empty] | Removed from Ground | Gas (Historical Use) | 5000 | Bare Steel | 1972-03-24 | Bare Steel
4250302 | 3 | [5 empty] | Removed from Ground | Gas (Historical Use) | 10000 | Bare Steel | 1972-03-24 | Bare Steel
4250302 | 4 | [5 empty] | Removed from Ground | Diesel | 2000 | Bare Steel | 1972-03-24 | Bare Steel
4250302 | 5 |  |  | yes |  | yes | Removed from Ground | Used Oil | 550 | Bare Steel | 1972-03-24 | Bare Steel
4250302 | 6 |  | 1998-11-01 |  | 1998-11-01 |  | Currently in Use | Gas (Historical Use) | 12000 | Composite | 1998-11-01 | Double Walled | Pressurized
4250302 | 7 |  | 1998-11-01 |  | 1998-11-01 |  | Currently in Use | Gas (Historical Use) | 8000 | Composite | 1998-11-01 | Double Walled | Pressurized
4250304 | 1 | [5 empty] | Removed from Ground | Diesel | 10000 | Marked Unknown | 1972-04-04 | Unknown
4250304 | 2 | [5 empty] | Removed from Ground | Diesel | 10000 | Marked Unknown | 1972-04-04 | Unknown
4250304 | 3 |  |  | yes |  | yes | Removed from Ground | Used Oil | 500 | Marked Unknown | 1972-04-04 | Unknown
4250306 | 1 | [5 empty] | Removed from Ground | Gas (Historical Use) | 10000 | Bare Steel | 1976-03-26 | Galvanized Steel
4250306 | 2 | [5 empty] | Removed from Ground | Gas (Historical Use) | 3000 | Bare Steel | 1974-03-26 | Galvanized Steel
4250307 | 1 | [5 empty] | Removed from Ground | Gas (Historical Use) | 1000 | Bare Steel | 1981-03-25 | Galvanized Steel
4250309 | 1 |  |  | yes |  | yes | Removed from Ground | Used Oil | 1000 | Bare Steel | 1966-04-01 | Galvanized Steel
4250310 | 1 |  |  | yes |  | yes | Removed from Ground | Used Oil | 1000 | Bare Steel | 1962-04-01 | Galvanized Steel
4250313 | 1 | [5 empty] | Permanently Out of Use - historical purposes | Gas (Historical Use) | 8000 | Bare Steel | 1970-04-01 | Bare Steel
4250313 | 2 | [5 empty] | Permanently Out of Use - historical purposes | Gas (Historical Use) | 8000 | Bare Steel | 1974-04-01 | Bare Steel
4250313 | 3 | [5 empty] | Permanently Out of Use - historical purposes | Gas (Historical Use) | 8000 | Bare Steel | 1970-04-01 | Bare Steel
4250313 | 4 |  |  | yes |  | yes | Currently in Use | Used Oil | 550 | Bare Steel | 1970-04-01 | Bare Steel
4250315 | 10564-1 | [5 empty] | Removed from Ground | Gas (Historical Use) | 1000 | Bare Steel | 1980-01-08 | Galvanized Steel | Safe Suction (Euro)
4250315 | 564G1 | [5 empty] | Removed from Ground | Gas (Historical Use) | 1000 | Bare Steel | 1980-01-08 | Galvanized Steel | Safe Suction (Euro)
4250318 | 1 | [5 empty] | Removed from Ground | Diesel | 8000 | Bare Steel | 1979-04-05 | Unknown
4250318 | 10 | [5 empty] | Removed from Ground | Diesel | 10000 | Bare Steel | 1996-12-01 | Fiberglass Reinforced Plastic
4250318 | 2 | [5 empty] | Removed from Ground | Diesel | 4000 | Bare Steel | 1979-04-05 | Unknown
4250318 | 3 | [5 empty] | Removed from Ground | Gas (Historical Use) | 2000 | Bare Steel | 1979-04-05 | Unknown
4250318 | 4 | [5 empty] | Removed from Ground | Gas (Historical Use) | 2000 | Bare Steel | 1979-04-05 | Unknown
4250318 | 5 | [5 empty] | Removed from Ground | Gas (Historical Use) | 1000 | Bare Steel | 1979-04-05 | Unknown
4250318 | 6 | [5 empty] | Removed from Ground | Gas (Historical Use) | 1000 | Bare Steel | 1979-04-05 | Unknown
4250318 | 7 | [5 empty] | Removed from Ground | Gas (Historical Use) | 1000 | Bare Steel | 1979-04-05 | Unknown
4250318 | 8 | [5 empty] | Removed from Ground | Gas (Historical Use) | 1000 | Bare Steel | 1979-04-05 | Unknown
4250318 | 9 |  |  | yes |  | yes | Removed from Ground | Used Oil | 3000 | Bare Steel | 1978-04-04 | Unknown
4250319 | 1 | [5 empty] | Removed from Ground | Gas (Historical Use) | 4000 | Bare Steel | 1978-03-26 | Galvanized Steel
4250319 | 10 | [5 empty] | Removed from Ground | Diesel | 500 | Bare Steel | 1956-03-26 | Unknown
4250319 | 11 | [5 empty] | Removed from Ground | Diesel | 500 | Bare Steel | 1956-03-26 | Unknown
4250319 | 12 | [5 empty] | Permanently Out of Use - historical purposes | Gas (Historical Use) | 500 | Bare Steel | 1956-03-26 | Unknown
4250319 | 13 | [5 empty] | Permanently Out of Use - historical purposes | Diesel | 500 | Bare Steel | 1956-03-26 | Unknown
4250319 | 14 | [5 empty] | Removed from Ground | Gas (Historical Use) | 1000 | Bare Steel | 1966-03-26 | Galvanized Steel
4250319 | 15 | [5 empty] | Removed from Ground | Gas (Historical Use) | 1000 | Bare Steel | 1966-03-26 | Galvanized Steel
4250319 | 2 | [5 empty] | Removed from Ground | Gas (Historical Use) | 4000 | Bare Steel | 1978-03-26 | Galvanized Steel
4250319 | 3 | [5 empty] | Removed from Ground | Diesel | 10000 | Bare Steel | 1980-03-26 | Galvanized Steel
4250319 | 4 | [5 empty] | Removed from Ground | Diesel | 10000 | Bare Steel | 1980-03-26 | Galvanized Steel
4250319 | 5 | [5 empty] | Removed from Ground | Diesel | 10000 | Bare Steel | 1980-03-26 | Galvanized Steel
4250319 | 6 | [5 empty] | Removed from Ground | Diesel | 10000 | Bare Steel | 1980-03-26 | Galvanized Steel
4250319 | 7 | [5 empty] | Removed from Ground | Diesel | 500 | Bare Steel | 1956-03-26 | Unknown
4250319 | 8 | [5 empty] | Removed from Ground | Diesel | 1000 | Bare Steel | 1956-03-26 | Unknown
4250319 | 9 | [5 empty] | Removed from Ground | Diesel | 1000 | Bare Steel | 1956-03-26 | Unknown
4250321 | 1 | [5 empty] | Removed from Ground | Gas (Historical Use) | 8000 | Bare Steel | 1966-03-21 | Galvanized Steel
4250321 | 2 | [5 empty] | Removed from Ground | Gas (Historical Use) | 8000 | Bare Steel | 1966-03-21 | Galvanized Steel
4250321 | 3 | [5 empty] | Removed from Ground | Gas (Historical Use) | 10000 | Bare Steel | 1966-03-21 | Galvanized Steel
4250321 | 4 | [5 empty] | Removed from Ground | Gas (Historical Use) | 2000 | Bare Steel | 1966-03-21 | Galvanized Steel
4250323 | 1 | [5 empty] | Removed from Ground | Diesel | 10000 | Bare Steel | 1990-03-26 | Unknown
4250323 | 2 | [5 empty] | Removed from Ground | Gas (Historical Use) | 10999 | Bare Steel | 1990-03-26 | Unknown
4250324 | 1 | [5 empty] | Removed from Ground | Diesel | 12000 | Bare Steel | 1991-03-12 | Unknown
4250325 | 1A |  | 1998-12-12 |  | 1998-12-12 |  | Temporarily out of use | Gas (Historical Use) | 3000 | Steel-Impressed Current | 1963-04-22 | Fiberglass Reinforced Plastic | Pressurized
4250325 | 1B |  | 1998-12-12 |  | 1998-12-12 |  | Temporarily out of use | Gas (Historical Use) | 3000 | Steel-Impressed Current | 1963-04-22 | Fiberglass Reinforced Plastic | Pressurized
4250325 | 2A |  | 1998-12-12 |  | 1998-12-12 |  | Temporarily out of use | Gas (Historical Use) | 3000 | Steel-Impressed Current | 1963-04-22 | Fiberglass Reinforced Plastic | Pressurized
4250325 | 2B |  | 1998-12-12 |  | 1998-12-12 |  | Temporarily out of use | Gas (Historical Use) | 3000 | Steel-Impressed Current | 1963-04-22 | Fiberglass Reinforced Plastic | Pressurized
4250325 | 3 |  | 1998-12-12 |  | 1998-12-12 |  | Temporarily out of use | Gas (Historical Use) | 4000 | Steel-Impressed Current | 1963-04-22 | Fiberglass Reinforced Plastic | Pressurized
4250325 | 7 |  |  | yes |  | yes | Removed from Ground | Used Oil | 550 | Cathodically Protected Steel | 1963-04-22 | Galvanized Steel
4250327 | 1 | [5 empty] | Closed in Ground | Gas (Historical Use) | 3000 | Bare Steel | 1962-04-21 | Galvanized Steel
4250327 | 2 | [5 empty] | Closed in Ground | Gas (Historical Use) | 3000 | Bare Steel | 1962-04-21 | Galvanized Steel
4250327 | 3 | [5 empty] | Closed in Ground | Gas (Historical Use) | 3000 | Bare Steel | 1962-04-21 | Galvanized Steel
4250327 | 4 | [5 empty] | Closed in Ground | Gas (Historical Use) | 3000 | Bare Steel | 1962-04-21 | Galvanized Steel
4250327 | 5 | [5 empty] | Closed in Ground | Gas (Historical Use) | 4000 | Bare Steel | 1962-04-21 | Galvanized Steel
4250327 | 6 | [5 empty] | Removed from Ground | Diesel | 550 | Bare Steel | 1962-04-21 | Galvanized Steel
4250327 | 7 |  |  | yes |  | yes | Removed from Ground | Used Oil | 1000 | Bare Steel | 1991-10-21 | Galvanized Steel
4250328 | 1 | [5 empty] | Closed in Ground | Diesel | 10000 | Bare Steel | 1984-04-17 | Bare Steel
4250328 | 2 | [5 empty] | Closed in Ground | Gas (Historical Use) | 10000 | Bare Steel | 1984-04-17 | Bare Steel
4250329 | 1 | [5 empty] | Removed from Ground | Diesel | 10000 | Bare Steel | 1972-04-17 | Bare Steel
4250330 | 1 |  | 1999-01-01 |  | 1991-01-01 |  | Removed from Ground | Gas (Historical Use) | 8000 | Steel-Impressed Current | 1990-11-05 | Fiberglass Reinforced Plastic | Pressurized
4250330 | 2 |  | 1991-01-01 |  | 1991-01-01 |  | Removed from Ground | Gas (Historical Use) | 8000 | Steel-Impressed Current | 1999-01-01 | Fiberglass Reinforced Plastic | Pressurized
4250330 | 3 | [5 empty] | Removed from Ground | Gas (Historical Use) | 3000 | Bare Steel | 1999-12-15 | Galvanized Steel | Suction (American)
4250330 | 4 | [5 empty] | Removed from Ground | Gas (Historical Use) | 3000 | Marked Unknown | 1999-12-15 | Unknown
4250331 | 1 |  | 1993-01-01 |  | 1993-01-01 |  | Removed from Ground | Gas (Historical Use) | 8000 | Bare Steel | 1999-12-14 | Galvanized Steel | Pressurized
4250331 | 2 |  | 1993-01-01 |  | 1993-01-01 |  | Removed from Ground | Gas (Historical Use) | 8000 | Bare Steel | 1999-12-14 | Galvanized Steel | Pressurized
4250331 | 3 | [5 empty] | Removed from Ground | Gas (Historical Use) | 2000 | Bare Steel | 1999-12-14 | Galvanized Steel | Safe Suction (Euro)
4250331 | 4 | [5 empty] | Removed from Ground | Diesel | 2000 | Bare Steel | 1999-12-14 | Galvanized Steel | Safe Suction (Euro)
4250331 | 5 | [5 empty] | Removed from Ground | Other | 1000 | Bare Steel | 1999-12-14 | Galvanized Steel | Safe Suction (Euro)
4250331 | 6 | [5 empty] | Removed from Ground | Gas (Historical Use) | 1000 | Marked Unknown | 1999-12-14 | Unknown
4250333 | 1 | [5 empty] | Removed from Ground | Diesel | 3000 | Bare Steel | 1978-11-01 | Unknown | Safe Suction (Euro)
4250333 | 2 | [5 empty] | Removed from Ground | Diesel | 3000 | Bare Steel | 1978-11-01 | Unknown | Safe Suction (Euro)
4250333 | 3 | [5 empty] | Removed from Ground | Diesel | 3000 | Bare Steel | 1978-11-01 | Unknown | Safe Suction (Euro)
4250333 | 4 | [5 empty] | Removed from Ground | Diesel | 3000 | Bare Steel | 1978-11-01 | Unknown | Safe Suction (Euro)
4250334 | 1 | [5 empty] | Removed from Ground | Diesel | 8000 | Bare Steel | 1982-04-20 | Bare Steel | Suction (American)
4250335 | 1 | [5 empty] | Removed from Ground | Diesel | 8000 | Bare Steel | 1971-04-04 | Unknown
4250335 | 2 | [5 empty] | Removed from Ground | Gas (Historical Use) | 4000 | Bare Steel | 1971-04-04 | Unknown
4250337 | 2 |  |  | yes |  | yes | Removed from Ground | Empty | 1000 | Bare Steel | 1983-03-17 | Galvanized Steel | Pressurized
4250337 | 1 | [5 empty] | Removed from Ground | Empty | 20000 | Bare Steel | 1983-03-17 | Galvanized Steel | Suction (American)
4250338 | 1 | [5 empty] | Currently in Use | Diesel | 1000 | Bare Steel | 1979-04-01 | Galvanized Steel
4250338 | 2 | [5 empty] | Currently in Use | Gas (Historical Use) | 1000 | Bare Steel | 1979-04-01 | Galvanized Steel
4250338 | 3 | [5 empty] | Currently in Use | Diesel | 550 | Fiberglass | 1985-03-31 | Copper
4250340 | 1 |  | 1980-01-01 |  | 1980-01-01 |  | Removed from Ground | Other | 12000 | Bare Steel | 1980-04-03 | Galvanized Steel
4250341 | 1 |  |  | yes |  | yes | Closed in Ground | Used Oil | 2000 | Bare Steel | 1968-03-21 | Unknown
4250341 | 2 | [5 empty] | Closed in Ground | Other | 2000 | Bare Steel | 1968-03-21 | Unknown
4250341 | 3 | [5 empty] | Removed from Ground | Gas (Historical Use) | 2000 | Bare Steel | 1968-03-21 | Unknown
4250341 | 4 | [5 empty] | Removed from Ground | Diesel | 250 | Fiberglass | 1980-03-21 | Unknown
4250341 | 5 | [5 empty] | Removed from Ground | Empty | 50 | Marked Unknown | 1976-03-21 | Unknown
4250341 | 6 | [5 empty] | Removed from Ground | Gas (Historical Use) | 1000 | Not Marked/Unknown | 1993-08-30 | Not Marked
4250341 | 7 | [5 empty] | Removed from Ground | Diesel | 1000 | Not Marked/Unknown | 1993-08-30 | Not Marked
4250345 | 1 | [5 empty] | Removed from Ground | Gas (Historical Use) | 6000 | Bare Steel | 1968-04-21 | Galvanized Steel
4250345 | 2 | [5 empty] | Removed from Ground | Gas (Historical Use) | 6000 | Bare Steel | 1968-04-21 | Galvanized Steel
4250345 | 3 | [5 empty] | Removed from Ground | Gas (Historical Use) | 4000 | Bare Steel | 1968-04-21 | Galvanized Steel
4250345 | 4 |  |  | yes |  | yes | Removed from Ground | Used Oil | 550 | Bare Steel | 1968-04-21 | Galvanized Steel
4250348 | 1 | [5 empty] | Removed from Ground | Gas (Historical Use) | 3000 | Bare Steel | 1980-04-25 | Galvanized Steel
4250348 | 1A |  | 1996-02-02 |  | 1996-02-02 |  | Currently in Use | Gas (Historical Use) | 6000 | Galvanic (STIP-3) | 1988-01-01 | Cathodically Protected | Suction (American)
4250348 | 2 | [5 empty] | Removed from Ground | Gas (Historical Use) | 3000 | Bare Steel | 1980-04-25 | Galvanized Steel
4250348 | 2A |  | 1996-02-02 |  | 1996-02-02 |  | Currently in Use | Gas (Historical Use) | 6000 | Galvanic (STIP-3) | 1988-01-01 | Cathodically Protected | Suction (American)
4250348 | 3 | [5 empty] | Removed from Ground | Gas (Historical Use) | 6000 | Bare Steel | 1980-04-25 | Galvanized Steel
4250348 | 3A |  | 1996-02-02 |  | 1996-02-02 |  | Currently in Use | Diesel | 6000 | Galvanic (STIP-3) | 1988-01-01 | Cathodically Protected | Suction (American)
4250348 | 4 | [5 empty] | Removed from Ground | Gas (Historical Use) | 6000 | Bare Steel | 1980-04-25 | Galvanized Steel
4250349 | 1 | [5 empty] | Closed in Ground | Diesel | 5000 | Bare Steel | 1959-04-12 | Galvanized Steel | Suction (American)
4250349 | 2 | [5 empty] | Closed in Ground | Diesel | 6000 | Bare Steel | 1978-04-11 | Galvanized Steel | Suction (American)
4250349 | 3 | [5 empty] | Closed in Ground | Diesel | 3000 | Bare Steel | 1960-04-11 | Galvanized Steel | Suction (American)
4250352 | 1 | [5 empty] | Removed from Ground | Gas (Historical Use) | 10000 | Bare Steel | 1979-04-16 | Galvanized Steel | Pressurized
4250352 | 2 | [5 empty] | Removed from Ground | Gas (Historical Use) | 10000 | Bare Steel | 1979-04-16 | Galvanized Steel | Pressurized
4250352 | 3 | [5 empty] | Removed from Ground | Gas (Historical Use) | 10000 | Bare Steel | 1979-04-16 | Galvanized Steel | Pressurized
4250352 | 4 | [5 empty] | Removed from Ground | Diesel | 4000 | Composite | 1985-04-15 | Galvanized Steel | Pressurized
4250352 | 5 | [5 empty] | Removed from Ground | Kerosene | 4000 | Composite | 1985-04-15 | Galvanized Steel
4250352 | 6 |  |  | yes |  | yes | Removed from Ground | Used Oil | 550 | Bare Steel | 1991-09-24 | Unknown
4250356 | 1 | [5 empty] | Removed from Ground | Gas (Historical Use) | 8000 | Bare Steel | 1972-04-17 | Galvanized Steel
4250356 | 2 | [5 empty] | Permanently Out of Use - historical purposes | Other | 1800 | Bare Steel | 1972-04-17 | Galvanized Steel
4250356 | 3 |  |  | yes |  | yes | Permanently Out of Use - historical purposes | Used Oil | 1800 | Bare Steel | 1972-04-17 | Galvanized Steel
4250356 | 4 |  |  | yes |  | yes | Permanently Out of Use - historical purposes | Used Oil | 1800 | Bare Steel | 1972-04-17 | Galvanized Steel
4250356 | 5 |  |  | yes |  | yes | Permanently Out of Use - historical purposes | Used Oil | 500 | Bare Steel | 1971-01-01 | Not Marked
4250356 | 6 |  |  | yes |  | yes | Permanently Out of Use - historical purposes | Used Oil | 500 | Bare Steel | 1971-01-01 | Not Marked
4250360 | 1 | [5 empty] | Removed from Ground | Gas (Historical Use) | 6000 | Bare Steel | 1983-03-06 | Galvanized Steel | Pressurized
4250360 | 2 | [5 empty] | Removed from Ground | Gas (Historical Use) | 6000 | Bare Steel | 1983-03-06 | Galvanized Steel | Pressurized
4250360 | 3 | [5 empty] | Removed from Ground | Gas (Historical Use) | 6000 | Bare Steel | 1983-03-06 | Galvanized Steel | Pressurized
4250360 | 4 | [5 empty] | Removed from Ground | Diesel | 2000 | Bare Steel | 1983-03-06 | Galvanized Steel | Pressurized
4250360 | 5 | Ball Float | 1995-02-23 | no | 1995-02-23 | no | Currently in Use | E-10 | 10000 | Epoxy | 1995-02-23 | Flex | Pressurized
4250360 | 6A | Ball Float | 1995-02-23 | no | 1995-02-23 | no | Currently in Use | Plus | 5000 | Epoxy | 1995-02-23 | Flex | Pressurized
4250360 | 6B | Ball Float | 1995-02-23 | no | 1995-02-23 | no | Currently in Use | Premium | 5000 | Epoxy | 1995-02-23 | Flex | Pressurized
4250362 | 1 |  | 1997-09-11 |  | 1997-09-11 |  | Removed from Ground | Gas (Historical Use) | 6000 | Not Marked/Unknown | 1965-01-29 | Fiberglass Reinforced Plastic | Pressurized
4250362 | 2 | [5 empty] | Closed in Ground | Gas (Historical Use) | 4000 | Bare Steel | 1965-01-29 | Galvanized Steel | Pressurized
4250362 | 3 | [5 empty] | Closed in Ground | Diesel | 4000 | Bare Steel | 1965-01-29 | Galvanized Steel | Pressurized
4250362 | 4 |  | 1997-09-11 |  | 1997-09-11 |  | Removed from Ground | Gas (Historical Use) | 6000 | Not Marked/Unknown | 1984-01-30 | Fiberglass Reinforced Plastic | Pressurized
4250362 | 5 |  |  | yes |  | yes | Removed from Ground | Used Oil | 1000 | Bare Steel | 1965-01-01 | Galvanized Steel | Gravity Fed
4250362 | 6 |  | 1997-09-11 |  | 1997-09-11 |  | Removed from Ground | Gas (Historical Use) | 4000 | Composite | 1997-09-11 | Fiberglass Reinforced Plastic | Pressurized
4250362 | 7 | Ball Float | 2010-07-10 | no | 2010-07-10 | no | Currently in Use | E-10 | 12000 | Composite Double Walled | 2010-07-10 | Double-Walled Fiberglass | Pressurized
4250362 | 8 | Ball Float | 2010-07-10 | no | 2010-07-10 | no | Currently in Use | Premium | 4000 | Composite Double Walled | 2010-07-10 | Double-Walled Fiberglass | Pressurized
4250363 | 1 | [5 empty] | Removed from Ground | Gas (Historical Use) | 6000 | Bare Steel | 1966-01-29 | Galvanized Steel | Pressurized
4250363 | 2 | [5 empty] | Removed from Ground | Gas (Historical Use) | 4000 | Bare Steel | 1966-01-29 | Galvanized Steel | Pressurized
4250363 | 3 | [5 empty] | Removed from Ground | Gas (Historical Use) | 4000 | Bare Steel | 1966-01-29 | Galvanized Steel | Pressurized
4250364 | 1 | [5 empty] | Removed from Ground | Gas (Historical Use) | 4000 | Bare Steel | 1977-01-29 | Galvanized Steel
4250364 | 2 | [5 empty] | Removed from Ground | Gas (Historical Use) | 3000 | Bare Steel | 1977-01-29 | Galvanized Steel
4250364 | 3 | [5 empty] | Removed from Ground | Gas (Historical Use) | 2000 | Bare Steel | 1977-01-29 | Galvanized Steel
4250364 | 4 |  |  | yes |  | yes | Removed from Ground | Used Oil | 550 | Bare Steel | 1977-01-01 | Bare Steel | Gravity Fed
4250364 | 5 | Flapper Valve | 1993-08-11 | no | 1993-08-11 | no | Currently in Use | E-10 | 10000 | Composite | 1993-08-11 | Fiberglass Reinforced Plastic | Pressurized
4250364 | 6A | Flapper Valve | 1993-08-11 | no | 1993-08-11 | no | Currently in Use | Plus | 5000 | Composite | 1993-08-11 | Fiberglass Reinforced Plastic | Pressurized
4250364 | 6B | Flapper Valve | 1993-08-11 | no | 1993-08-11 | no | Currently in Use | Premium | 5000 | Composite | 1993-08-11 | Fiberglass Reinforced Plastic | Pressurized
4250365 | 1 | [5 empty] | Removed from Ground | Empty | 3000 | Bare Steel | 1956-01-30 | Galvanized Steel
4250365 | 2 | [5 empty] | Removed from Ground | Empty | 3000 | Bare Steel | 1956-01-30 | Galvanized Steel
4250365 | 3 | [5 empty] | Removed from Ground | Empty | 3000 | Bare Steel | 1956-01-30 | Galvanized Steel
4250365 | 4 | Ball Float | 1988-05-15 | no | 1988-05-15 | no | Currently in Use | E-10 | 10000 | Composite | 1988-05-30 | Fiberglass Reinforced Plastic | Pressurized
4250365 | 5 | Ball Float | 1988-05-15 | no | 1988-05-15 | no | Currently in Use | Plus | 10000 | Composite | 1988-05-30 | Fiberglass Reinforced Plastic | Pressurized
4250365 | 6 | Ball Float | 1988-05-15 | no | 1988-05-15 | no | Currently in Use | Premium | 10000 | Composite | 1988-05-30 | Fiberglass Reinforced Plastic | Pressurized
4250365 | 7 | Ball Float | 1988-05-15 | no | 1988-05-15 | no | Currently in Use | E-0 | 6000 | Composite | 1988-05-30 | Fiberglass Reinforced Plastic | Pressurized
4250365 | 8 | Ball Float | 1988-05-15 | no | 1988-05-15 | no | Currently in Use | Diesel On Road | 4000 | Composite | 1988-05-30 | Fiberglass Reinforced Plastic | Pressurized
4250366 | 1 |  | 1996-01-05 | no | 1996-01-05 | no | Currently in Use | Gas (Historical Use) | 4000 | Steel-Impressed Current | 1982-01-29 |  | Pressurized
4250366 | 2 |  | 1996-01-05 | no | 1996-01-05 | no | Currently in Use | Gas (Historical Use) | 4000 | Steel-Impressed Current | 1982-01-29 |  | Pressurized
4250366 | 3 |  | 1996-01-05 | no | 1996-01-05 | no | Currently in Use | Gas (Historical Use) | 4000 | Steel-Impressed Current | 1982-01-29 |  | Pressurized
4250366 | 4 |  |  | yes |  | yes | Removed from Ground | Used Oil | 1000 | Bare Steel | 1965-01-01 | Galvanized Steel | Gravity Fed
4250366 | 5 |  | 1996-01-05 | no | 1996-01-05 | no | Currently in Use | Gas (Historical Use) | 6000 | Composite | 1996-01-05 |  | Pressurized
4250367 | 1 | [5 empty] | Removed from Ground | Kerosene | 4000 | Bare Steel | 1974-01-22 | Galvanized Steel | Safe Suction (Euro)
4250367 | 2 | [5 empty] | Removed from Ground | Kerosene | 3000 | Bare Steel | 1974-01-22 | Galvanized Steel | Safe Suction (Euro)
4250367 | 3 | [5 empty] | Removed from Ground | Other | 3000 | Bare Steel | 1974-01-22 | Galvanized Steel | Safe Suction (Euro)
4250367 | 4 | [5 empty] | Removed from Ground | Other | 3000 | Bare Steel | 1974-01-22 | Galvanized Steel | Safe Suction (Euro)
4250367 | 5 | [5 empty] | Removed from Ground | Gas (Historical Use) | 10000 | Bare Steel | 1978-01-21 | Galvanized Steel | Safe Suction (Euro)
4250367 | 6 | [5 empty] | Removed from Ground | Gas (Historical Use) | 10000 | Bare Steel | 1978-01-21 | Galvanized Steel | Safe Suction (Euro)
4250367 | 7 | [5 empty] | Removed from Ground | Gas (Historical Use) | 1000 | Bare Steel | 1978-01-01 | Galvanized Steel | Safe Suction (Euro)
4250367 | 8 | [5 empty] | Removed from Ground | Other | 4000 | Bare Steel | 1985-01-21 | Galvanized Steel | Gravity Fed
4250368 | 1 | [5 empty] | Removed from Ground | Diesel | 1500 | Bare Steel | 1976-04-21 | Copper | Suction (American)
4250368 | 2 | [5 empty] | Removed from Ground | Kerosene | 1500 | Bare Steel | 1966-04-21 | Copper
4250369 | 1 |  | 1998-10-28 |  | 1998-10-28 |  | Removed from Ground | Diesel | 10000 | Galvanic (STIP-3) | 1984-04-21 | Cathodically Protected | Suction (American)
4250369 | 2 | [5 empty] | Removed from Ground | Empty | 1000 | Bare Steel | 1976-04-21 | Galvanized Steel
4250370 | 1 | [5 empty] | Removed from Ground | Gas (Historical Use) | 1000 | Bare Steel | 1979-03-30 | Galvanized Steel
4250370 | 2 | [5 empty] | Removed from Ground | Diesel | 1000 | Bare Steel | 1979-03-30 | Galvanized Steel
4250371 | 1 | [5 empty] | Removed from Ground | Diesel | 8000 | Marked Unknown | 1964-04-24 | Bare Steel
4250371 | 2 | [5 empty] | Removed from Ground | Diesel | 4000 | Marked Unknown | 1964-04-24 | Bare Steel
4250371 | 3 |  | 1995-05-25 |  | 1995-05-25 |  | Removed from Ground | Diesel | 10000 | Composite Double Walled | 1995-05-25 | Double-Walled Fiberglass | Pressurized
4250373 | 1 | [5 empty] | Removed from Ground | Gas (Historical Use) | 0 | Bare Steel | 1993-06-28 | Galvanized Steel
4250373 | 2 | [5 empty] | Removed from Ground | Gas (Historical Use) | 0 | Bare Steel | 1993-06-28 | Galvanized Steel
4250373 | 3 | [5 empty] | Removed from Ground | Gas (Historical Use) | 0 | Bare Steel | 1993-06-28 | Galvanized Steel
4250373 | 4 | [5 empty] | Removed from Ground | Gas (Historical Use) | 0 | Bare Steel | 1993-06-28 | Galvanized Steel
4250374 | 1 |  | 1988-01-01 |  | 1988-01-01 |  | Removed from Ground | Diesel | 10000 | Epoxy | 1988-01-01 | Fiberglass Reinforced Plastic | Suction (American)
4250375 | 1 |  | 1998-03-20 |  | 1998-03-20 |  | Temporarily out of use | Gas (Historical Use) | 5000 | Cathodically Protected Steel | 1986-11-12 | Cathodically Protected | Pressurized
4250375 | 2 |  | 1998-03-20 |  | 1998-03-20 |  | Temporarily out of use | Gas (Historical Use) | 5000 | Cathodically Protected Steel | 1986-11-12 | Cathodically Protected | Pressurized
4250375 | 3 |  | 1998-03-20 |  | 1998-03-20 |  | Temporarily out of use | Gas (Historical Use) | 2000 | Cathodically Protected Steel | 1986-11-12 | Cathodically Protected | Pressurized
4250378 | 1 | [5 empty] | Closed in Ground | Gas (Historical Use) | 5000 | Bare Steel | 1986-01-01 | Galvanized Steel
4250379 | 1 | [5 empty] | Removed from Ground | Diesel | 8000 | Bare Steel | 1976-04-24 | Galvanized Steel
4250380 | 1 | [5 empty] | Permanently Out of Use - historical purposes | Gas (Historical Use) | 3000 | Bare Steel | 1983-04-25 | Unknown
4250381 | 1 | [5 empty] | Removed from Ground | Gas (Historical Use) | 4000 | Bare Steel | 1983-04-03 | Galvanized Steel
4250381 | 2 | [5 empty] | Removed from Ground | Gas (Historical Use) | 4000 | Bare Steel | 1958-04-02 | Galvanized Steel
4250381 | 3 | [5 empty] | Removed from Ground | Gas (Historical Use) | 2000 | Bare Steel | 1958-04-02 | Galvanized Steel
4250385 | 1 | [5 empty] | Removed from Ground | Empty | 3000 | Bare Steel | 1976-04-28 | Galvanized Steel | Gravity Fed
4250385 | 2 | [5 empty] | Removed from Ground | Empty | 3000 | Bare Steel | 1981-04-28 | Galvanized Steel | Gravity Fed
4250385 | 3 | [5 empty] | Permanently Out of Use - historical purposes | Gas (Historical Use) | 3000 | Bare Steel | 1976-04-28 | Galvanized Steel
4250387 | 1 |  | 1994-12-12 |  | 1994-12-12 |  | Removed from Ground | Gas (Historical Use) | 10000 | Steel-Impressed Current | 1985-04-21 | Cathodically Protected | Pressurized
4250387 | 2 |  | 1994-12-12 |  | 1994-12-12 |  | Removed from Ground | Gas (Historical Use) | 8000 | Steel-Impressed Current | 1985-04-21 | Cathodically Protected | Pressurized
4250387 | 3 |  | 1994-12-12 |  | 1994-12-12 |  | Removed from Ground | Gas (Historical Use) | 8000 | Steel-Impressed Current | 1985-04-21 | Cathodically Protected | Pressurized
4250387 | 4 |  | 1994-12-12 |  | 1994-12-12 |  | Removed from Ground | Diesel | 10000 | Steel-Impressed Current | 1985-04-21 | Cathodically Protected | Pressurized
4250388 | 1 | [5 empty] | Removed from Ground | Gas (Historical Use) | 10000 | Bare Steel | 1963-01-01 | Galvanized Steel
4250388 | 2 | [5 empty] | Removed from Ground | Gas (Historical Use) | 10000 | Bare Steel | 1963-01-01 | Galvanized Steel
4250388 | 3 | [5 empty] | Removed from Ground | Gas (Historical Use) | 10000 | Bare Steel | 1963-01-01 | Galvanized Steel
4250389 | 1 |  | 1997-06-01 |  | 1997-06-01 |  | Temporarily out of use | Gas (Historical Use) | 10000 | Fiberglass | 1976-04-22 | Fiberglass Reinforced Plastic | Pressurized
4250389 | 2 |  | 1997-06-01 |  | 1997-06-01 |  | Temporarily out of use | Gas (Historical Use) | 6000 | Fiberglass | 1976-04-22 | Fiberglass Reinforced Plastic | Pressurized
4250389 | 3 |  | 1997-06-01 |  | 1997-06-01 |  | Temporarily out of use | Gas (Historical Use) | 6000 | Fiberglass | 1976-04-22 | Fiberglass Reinforced Plastic | Pressurized
4250389 | 4 |  | 1997-06-01 |  | 1997-06-01 |  | Temporarily out of use | Diesel | 2000 | Galvanic (STIP-3) | 1980-04-22 | Fiberglass Reinforced Plastic | Pressurized
4250390 | 1 | [5 empty] | Removed from Ground | Gas (Historical Use) | 8000 | Cathodically Protected Steel | 1981-04-23 | Galvanized Steel | Suction (American)
4250390 | 2 | [5 empty] | Removed from Ground | Gas (Historical Use) | 8000 | Cathodically Protected Steel | 1981-04-23 | Galvanized Steel | Suction (American)
4250390 | 3 | [5 empty] | Removed from Ground | Diesel | 8000 | Cathodically Protected Steel | 1981-04-23 | Galvanized Steel | Suction (American)
4250391 | 1 |  | 1998-11-01 |  | 1998-11-01 |  | Currently in Use | Kerosene | 4000 | Steel-Impressed Current | 1980-03-11 | Fiberglass Reinforced Plastic | Suction (American)
4250391 | 2 |  | 1998-11-01 |  | 1998-11-01 |  | Currently in Use | Diesel | 20000 | Steel-Impressed Current | 1980-03-11 | Fiberglass Reinforced Plastic | Pressurized
4250391 | 3 |  | 1998-11-01 |  | 1998-11-01 |  | Currently in Use | Gas (Historical Use) | 12000 | Steel-Impressed Current | 1980-03-11 | Fiberglass Reinforced Plastic | Pressurized
4250391 | 4 |  | 1998-11-01 |  | 1998-11-01 |  | Currently in Use | Gas (Historical Use) | 12000 | Steel-Impressed Current | 1980-03-11 | Fiberglass Reinforced Plastic | Pressurized
4250391 | 5 |  | 1998-11-01 |  | 1998-11-01 |  | Currently in Use | Gas (Historical Use) | 10000 | Steel-Impressed Current | 1980-03-11 | Fiberglass Reinforced Plastic | Pressurized
4250392 | 1 | [5 empty] | Removed from Ground | Gas (Historical Use) | 10000 | Bare Steel | 1980-03-10 | Galvanized Steel
4250392 | 2 | [5 empty] | Removed from Ground | Gas (Historical Use) | 10000 | Bare Steel | 1980-03-10 | Galvanized Steel
4250392 | 3 | [5 empty] | Removed from Ground | Diesel | 8000 | Bare Steel | 1980-03-10 | Galvanized Steel
4250392 | 4 | [5 empty] | Removed from Ground | Gas (Historical Use) | 4000 | Bare Steel | 1980-03-10 | Galvanized Steel
4250393 | 1 | Flapper Valve | 1996-01-01 | no | 1987-10-01 | no | Currently in Use | Diesel On Road | 8000 | Composite | 1987-10-01 | Fiberglass Reinforced Plastic | Pressurized
4250393 | 2 | Flapper Valve | 1996-01-01 | no | 1987-01-01 | no | Currently in Use | Premium | 8000 | Composite | 1987-10-01 | Fiberglass Reinforced Plastic | Pressurized
4250393 | 3 | Flapper Valve | 1996-01-01 | no | 1987-01-01 | no | Currently in Use | E-10 | 8000 | Composite | 1987-10-01 | Fiberglass Reinforced Plastic | Pressurized
4250393 | 4 | Flapper Valve | 1996-01-01 | no | 1987-01-01 | no | Currently in Use | E-10 | 8000 | Composite | 1987-10-01 | Fiberglass Reinforced Plastic | Pressurized
4250393 | 5 | Flapper Valve | 1996-01-01 | no | 1987-01-01 | no | Currently in Use | E-10 | 8000 | Composite | 1987-10-01 | Fiberglass Reinforced Plastic | Pressurized
4250393 | 6 | Flapper Valve | 1996-01-01 | no | 1987-01-01 | no | Currently in Use | Diesel On Road | 20000 | Composite | 1987-10-01 | Fiberglass Reinforced Plastic | Pressurized
4250394 | 1 | [5 empty] | Removed from Ground | Gas (Historical Use) | 4000 | Bare Steel | 1985-03-10 | Galvanized Steel | Pressurized
4250394 | 2 |  | 1998-12-01 |  | 1998-12-01 |  | Currently in Use | Gas (Historical Use) | 12000 | Cathodically Protected Steel | 1980-03-10 | Fiberglass Reinforced Plastic | Pressurized
4250394 | 3 |  | 1998-12-01 |  | 1998-12-01 |  | Currently in Use | Gas (Historical Use) | 12000 | Cathodically Protected Steel | 1980-03-10 | Fiberglass Reinforced Plastic | Pressurized
4250394 | 4 |  | 1998-12-01 |  | 1998-12-01 |  | Currently in Use | Gas (Historical Use) | 10000 | Cathodically Protected Steel | 1980-03-10 | Fiberglass Reinforced Plastic | Pressurized
4250394 | 5 |  | 1998-12-01 |  | 1998-12-01 |  | Currently in Use | Diesel | 6000 | Cathodically Protected Steel | 1980-03-10 | Cathodically Protected | Pressurized
4250395 | 1 | [5 empty] | Removed from Ground | Gas (Historical Use) | 5000 | Bare Steel | 1943-12-31 | Unknown
4250395 | 2 | [5 empty] | Removed from Ground | Diesel | 8000 | Bare Steel | 1965-12-31 | Galvanized Steel
4250398 | 1 | [5 empty] | Removed from Ground | Gas (Historical Use) | 3000 | Bare Steel | 1979-05-03 | Galvanized Steel
4250398 | 10 | [5 empty] | Removed from Ground | Gas (Historical Use) | 550 | Bare Steel | 1971-05-03 | Galvanized Steel
4250398 | 2 | [5 empty] | Removed from Ground | Gas (Historical Use) | 6345 | Bare Steel | 1949-05-02 | Galvanized Steel
4250398 | 3 | [5 empty] | Removed from Ground | Gas (Historical Use) | 6345 | Bare Steel | 1949-05-02 | Galvanized Steel
4250398 | 4 | [5 empty] | Closed in Ground | Other | 15000 | Concrete | 1917-05-02 | Bare Steel
4250398 | 5 | [5 empty] | Closed in Ground | Other | 15000 | Concrete | 1917-05-02 | Bare Steel
4250398 | 6 | [5 empty] | Removed from Ground | Gas (Historical Use) | 9000 | Bare Steel | 1980-05-02 | Galvanized Steel
4250398 | 7 | [5 empty] | Removed from Ground | Other | 2000 | Bare Steel | 1971-05-03 | Galvanized Steel
4250398 | 8 |  |  | yes |  | yes | Removed from Ground | Used Oil | 2000 | Bare Steel | 1971-05-03 | Galvanized Steel
4250398 | 9 | [5 empty] | Removed from Ground | Gas (Historical Use) | 550 | Bare Steel | 1971-05-03 | Galvanized Steel
4250401 | 1 | [5 empty] | Removed from Ground | Gas (Historical Use) | 1000 | Composite | 1981-05-02 | Galvanized Steel
4250401 | 2 | [5 empty] | Removed from Ground | Gas (Historical Use) | 1000 | Composite | 1983-05-03 | Galvanized Steel
4250401 | 3 | [5 empty] | Removed from Ground | Diesel | 500 | Composite | 1976-05-02 | Galvanized Steel
4250403 | 1 | [5 empty] | Removed from Ground | Empty | 20000 | Bare Steel | 1976-04-28 | Bare Steel | Pressurized
4250403 | 2 | [5 empty] | Removed from Ground | Diesel | 10000 | Bare Steel | 1976-04-28 | Bare Steel | Pressurized
4250403 | 3 | [5 empty] | Removed from Ground | Empty | 10000 | Bare Steel | 1976-04-28 | Bare Steel | Pressurized
4250403 | 4 |  |  | yes |  | yes | Removed from Ground | Used Oil | 1000 | Bare Steel | 1976-04-28 | Bare Steel
4250404 | 1 | [5 empty] | Removed from Ground | Empty | 10000 | Bare Steel | 1972-04-28 | Unknown | Suction (American)
4250406 | 1 | [5 empty] | Removed from Ground | Gas (Historical Use) | 10000 | Bare Steel | 1981-04-30 | Galvanized Steel
4250406 | 2 | [5 empty] | Removed from Ground | Gas (Historical Use) | 10000 | Bare Steel | 1981-04-30 | Galvanized Steel
4250406 | 3 | [5 empty] | Removed from Ground | Gas (Historical Use) | 10000 | Bare Steel | 1981-04-30 | Galvanized Steel
4250406 | 4 | [5 empty] | Removed from Ground | Diesel | 0 | Bare Steel | 1981-04-30 | Galvanized Steel
4250412 | 1 |  | 1993-06-01 |  | 1993-06-01 |  | Removed from Ground | Gas (Historical Use) | 10000 | Cathodically Protected Steel | 1981-05-02 | Fiberglass Reinforced Plastic | Pressurized
4250412 | 2 |  | 1993-06-01 |  | 1993-06-01 |  | Removed from Ground | Gas (Historical Use) | 10000 | Cathodically Protected Steel | 1981-05-02 | Fiberglass Reinforced Plastic | Pressurized
4250412 | 3 |  | 1993-06-01 |  | 1993-06-01 |  | Removed from Ground | Gas (Historical Use) | 10000 | Cathodically Protected Steel | 1981-05-02 | Fiberglass Reinforced Plastic | Pressurized
4250412 | 4 |  | 1993-06-01 |  | 1993-06-01 |  | Removed from Ground | Gas (Historical Use) | 10000 | Cathodically Protected Steel | 1981-05-02 | Fiberglass Reinforced Plastic | Pressurized
4250414 | 1 | [5 empty] | Removed from Ground | Gas (Historical Use) | 8000 | Bare Steel | 1980-05-01 | Galvanized Steel
4250414 | 2 | [5 empty] | Removed from Ground | Gas (Historical Use) | 8000 | Bare Steel | 1980-05-01 | Galvanized Steel
4250414 | 3 | [5 empty] | Removed from Ground | Gas (Historical Use) | 8000 | Bare Steel | 1980-05-01 | Galvanized Steel
4250415 | 1 |  | 1989-10-15 |  | 1989-10-15 |  | Removed from Ground | Gas (Historical Use) | 8000 | Bare Steel | 1966-04-16 | Fiberglass Reinforced Plastic | Pressurized
4250415 | 2 |  | 1989-10-15 |  | 1989-10-15 |  | Removed from Ground | Gas (Historical Use) | 8000 | Bare Steel | 1966-04-16 | Fiberglass Reinforced Plastic | Pressurized
4250415 | 3 |  | 1989-10-15 |  | 1989-10-15 |  | Removed from Ground | Gas (Historical Use) | 10000 | Fiberglass | 1976-04-16 | Fiberglass Reinforced Plastic | Pressurized
4250415 | 4 |  | 1998-10-01 |  | 1998-10-01 |  | Currently in Use | Gas (Historical Use) | 12000 | Composite | 1998-10-01 | Double Walled | Pressurized
4250415 | 5 |  | 1998-10-01 |  | 1998-10-01 |  | Currently in Use | Gas (Historical Use) | 8000 | Composite | 1998-10-01 | Double Walled | Pressurized
4250416 | 1 | [5 empty] | Closed in Ground | Empty | 2000 | Bare Steel | 1980-04-30 | Unknown
4250417 | 1 |  | 1995-09-01 |  | 1995-09-01 |  | Currently in Use | Gas (Historical Use) | 10000 | Steel-Impressed Current | 1976-05-01 | Fiberglass Reinforced Plastic | Safe Suction (Euro)
4250417 | 2 |  | 1995-09-01 |  | 1995-09-01 |  | Currently in Use | Gas (Historical Use) | 10000 | Steel-Impressed Current | 1976-05-01 | Fiberglass Reinforced Plastic | Safe Suction (Euro)
4250417 | 3 |  | 1995-09-01 |  | 1995-09-01 |  | Currently in Use | Gas (Historical Use) | 4000 | Steel-Impressed Current | 1988-01-01 | Fiberglass Reinforced Plastic | Safe Suction (Euro)
4250418 | 1 | [5 empty] | Removed from Ground | Gas (Historical Use) | 10000 | Cathodically Protected Steel | 1978-04-30 | Galvanized Steel | Pressurized
4250418 | 2 | [5 empty] | Removed from Ground | Gas (Historical Use) | 10000 | Cathodically Protected Steel | 1978-04-30 | Galvanized Steel | Pressurized
4250418 | 3 | [5 empty] | Removed from Ground | Gas (Historical Use) | 10000 | Cathodically Protected Steel | 1978-04-30 | Galvanized Steel | Pressurized
4250418 | 4 | [5 empty] | Removed from Ground | Diesel | 10000 | Cathodically Protected Steel | 1978-04-30 | Galvanized Steel | Pressurized
4250418 | 5 |  | 1993-07-12 | no | 1993-07-12 | no | Removed from Ground | Kerosene | 4000 | Galvanic (STIP-3) | 1985-04-30 | Fiberglass Reinforced Plastic | Suction (American)
4250418 | 6 | [5 empty] | Removed from Ground | E-10 | 4000 | Cathodically Protected Steel | 1988-06-11 | Galvanized Steel | Pressurized
4250418 | 7 |  | 1993-07-12 |  | 1993-07-12 |  | Currently in Use | Gas (Historical Use) | 10000 | Composite | 1993-07-06 | Fiberglass Reinforced Plastic | Pressurized
4250418 | 8 |  | 1993-07-12 |  | 1993-07-12 |  | Currently in Use | Gas (Historical Use) | 10000 | Composite | 1993-07-06 | Fiberglass Reinforced Plastic | Pressurized
4250418 | 9 |  | 1993-07-12 |  | 1993-07-12 |  | Currently in Use | Diesel | 10000 | Composite | 1993-07-06 | Fiberglass Reinforced Plastic | Pressurized
4250420 | 1 | [5 empty] | Removed from Ground | Diesel | 10000 | Bare Steel | 1976-05-02 | Galvanized Steel
4250420 | 2 | [5 empty] | Removed from Ground | Gas (Historical Use) | 10000 | Bare Steel | 1976-05-02 | Galvanized Steel
4250425 | 1 |  | 1998-10-26 |  | 1998-10-26 |  | Currently in Use | Diesel | 10000 | Steel-Impressed Current | 1967-05-01 | Cathodically Protected | Suction (American)
4250426 | 1 | [5 empty] | Removed from Ground | Diesel | 0 | Bare Steel | 1988-01-01 | Galvanized Steel
4250426 | 2 | [5 empty] | Removed from Ground | Gas (Historical Use) | 0 | Bare Steel | 1988-01-01 | Galvanized Steel
4250428 | 1 |  | 1996-03-21 |  | 1996-03-21 |  | Currently in Use | Gas (Historical Use) | 10000 | Steel-Impressed Current | 1975-05-06 | Fiberglass Reinforced Plastic | Pressurized
4250428 | 2 |  | 1996-03-21 |  | 1996-03-21 |  | Currently in Use | Gas (Historical Use) | 10000 | Steel-Impressed Current | 1975-05-06 | Fiberglass Reinforced Plastic | Pressurized
4250428 | 3 |  | 1996-03-21 |  | 1996-03-21 |  | Currently in Use | Gas (Historical Use) | 10000 | Steel-Impressed Current | 1975-05-06 | Fiberglass Reinforced Plastic | Pressurized
4250428 | 4 |  | 1996-03-21 |  | 1996-03-21 |  | Currently in Use | Diesel | 6000 | Fiberglass | 1986-09-15 | Fiberglass Reinforced Plastic | Pressurized
4250431 | 1 |  | 1985-05-05 |  | 1985-05-05 |  | Currently in Use | Gas (Historical Use) | 12000 | Composite | 1985-05-05 | Fiberglass Reinforced Plastic | Pressurized
4250431 | 2 |  | 1985-05-05 |  | 1985-05-05 |  | Currently in Use | Gas (Historical Use) | 12000 | Composite | 1985-05-05 | Fiberglass Reinforced Plastic | Pressurized
4250431 | 3 |  | 1985-05-05 |  | 1985-05-05 |  | Currently in Use | Gas (Historical Use) | 12000 | Composite | 1985-05-05 | Fiberglass Reinforced Plastic | Pressurized
4250431 | 4 |  | 1985-05-05 |  | 1985-05-05 |  | Currently in Use | Gas (Historical Use) | 8000 | Composite | 1987-01-24 | Fiberglass Reinforced Plastic | Pressurized
4250431 | 5 |  | 1985-05-05 |  | 1985-05-05 |  | Currently in Use | Gas (Historical Use) | 6000 | Composite | 1985-05-05 | Double-Walled Flex | Pressurized
4250431 | 6 |  | 1985-05-05 |  | 1985-05-05 |  | Currently in Use | Diesel | 6000 | Composite | 1985-05-05 | Fiberglass Reinforced Plastic | Pressurized
4250433 | 1 |  | 1985-05-05 |  | 1985-05-05 |  | Currently in Use | Gas (Historical Use) | 12000 | Composite | 1985-05-05 | Fiberglass Reinforced Plastic | Pressurized
4250433 | 2 |  | 1985-05-05 |  | 1985-05-05 |  | Currently in Use | Gas (Historical Use) | 12000 | Composite | 1985-05-05 | Fiberglass Reinforced Plastic | Pressurized
4250433 | 3 |  | 1985-05-05 |  | 1985-05-05 |  | Currently in Use | Gas (Historical Use) | 12000 | Composite | 1985-05-05 | Fiberglass Reinforced Plastic | Pressurized
4250433 | 4 |  | 1985-05-05 |  | 1985-05-05 |  | Currently in Use | Gas (Historical Use) | 6000 | Composite | 1985-05-05 | Fiberglass Reinforced Plastic | Pressurized
4250433 | 5 |  | 1985-05-05 |  | 1985-05-05 |  | Currently in Use | Diesel | 6000 | Composite | 1985-05-05 | Fiberglass Reinforced Plastic | Pressurized
4250433 | 6 |  |  | yes |  | yes | Removed from Ground | Used Oil | 500 | Marked Unknown | 2000-03-01 | Unknown
4250434 | 1 | [5 empty] | Removed from Ground | Gas (Historical Use) | 6000 | Bare Steel | 1965-05-05 | Galvanized Steel
4250434 | 10 |  | 1988-06-02 |  | 1988-06-02 |  | Temporarily out of use | Diesel | 12000 | Composite | 1988-06-02 | Fiberglass Reinforced Plastic | Pressurized
4250434 | 2 | [5 empty] | Removed from Ground | Gas (Historical Use) | 3000 | Bare Steel | 1965-05-05 | Galvanized Steel
4250434 | 3 | [5 empty] | Removed from Ground | Gas (Historical Use) | 3000 | Bare Steel | 1972-05-05 | Galvanized Steel
4250434 | 4 | [5 empty] | Removed from Ground | Gas (Historical Use) | 3000 | Bare Steel | 1965-05-05 | Galvanized Steel
4250434 | 5 | [5 empty] | Removed from Ground | Gas (Historical Use) | 3000 | Bare Steel | 1972-05-05 | Galvanized Steel
4250434 | 6 | [5 empty] | Removed from Ground | Gas (Historical Use) | 3000 | Bare Steel | 1965-05-05 | Galvanized Steel
4250434 | 7 |  | 1988-06-02 |  | 1988-06-02 |  | Temporarily out of use | Gas (Historical Use) | 12000 | Composite | 1988-06-02 | Fiberglass Reinforced Plastic | Pressurized
4250434 | 8 |  | 1988-06-02 |  | 1988-06-02 |  | Temporarily out of use | Gas (Historical Use) | 12000 | Composite | 1988-06-02 | Fiberglass Reinforced Plastic | Pressurized
4250434 | 9 |  | 1988-06-02 |  | 1988-06-02 |  | Temporarily out of use | Gas (Historical Use) | 12000 | Composite | 1988-06-02 | Fiberglass Reinforced Plastic | Pressurized
4250435 | 1 | [5 empty] | Removed from Ground | Diesel | 1000 | Bare Steel | 1985-07-17 | Copper | Suction (American)
4250435 | 2 | [5 empty] | Removed from Ground | Diesel | 1 | Bare Steel | 1987-10-17 | Unknown | Suction (American)
4250436 | 1 | [5 empty] | Closed in Ground | Other | 30000 | Bare Steel | 1974-07-17 | Bare Steel | Suction (American)
4250436 | 2 | Flapper Valve | 1997-02-12 | no | 1997-02-12 | no | Currently in Use | Diesel | 15000 |  | 1997-02-12 | Copper | Suction (American)
4250437 | 1 | [5 empty] | Removed from Ground | Empty | 1000 | Bare Steel | 1964-01-01 | Galvanized Steel
4250437 | 2 | [5 empty] | Removed from Ground | Diesel | 2000 | Bare Steel | 1973-07-17 | Copper | Suction (American)
4250437 | 3 | Overfill Alarm | 1997-02-24 | no | 1992-09-24 | no | Currently in Use | Diesel | 6000 | Fiberglass Double Walled | 1992-09-25 | Copper/Secondry Containment | Suction (American)
4250440 | 1 | [5 empty] | Closed in Ground | Diesel | 3000 | Bare Steel | 1971-07-18 | Galvanized Steel
4250441 | 1 | [5 empty] | Removed from Ground | Gas (Historical Use) | 12000 | Bare Steel | 1980-07-17 | Galvanized Steel | Pressurized
4250441 | 2 | [5 empty] | Removed from Ground | Gas (Historical Use) | 3000 | Bare Steel | 1959-01-01 | Galvanized Steel | Pressurized
4250441 | 3 |  |  | yes |  | yes | Removed from Ground | Used Oil | 550 | Bare Steel | 1978-12-01 | Bare Steel | Gravity Fed
4250442 | 1 | [5 empty] | Removed from Ground | Kerosene | 10000 | Bare Steel | 1971-07-18 | Copper | Suction (American)
4250442 | 2 | Overfill Alarm | 1994-07-01 | no | 1994-07-01 | no | Currently in Use | Diesel | 6000 | Fiberglass Double Walled | 1994-07-01 | Copper/Secondry Containment | Suction (American)
4250443 | 1 | [5 empty] | Removed from Ground | Diesel | 550 | Bare Steel | 1960-07-17 | Bare Steel | Suction (American)
4250443 | 2 | [5 empty] | Removed from Ground | Diesel | 550 | Bare Steel | 1963-01-01 | Bare Steel | Suction (American)
4250443 | 3 | Flapper Valve | 1991-01-01 | no | 1991-01-01 | no | Currently in Use | Diesel | 1000 |  | 1991-01-01 | Copper/Secondry Containment | Suction (American)
4250444 | 1 | [5 empty] | Removed from Ground | Diesel | 1000 | Bare Steel | 1972-07-17 | Copper | Suction (American)
4250444 | 2 | Overfill Alarm | 1994-08-01 | no | 1994-08-01 | no | Currently in Use | Diesel | 1000 | Fiberglass Double Walled | 1994-08-01 | Copper | Suction (American)
4250447 | 2 | [5 empty] | Removed from Ground | Diesel | 5000 | Bare Steel | 1977-05-06 | Galvanized Steel | Safe Suction (Euro)
4250447 | 3 | [5 empty] | Removed from Ground | Diesel | 5000 | Bare Steel | 1977-05-06 | Galvanized Steel | Safe Suction (Euro)
4250447 | 4 | [5 empty] | Removed from Ground | Diesel | 5000 | Bare Steel | 1977-05-06 | Galvanized Steel | Safe Suction (Euro)
4250447 | 5 | [5 empty] | Removed from Ground | Other | 4000 | Bare Steel | 1974-09-01 | Galvanized Steel | Safe Suction (Euro)
4250447 | 6 | [5 empty] | Removed from Ground | Other | 4000 | Bare Steel | 1974-09-01 | Galvanized Steel | Safe Suction (Euro)
4250447 | 7 | [5 empty] | Removed from Ground | Other | 4000 | Bare Steel | 1974-09-01 | Galvanized Steel | Safe Suction (Euro)
4250448 | 1 | [5 empty] | Closed in Ground | Diesel | 20000 | Bare Steel | 1966-05-09 | Bare Steel
4250448 | 2 | [5 empty] | Closed in Ground | Gas (Historical Use) | 2000 | Bare Steel | 1971-05-10 | Bare Steel
4250448 | 3 |  |  | yes |  | yes | Permanently Out of Use - historical purposes | Used Oil | 0 | Bare Steel | 1971-05-10 | Bare Steel
4250448 | 4 | [5 empty] | Closed in Ground | Diesel | 20000 | Double Walled | 1989-01-01 | Galvanized Steel | Suction (American)
4250448 | 5 | [5 empty] | Closed in Ground | Gas (Historical Use) | 2000 | Double Walled | 1989-01-01 | Galvanized Steel | Suction (American)
4250450 | 1 | [5 empty] | Removed from Ground | Diesel | 2000 | Bare Steel | 1978-05-05 | Unknown
4250450 | 2 | [5 empty] | Removed from Ground | Gas (Historical Use) | 1000 | Bare Steel | 1978-05-05 | Unknown
4250451 | 1 | [5 empty] | Permanently Out of Use - historical purposes | Empty | 3000 | Bare Steel | 1958-05-02 | Galvanized Steel
4250451 | 2 | [5 empty] | Permanently Out of Use - historical purposes | Gas (Historical Use) | 3000 | Bare Steel | 1958-05-02 | Galvanized Steel
4250452 | 1 | [5 empty] | Closed in Ground | Gas (Historical Use) | 950 | Bare Steel | 1972-05-05 | Unknown
4250453 | 1 | [5 empty] | Closed in Ground | Gas (Historical Use) | 4000 | Bare Steel | 1971-05-07 | Bare Steel
4250453 | 2 | [5 empty] | Closed in Ground | Gas (Historical Use) | 4000 | Bare Steel | 1971-05-07 | Bare Steel
4250453 | 3 | [5 empty] | Closed in Ground | Gas (Historical Use) | 4000 | Bare Steel | 1971-05-07 | Bare Steel
4250453 | 4 | [5 empty] | Closed in Ground | Diesel | 3000 | Bare Steel | 1971-05-07 | Bare Steel
4250455 | 1 | [5 empty] | Removed from Ground | Gas (Historical Use) | 3000 | Bare Steel | 1963-05-06 | Galvanized Steel | Suction (American)
4250455 | 2 | [5 empty] | Removed from Ground | Gas (Historical Use) | 3000 | Bare Steel | 1963-05-06 | Galvanized Steel | Suction (American)
4250455 | 3 | [5 empty] | Removed from Ground | Gas (Historical Use) | 3000 | Bare Steel | 1963-05-06 | Galvanized Steel | Suction (American)
4250457 | 1 | [5 empty] | Removed from Ground | Diesel | 10000 | Bare Steel | 1979-01-01 | Galvanized Steel
4250457 | 2 | [5 empty] | Removed from Ground | Gas (Historical Use) | 10000 | Bare Steel | 1979-01-01 | Galvanized Steel
4250458 | 1 | [5 empty] | Removed from Ground | Gas (Historical Use) | 1000 | Bare Steel | 1971-05-07 | Bare Steel
4250458 | 2 | [5 empty] | Removed from Ground | Gas (Historical Use) | 1000 | Bare Steel | 1971-05-07 | Bare Steel
4250458 | 3 | [5 empty] | Removed from Ground | Gas (Historical Use) | 1000 | Bare Steel | 1971-05-07 | Bare Steel
4250459 | 1 | [5 empty] | Removed from Ground | Empty | 3000 | Marked Unknown | 1966-05-08 | Unknown
4250459 | 2 | [5 empty] | Removed from Ground | Empty | 3000 | Marked Unknown | 1998-06-30 | Unknown
4250459 | 3 |  |  | no |  | no | Removed from Ground | Gas (Historical Use) | 1000 | Unknown | 1998-06-30
4250460 | 1 | [5 empty] | Removed from Ground | Gas (Historical Use) | 1000 | Bare Steel | 1987-04-29 | Galvanized Steel
4250461 | 1 | [5 empty] | Removed from Ground | Gas (Historical Use) | 1120 | Bare Steel | 1944-05-05 | Galvanized Steel
4250461 | 2 | [5 empty] | Removed from Ground | Diesel | 0 | Marked Unknown | 1995-01-01 | Unknown
4250463 | 1AST |  |  | yes |  | yes | Currently in Use | Used Oil | 250 | Bare Steel | 1982-06-18 | Not Marked
4250465 | 1 | [5 empty] | Removed from Ground | Gas (Historical Use) | 3000 | Bare Steel | 1972-04-24 | Unknown
4250465 | 2 | [5 empty] | Removed from Ground | Gas (Historical Use) | 3000 | Bare Steel | 1991-04-01 | Unknown
4250465 | 3 | [5 empty] | Removed from Ground | Gas (Historical Use) | 3000 | Bare Steel | 1991-04-01 | Unknown
4250465 | 4 |  | 2016-03-20 | no | 2016-03-20 | no | Currently in Use | Gas (Historical Use) | 12000 | Composite Double Walled | 2017-05-25 | Double-Walled Fiberglass | Pressurized
4250465 | 5A |  | 2016-03-20 | no | 2016-03-20 | no | Currently in Use | Gas (Historical Use) | 5000 | Composite Double Walled | 2016-03-20 | Double-Walled Fiberglass | Pressurized
4250465 | 5B |  | 2016-03-20 | no | 2016-03-20 | no | Currently in Use | Gas (Historical Use) | 4000 | Composite Double Walled | 2016-03-20 | Double-Walled Fiberglass | Pressurized
4250465 | 5C |  | 2016-03-20 | no | 2016-03-20 | no | Currently in Use | Diesel | 3000 | Composite Double Walled | 2016-03-20 | Double-Walled Fiberglass | Pressurized
4250466 | 1 |  | 1993-03-01 |  | 1993-03-01 |  | Removed from Ground | Gas (Historical Use) | 8000 | Not Marked/Unknown | 1971-05-03 | Fiberglass Reinforced Plastic | Pressurized
4250466 | 2 |  | 1993-03-01 |  | 1993-03-01 |  | Removed from Ground | Gas (Historical Use) | 8000 | Not Marked/Unknown | 1971-05-03 | Fiberglass Reinforced Plastic | Pressurized
4250466 | 3 |  | 1993-03-01 |  | 1993-03-01 |  | Removed from Ground | Gas (Historical Use) | 8000 | Not Marked/Unknown | 1971-05-03 | Fiberglass Reinforced Plastic | Pressurized
4250466 | 4 |  | 1993-03-01 |  | 1993-03-01 |  | Removed from Ground | Gas (Historical Use) | 8000 | Not Marked/Unknown | 1979-05-03 | Fiberglass Reinforced Plastic | Pressurized
4250466 | 5 |  | 1993-03-01 |  | 1993-03-01 |  | Removed from Ground | Diesel | 2000 | Not Marked/Unknown | 1979-05-03 | Fiberglass Reinforced Plastic | Pressurized
4250466 | 6 |  | 2010-12-01 | no | 2010-12-01 | no | Currently in Use | Gas (Historical Use) | 12000 | Composite Double Walled | 2010-12-01 | Galvanized Steel | Pressurized
4250466 | 7A |  | 2010-12-01 | no | 2010-12-01 | no | Currently in Use | Gas (Historical Use) | 3000 | Composite Double Walled | 2010-12-01 | Galvanized Steel | Pressurized
4250466 | 7B |  | 2010-12-01 | no | 2010-12-01 | no | Currently in Use | Diesel | 5000 | Composite Double Walled | 2010-12-01 | Galvanized Steel | Pressurized
4250468 | 1 | [5 empty] | Removed from Ground | Empty | 8000 | Bare Steel | 1980-05-02 | Bare Steel | Pressurized
4250468 | 2 | [5 empty] | Removed from Ground | Empty | 8000 | Bare Steel | 1980-05-02 | Bare Steel | Pressurized
4250468 | 3 | [5 empty] | Removed from Ground | Empty | 8000 | Bare Steel | 1980-05-02 | Bare Steel | Pressurized
4250469 | 1 | [5 empty] | Removed from Ground | Gas (Historical Use) | 10000 | Bare Steel | 1979-05-03 | Galvanized Steel
4250469 | 2 | [5 empty] | Removed from Ground | Gas (Historical Use) | 10000 | Bare Steel | 1979-05-03 | Galvanized Steel
4250469 | 3 | [5 empty] | Removed from Ground | Gas (Historical Use) | 10000 | Bare Steel | 1979-05-03 | Galvanized Steel
4250469 | 4 | [5 empty] | Removed from Ground | Gas (Historical Use) | 10000 | Bare Steel | 1979-05-03 | Galvanized Steel
4250469 | 5 | [5 empty] | Removed from Ground | Diesel | 10000 | Bare Steel | 1979-05-03 | Galvanized Steel
4250472 | 1 |  | 1992-07-01 |  | 1992-07-01 |  | Currently in Use | Gas (Historical Use) | 6000 | Cathodically Protected Steel | 1981-05-02 | Fiberglass Reinforced Plastic | Pressurized
4250472 | 2 |  | 1992-07-01 |  | 1992-07-01 |  | Currently in Use | Gas (Historical Use) | 6000 | Cathodically Protected Steel | 1981-05-02 | Fiberglass Reinforced Plastic | Pressurized
4250472 | 3 |  | 1992-07-01 |  | 1992-07-01 |  | Currently in Use | Gas (Historical Use) | 6000 | Cathodically Protected Steel | 1981-05-02 | Fiberglass Reinforced Plastic | Pressurized
4250472 | 4 |  | 1992-07-01 |  | 1992-07-01 |  | Currently in Use | Gas (Historical Use) | 6000 | Cathodically Protected Steel | 1981-05-02 | Fiberglass Reinforced Plastic | Pressurized
4250472 | 5 | [5 empty] | Removed from Ground | Gas (Historical Use) | 4000 | Bare Steel | 1976-05-02 | Galvanized Steel
4250472 | 6 | [5 empty] | Removed from Ground | Gas (Historical Use) | 4000 | Bare Steel | 1976-05-02 | Galvanized Steel
4250472 | 7 | [5 empty] | Removed from Ground | Other | 4000 | Bare Steel | 1976-05-02 | Galvanized Steel
4250472 | 8 | [5 empty] | Removed from Ground | Other | 4000 | Bare Steel | 1976-05-02 | Galvanized Steel
4250473 | 1 | [5 empty] | Removed from Ground | Gas (Historical Use) | 4000 | Bare Steel | 1974-05-02 | Galvanized Steel
4250473 | 2 | [5 empty] | Removed from Ground | Gas (Historical Use) | 4000 | Bare Steel | 1974-05-02 | Galvanized Steel
4250473 | 3 | [5 empty] | Removed from Ground | Gas (Historical Use) | 4000 | Bare Steel | 1974-05-02 | Galvanized Steel
4250473 | 4 | [5 empty] | Removed from Ground | Gas (Historical Use) | 4000 | Bare Steel | 1974-05-02 | Galvanized Steel
4250473 | 5 | [5 empty] | Removed from Ground | Gas (Historical Use) | 4000 | Bare Steel | 1974-05-02 | Galvanized Steel
4250473 | 6 | [5 empty] | Removed from Ground | Diesel | 4000 | Bare Steel | 1974-05-02 | Galvanized Steel
4250473 | 7 |  | 1990-12-01 |  | 1990-12-01 |  | Currently in Use | Gas (Historical Use) | 10000 | Galvanic (STIP-3) | 1990-12-01 | Fiberglass Reinforced Plastic
4250473 | 8A |  | 1990-12-01 |  | 1990-12-01 |  | Currently in Use | Gas (Historical Use) | 4000 | Galvanic (STIP-3) | 1990-12-01 | Fiberglass Reinforced Plastic
4250473 | 8B |  | 1990-12-01 | no | 1990-12-01 | no | Currently in Use | Gas (Historical Use) | 4000 | Galvanic (STIP-3) | 1990-12-01 | Fiberglass Reinforced Plastic
4250474 | 1 |  | 1998-02-15 |  | 1998-02-15 |  | Temporarily out of use | Gas (Historical Use) | 8000 | Steel-Impressed Current | 1981-05-01 | Cathodically Protected | Pressurized
4250474 | 2 |  | 1998-02-13 |  | 1998-02-13 |  | Temporarily out of use | Gas (Historical Use) | 8000 | Steel-Impressed Current | 1981-05-01 | Cathodically Protected | Pressurized
4250474 | 3 |  | 1998-02-13 |  | 1998-02-13 |  | Temporarily out of use | Gas (Historical Use) | 4000 | Steel-Impressed Current | 1981-05-01 | Cathodically Protected | Pressurized
4250475 | 1 |  | 1996-02-01 |  | 1996-02-01 |  | Currently in Use | Gas (Historical Use) | 8000 | Steel-Impressed Current | 1982-05-01 | Cathodically Protected | Pressurized
4250475 | 2 |  | 1996-02-01 |  | 1996-02-01 |  | Currently in Use | Gas (Historical Use) | 8000 | Steel-Impressed Current | 1982-05-01 | Cathodically Protected | Pressurized
4250475 | 3 |  | 1996-02-01 |  | 1996-02-01 |  | Currently in Use | Gas (Historical Use) | 4000 | Steel-Impressed Current | 1982-05-01 | Cathodically Protected | Pressurized
4250475 | 4 |  | 1996-02-01 |  | 1996-02-01 |  | Currently in Use | Gas (Historical Use) | 4000 | Steel-Impressed Current | 1982-05-01 | Cathodically Protected | Pressurized
4250477 | 1 | [5 empty] | Removed from Ground | Gas (Historical Use) | 6000 | Bare Steel | 1984-05-01 | Galvanized Steel | Pressurized
4250477 | 2 | [5 empty] | Removed from Ground | Gas (Historical Use) | 6000 | Bare Steel | 1984-05-01 | Galvanized Steel
4250477 | 3 | [5 empty] | Removed from Ground | Gas (Historical Use) | 4000 | Bare Steel | 1984-05-01 | Galvanized Steel
4250478 | 1 |  | 1996-02-01 |  | 1996-02-01 |  | Removed from Ground | Gas (Historical Use) | 6000 | Steel-Impressed Current | 1985-05-01 | Cathodically Protected | Pressurized
4250478 | 2 |  | 1996-02-01 |  | 1996-02-01 |  | Removed from Ground | Gas (Historical Use) | 6000 | Steel-Impressed Current | 1985-05-01 | Cathodically Protected | Pressurized
4250478 | 3 |  | 1996-02-01 |  | 1996-02-01 |  | Removed from Ground | Gas (Historical Use) | 4000 | Steel-Impressed Current | 1985-05-01 | Cathodically Protected | Pressurized
4250478 | 4 | Ball Float | 2014-08-20 | no | 2014-08-20 | no | Currently in Use | Gas (Historical Use) | 10000 | Composite Double Walled | 2014-08-20 | Double-Walled Fiberglass | Pressurized
4250478 | 5 | Ball Float | 2014-08-20 | no | 2014-08-20 | no | Currently in Use | Gas (Historical Use) | 3000 | Composite Double Walled | 2014-08-20 | Double-Walled Fiberglass | Pressurized
4250479 | 1 | [5 empty] | Removed from Ground | Gas (Historical Use) | 10000 | Bare Steel | 1967-05-02 | Fiberglass Reinforced Plastic | Pressurized
4250479 | 2 | [5 empty] | Removed from Ground | Gas (Historical Use) | 10000 | Bare Steel | 1967-05-02 | Fiberglass Reinforced Plastic | Pressurized
4250479 | 3 | [5 empty] | Removed from Ground | Gas (Historical Use) | 4000 | Bare Steel | 1985-05-01 | Fiberglass Reinforced Plastic | Pressurized
4250479 | 4 | [5 empty] | Removed from Ground | Diesel | 550 | Bare Steel | 1985-05-01 | Galvanized Steel | Suction (American)
4250479 | 5 |  |  | yes |  | yes | Removed from Ground | Used Oil | 550 | Bare Steel | 1984-04-08 | Galvanized Steel
4250479 | 6 |  |  | yes |  | yes | Removed from Ground | Used Oil | 550 | Bare Steel | 1978-04-08 | Galvanized Steel
4250479 | 7 |  |  | no |  | no | Removed from Ground | Not Marked/Tank Removed | 5000 | Unknown | 2013-06-18
4250479 | 8 |  |  | no |  | no | Removed from Ground | Not Marked/Tank Removed | 5000 | Unknown | 2013-06-18
4250480 | 1 |  | 1996-07-03 |  | 1996-07-03 |  | Removed from Ground | Gas (Historical Use) | 4000 | Steel-Impressed Current | 1981-05-01 | Cathodically Protected | Suction (American)
4250480 | 2 |  | 1996-07-03 |  | 1996-07-03 |  | Removed from Ground | Gas (Historical Use) | 6000 | Steel-Impressed Current | 1985-05-01 | Fiberglass Reinforced Plastic | Pressurized
4250480 | 3 |  | 1996-07-03 |  | 1996-07-03 |  | Removed from Ground | Gas (Historical Use) | 6000 | Steel-Impressed Current | 1985-05-01 | Fiberglass Reinforced Plastic | Pressurized
4250480 | 4 |  | 2012-07-01 | no | 2012-07-01 | no | Currently in Use |  | 10000 | Composite Double Walled | 2012-07-01 | Not Marked
4250480 | 5 |  | 2012-07-01 | no | 2012-07-01 | no | Currently in Use | Not Marked | 5000 | Composite Double Walled | 2012-07-01 | Not Marked
4250481 | 1 |  |  | yes |  | yes | Removed from Ground | Used Oil | 10000 | Bare Steel | 1966-05-06 | Unknown
4250481 | 2 |  |  | yes |  | yes | Removed from Ground | Used Oil | 10000 | Bare Steel | 1966-05-06 | Unknown
4250481 | 3 |  |  | yes |  | yes | Removed from Ground | Used Oil | 10000 | Bare Steel | 1966-05-06 | Unknown
4250481 | 4 |  |  | yes |  | yes | Removed from Ground | Used Oil | 10000 | Bare Steel | 1966-05-06 | Unknown
4250482 | 1 |  |  | yes |  | yes | Removed from Ground | Used Oil | 4000 | Bare Steel | 1966-05-06 | Unknown
4250482 | 2 |  |  | yes |  | yes | Removed from Ground | Used Oil | 3000 | Bare Steel | 1966-05-06 | Unknown
4250482 | 3 |  |  | yes |  | yes | Removed from Ground | Used Oil | 3000 | Bare Steel | 1966-05-06 | Unknown
4250483 | 1 |  |  | yes |  | yes | Removed from Ground | Used Oil | 1000 | Bare Steel | 1982-05-06 | Unknown
4250485 | 1 | [5 empty] | Removed from Ground | Diesel | 3000 | Bare Steel | 1982-05-05 | Galvanized Steel
4250485 | 2 | [5 empty] | Removed from Ground | Gas (Historical Use) | 3000 | Bare Steel | 1982-05-05 | Galvanized Steel
4250485 | 3 |  | 1989-12-11 | no | 1989-12-11 | no | Removed from Ground | Gas (Historical Use) | 3000 | Galvanic (STIP-3) | 1989-11-01 | Fiberglass Reinforced Plastic | Safe Suction (Euro)
4250485 | 4 |  | 1989-12-11 | no | 1989-12-11 | no | Removed from Ground | Diesel | 3000 | Galvanic (STIP-3) | 1989-11-01 | Fiberglass Reinforced Plastic | Safe Suction (Euro)
4250486 | 1 | [5 empty] | Removed from Ground | Gas (Historical Use) | 1000 | Bare Steel | 1956-05-07 | Unknown
4250486 | 2 | [5 empty] | Removed from Ground | Gas (Historical Use) | 1000 | Bare Steel | 1956-05-07 | Unknown
4250486 | 3 | [5 empty] | Removed from Ground | Gas (Historical Use) | 1000 | Bare Steel | 1956-05-07 | Unknown
4250486 | 4 |  |  | yes |  | yes | Removed from Ground | Used Oil | 500 | Bare Steel | 1956-05-07 | Unknown
4250487 | 1 | [5 empty] | Removed from Ground | Gas (Historical Use) | 2500 | Bare Steel | 1971-05-08 | Galvanized Steel | Suction (American)
4250488 | 1 | [5 empty] | Removed from Ground | Gas (Historical Use) | 1000 | Bare Steel | 1979-05-08 | Galvanized Steel
4250488 | 2 | [5 empty] | Removed from Ground | Gas (Historical Use) | 2000 | Bare Steel | 1971-05-08 | Galvanized Steel
4250488 | 3 |  | 1989-10-01 |  | 1989-10-01 |  | Removed from Ground | Gas (Historical Use) | 6000 | Cathodically Protected Steel | 1989-10-01 | Fiberglass Reinforced Plastic | Safe Suction (Euro)
4250488 | 4 |  | 1989-10-01 |  | 1989-10-01 |  | Removed from Ground | Diesel | 6000 | Cathodically Protected Steel | 1989-10-01 | Fiberglass Reinforced Plastic | Safe Suction (Euro)
4250488 | 5 |  | 1989-10-01 |  | 1989-10-01 |  | Removed from Ground | Other | 6000 | Cathodically Protected Steel | 1989-10-01 | Fiberglass Reinforced Plastic | Pressurized
4250489 | 1 | [5 empty] | Removed from Ground | Gas (Historical Use) | 10000 | Bare Steel | 1971-05-08 | Galvanized Steel
4250489 | 2 | [5 empty] | Removed from Ground | Gas (Historical Use) | 10000 | Bare Steel | 1971-05-08 | Galvanized Steel
4250489 | 3 |  |  | yes |  | yes | Removed from Ground | Used Oil | 250 | Bare Steel | 1984-05-07 | Galvanized Steel
4250489 | 4 | [5 empty] | Removed from Ground | Gas (Historical Use) | 1000 | Bare Steel | 1971-05-08 | Galvanized Steel
4250489 | 5 | [5 empty] | Removed from Ground | Gas (Historical Use) | 8000 | Not Marked/Unknown | 1995-05-02 | Unknown
4250489 | 6 | [5 empty] | Removed from Ground | Diesel | 20000 | Not Marked/Unknown | 1995-05-02 | Unknown
4250489 | 7 |  | 1995-01-20 |  | 1995-01-20 |  | Removed from Ground | Gas (Historical Use) | 10000 | Composite Double Walled | 1995-01-20 | Double-Walled Flex | Pressurized
4250489 | 8 |  | 1995-01-20 |  | 1995-01-20 |  | Removed from Ground | Diesel | 15000 | Composite Double Walled | 1995-01-20 | Double-Walled Flex | Pressurized
4250491 | 1 | [5 empty] | Closed in Ground | Diesel | 3000 | Marked Unknown | 1981-03-19 | Unknown
4250491 | 2 | [5 empty] | Closed in Ground | Gas (Historical Use) | 3000 | Marked Unknown | 1981-03-19 | Unknown
4250491 | 3 |  |  | yes |  | yes | Removed from Ground | Used Oil | 300 | Bare Steel | 1981-01-01 | Unknown
4250492 | 1 | [5 empty] | Removed from Ground | Gas (Historical Use) | 3000 | Marked Unknown | 1985-03-19 | Unknown
4250492 | 2 | [5 empty] | Removed from Ground | Gas (Historical Use) | 3000 | Marked Unknown | 1985-03-19 | Unknown
4250492 | 3 | [5 empty] | Removed from Ground | Gas (Historical Use) | 3000 | Marked Unknown | 1985-03-19 | Unknown
4250492 | 4 | [5 empty] | Removed from Ground | Gas (Historical Use) | 3000 | Marked Unknown | 1985-03-19 | Unknown
4250493 | 1 | [5 empty] | Removed from Ground | Gas (Historical Use) | 6000 | Bare Steel | 1983-04-15 | Galvanized Steel
4250493 | 2 | [5 empty] | Removed from Ground | Gas (Historical Use) | 6000 | Bare Steel | 1983-04-15 | Galvanized Steel
4250493 | 3 | [5 empty] | Removed from Ground | Empty | 6000 | Bare Steel | 1983-04-15 | Galvanized Steel
4250493 | 4 |  |  | yes |  | yes | Removed from Ground | Used Oil | 550 | Bare Steel | 1980-04-14 | Galvanized Steel
4250493 | 5 | [5 empty] | Closed in Ground | Diesel | 6000 | Marked Unknown | 1980-03-01 | Unknown
4260001 | 1 | [5 empty] | Removed from Ground | Gas (Historical Use) | 1000 | Bare Steel | 1976-01-23 | Galvanized Steel
4260001 | 2 |  | 1999-03-01 |  | 1989-01-24 |  | Removed from Ground | Diesel | 1000 | Cathodically Protected Steel | 1989-01-24 | Cathodically Protected | Suction (American)
4260001 | 3 |  | 1999-03-01 |  | 1989-01-24 |  | Removed from Ground | Gas (Historical Use) | 1000 | Cathodically Protected Steel | 1989-01-24 | Cathodically Protected | Suction (American)
4260004 | 1 | [5 empty] | Removed from Ground | Gas (Historical Use) | 500 | Marked Unknown | 1956-04-16 | Unknown
4260004 | 2 | [5 empty] | Removed from Ground | Gas (Historical Use) | 1000 | Marked Unknown | 1956-04-16 | Unknown
4260004 | 3 | [5 empty] | Removed from Ground | Gas (Historical Use) | 1000 | Marked Unknown | 1956-04-16 | Unknown
4260005 | 1 | [5 empty] | Removed from Ground | Diesel | 150 | Bare Steel | 1979-04-08 | Copper
4260005 | 2 | [5 empty] | Removed from Ground | Diesel | 270 | Bare Steel | 1980-04-07 | Copper | Safe Suction (Euro)
4260006 | 1 | [5 empty] | Removed from Ground | Diesel | 280 | Bare Steel | 1979-04-08 | Copper
4260007 | 327D1 | [5 empty] | Removed from Ground | Diesel | 2000 | Cathodically Protected Steel | 2004-12-22 | Galvanized Steel | Safe Suction (Euro)
4260007 | 327G1 | [5 empty] | Removed from Ground | Gas (Historical Use) | 2000 | Cathodically Protected Steel | 1986-01-01 | Galvanized Steel | Safe Suction (Euro)
4260008 | 1 | [5 empty] | Permanently Out Of Use | Gas (Historical Use) | 1000 | Bare Steel | 1971-05-01 | Galvanized Steel
4260008 | 2 | [5 empty] | Permanently Out Of Use | Diesel | 550 | Bare Steel | 1971-05-01 | Galvanized Steel
4260008 | 3 | [5 empty] | Permanently Out Of Use | Gas (Historical Use) | 550 | Bare Steel | 1975-05-01 | Galvanized Steel
4260008 | 4 |  | 1989-07-13 |  | 1989-07-13 |  | Removed from Ground | Diesel | 2000 | Cathodically Protected Steel | 1989-07-13 | Cathodically Protected | Suction (American)
4260008 | 5 |  | 1989-07-13 |  | 1989-07-13 |  | Removed from Ground | Gas (Historical Use) | 1000 | Cathodically Protected Steel | 1989-07-13 | Cathodically Protected | Suction (American)
4260010 | 1 | [5 empty] | Removed from Ground | Diesel | 1000 | Bare Steel | 1982-04-30 | Galvanized Steel
4260010 | 2 | [5 empty] | Removed from Ground | Gas (Historical Use) | 550 | Bare Steel | 1954-04-30 | Galvanized Steel
4260010 | 3 | [5 empty] | Removed from Ground | Gas (Historical Use) | 550 | Bare Steel | 1968-04-30 | Galvanized Steel
4260010 | 4 | [5 empty] | Removed from Ground | Gas (Historical Use) | 1000 | Bare Steel | 1972-04-30 | Galvanized Steel
4260011 | 1 | [5 empty] | Removed from Ground | Gas (Historical Use) | 3000 | Cathodically Protected Steel | 1965-01-01 | Galvanized Steel | Safe Suction (Euro)
4260011 | 2 | [5 empty] | Removed from Ground | Gas (Historical Use) | 3000 | Cathodically Protected Steel | 1965-01-01 | Galvanized Steel | Safe Suction (Euro)
4260011 | 3 | [5 empty] | Removed from Ground | Gas (Historical Use) | 3000 | Cathodically Protected Steel | 1965-01-01 | Galvanized Steel | Safe Suction (Euro)
4260012 | 1 | [5 empty] | Removed from Ground | Gas (Historical Use) | 6000 | Bare Steel | 1972-05-08 | Galvanized Steel
4260012 | 2 | [5 empty] | Removed from Ground | Gas (Historical Use) | 6000 | Bare Steel | 1972-05-08 | Galvanized Steel
4260012 | 3 | [5 empty] | Removed from Ground | Other | 4000 | Marked Unknown | 1992-02-12 | Unknown
4260012 | 4 | [5 empty] | Removed from Ground | Other | 4000 | Marked Unknown | 1992-02-12 | Unknown
4270001 | 1 | Flapper Valve | 1998-04-20 | no | 1998-04-20 | no | Currently in Use | Diesel | 12000 | Steel-Impressed Current | 1976-01-09 |  | Safe Suction (Euro)
4270001 | 2 | [5 empty] | Removed from Ground | Gas (Historical Use) | 1000 | Bare Steel | 1961-01-08 | Unknown
4270001 | 3 |  | 1998-04-20 | no | 1998-04-20 | no | Removed from Ground |  | 6000 | Steel-Impressed Current | 2017-03-03 |  | Safe Suction (Euro)
4270002 | 376051-1 | [5 empty] | Removed from Ground | Gas (Historical Use) | 2000 | Bare Steel | 1982-02-28 | Galvanized Steel
4270003 | 1 | [5 empty] | Removed from Ground | Gas (Historical Use) | 1000 | Bare Steel | 1976-02-22 | Galvanized Steel
4270004 | 1 | [5 empty] | Currently in Use | Other | 150 | Bare Steel | 1981-01-17 | Unknown
4270006 | 1 | [5 empty] | Removed from Ground | Diesel | 1 | Bare Steel | 1988-09-01 | Bare Steel
4270006 | 2 | [5 empty] | Removed from Ground | Diesel | 10000 | Bare Steel | 1971-01-01 | Bare Steel
4270008 | 1 |  | 1997-04-01 |  | 1997-04-01 |  | Removed from Ground | Gas (Historical Use) | 10000 | Steel-Impressed Current | 1979-03-14 | Fiberglass Reinforced Plastic | Pressurized
4270008 | 2 |  | 1997-04-01 |  | 1997-04-01 |  | Removed from Ground | Gas (Historical Use) | 10000 | Steel-Impressed Current | 1979-03-14 | Fiberglass Reinforced Plastic | Pressurized
4270008 | 3 |  | 1997-04-01 |  | 1997-04-01 |  | Removed from Ground | Gas (Historical Use) | 10000 | Steel-Impressed Current | 1979-03-14 | Fiberglass Reinforced Plastic | Pressurized
4270008 | 4 |  | 1997-04-01 |  | 1997-04-01 |  | Removed from Ground | Kerosene | 2000 | Cathodically Protected Steel | 1987-09-01 | Cathodically Protected | Pressurized
4270008 | 5 |  | 2002-07-22 | no | 2002-07-22 | no | Removed from Ground | Gas (Historical Use) | 8000 | Composite | 2002-07-22 | Secondary Containment | Pressurized
4270008 | 6 |  | 2002-07-22 | no | 2002-07-22 | no | Removed from Ground | Gas (Historical Use) | 8000 | Composite | 2002-07-22 | Secondary Containment | Pressurized
4270008 | 7 |  | 2002-07-22 | no | 2002-07-22 | no | Removed from Ground | Gas (Historical Use) | 8000 | Composite | 2002-07-22 | Secondary Containment | Pressurized
4270009 | 1 | Flapper Valve | 1996-08-01 | no | 1996-08-01 | no | Installed | Regular | 10000 | Steel-Impressed Current | 1992-04-01 | Fiberglass Reinforced Plastic | Pressurized
4270009 | 2 | Flapper Valve | 1996-08-01 | no | 1996-08-01 | no | Currently in Use | Plus | 10000 | Steel-Impressed Current | 1992-04-01 | Fiberglass Reinforced Plastic | Pressurized
4270009 | 3 | Flapper Valve | 1996-08-01 | no | 1996-08-01 | no | Installed | Premium | 10000 | Steel-Impressed Current | 1992-04-01 | Fiberglass Reinforced Plastic | Pressurized
4270009 | 4 | Flapper Valve | 1996-08-01 | no | 1996-08-01 | no | Installed | Diesel | 4000 | Steel-Impressed Current | 1992-04-01 | Fiberglass Reinforced Plastic | Pressurized
4270009 | 5 | Flapper Valve | 1996-08-01 | no | 1996-08-01 | no | Currently in Use | Kerosene | 2000 | Steel-Impressed Current | 1992-04-01 | Fiberglass Reinforced Plastic | Pressurized
4270010 | 1 | [5 empty] | Removed from Ground | Hazardous Substance | 1000 | Bare Steel | 1976-03-17 | Bare Steel
4270010 | 2 | [5 empty] | Removed from Ground | Hazardous Substance | 1000 | Bare Steel | 1976-03-17 | Bare Steel
4270010 | 3 | [5 empty] | Removed from Ground | Hazardous Substance | 1523 | Bare Steel | 1983-03-18 | Galvanized Steel
4270010 | 4 | [5 empty] | Removed from Ground | Hazardous Substance | 1523 | Bare Steel | 1983-03-18 | Galvanized Steel
4270011 | RU |  | 1998-09-01 |  | 1998-09-01 |  | Removed from Ground | Gas (Historical Use) | 3000 | Steel-Impressed Current | 1963-06-10 | Cathodically Protected | Safe Suction (Euro)
4270011 | SU |  | 1998-09-01 |  | 1998-09-01 |  | Removed from Ground | Gas (Historical Use) | 3000 | Cathodically Protected Steel | 1963-06-10 | Cathodically Protected | Safe Suction (Euro)
4270012 | 1 | [5 empty] | Removed from Ground | Gas (Historical Use) | 550 | Bare Steel | 1966-03-13 | Galvanized Steel
4270012 | 2 | [5 empty] | Removed from Ground | Gas (Historical Use) | 550 | Bare Steel | 1966-03-13 | Galvanized Steel
4270012 | 3 | [5 empty] | Removed from Ground | Gas (Historical Use) | 550 | Bare Steel | 1966-03-13 | Galvanized Steel
4270013 | 1 |  | 1982-03-04 | no | 1996-07-01 | no | Currently in Use | Diesel | 10000 | Steel-Impressed Current | 1982-03-04 | Steel (Impressed Current) | Pressurized
4270013 | 2 |  | 1982-03-04 | no | 1996-07-01 | no | Currently in Use | Gas (Historical Use) | 10000 | Steel-Impressed Current | 1982-03-04 | Fiberglass Reinforced Plastic | Pressurized
4270013 | 3 |  | 1982-03-04 | no | 1996-07-01 | no | Currently in Use | Gas (Historical Use) | 10000 | Steel-Impressed Current | 1982-03-04 | Fiberglass Reinforced Plastic | Pressurized
4270013 | 4 |  | 1982-03-04 | no | 1996-07-01 | no | Currently in Use | Diesel | 10000 | Steel-Impressed Current | 1982-03-04 | Steel (Impressed Current) | Pressurized
4280022 | 1 | [5 empty] | Removed from Ground | Gas (Historical Use) | 8000 | Bare Steel | 1981-01-09 | Galvanized Steel | Safe Suction (Euro)
4280022 | 2 | [5 empty] | Removed from Ground | Gas (Historical Use) | 8000 | Bare Steel | 1981-01-09 | Galvanized Steel | Safe Suction (Euro)
430127 | 1 | Flapper Valve | 1986-01-01 | no | 1986-01-01 | no | Currently in Use | E-10 | 8000 | Composite | 1986-01-01 | Fiberglass Reinforced Plastic | Pressurized
430127 | 2 | Flapper Valve | 1986-01-01 | no | 1986-01-01 | no | Temporarily out of use | Gas (Historical Use) | 6000 | Composite | 1986-01-01 | Fiberglass Reinforced Plastic | Pressurized
430127 | 3 | Flapper Valve | 1986-01-01 | no | 1986-01-01 | no | Currently in Use | Premium | 6000 | Composite | 1986-01-01 | Fiberglass Reinforced Plastic | Pressurized
430128 | 1 | Flapper Valve | 1998-08-06 | no | 1998-08-06 | no | Temporarily out of use | E-10 | 8000 | Steel-Impressed Current | 1987-01-01 | Steel (Impressed Current) | Pressurized
430128 | 2 | Flapper Valve | 1998-08-06 | no | 1998-08-06 | no | Temporarily out of use | Plus | 8000 | Steel-Impressed Current | 1987-01-01 | Steel (Impressed Current) | Pressurized
430128 | 3 | Flapper Valve | 1998-08-06 | no | 1998-08-06 | no | Temporarily out of use | Premium | 8000 | Steel-Impressed Current | 1987-01-01 | Steel (Impressed Current) | Pressurized
430129 | 1 | [5 empty] | Removed from Ground | Gas (Historical Use) | 2000 | Bare Steel | 1966-06-02 | Unknown
430129 | 2 | [5 empty] | Removed from Ground | Diesel | 2000 | Bare Steel | 1966-06-02 | Unknown
430131 | 1 | [5 empty] | Removed from Ground | Gas (Historical Use) | 4000 | Bare Steel | 1974-05-16 | Galvanized Steel
430131 | 2 | [5 empty] | Removed from Ground | Gas (Historical Use) | 4000 | Bare Steel | 1974-05-16 | Galvanized Steel
430131 | 3 | [5 empty] | Removed from Ground | Gas (Historical Use) | 4000 | Bare Steel | 1974-05-16 | Galvanized Steel
430131 | 4 | [5 empty] | Removed from Ground | Gas (Historical Use) | 4000 | Bare Steel | 1974-05-16 | Galvanized Steel
430133 | 1 | [5 empty] | Removed from Ground | Gas (Historical Use) | 1000 | Bare Steel | 1974-05-11 | Galvanized Steel | Safe Suction (Euro)
430133 | 2 | [5 empty] | Removed from Ground | Gas (Historical Use) | 1000 | Bare Steel | 1974-05-11 | Galvanized Steel | Safe Suction (Euro)
430133 | 3 | [5 empty] | Removed from Ground | Diesel | 1000 | Bare Steel | 1974-05-11 | Galvanized Steel | Safe Suction (Euro)
430133 | 4 | Flapper Valve | 1999-04-16 |  | 1999-04-16 |  | Currently in Use | Gas (Historical Use) | 3000 | Galvanic (STIP-3) | 1999-04-16 | Galvanized Steel | Safe Suction (Euro)
430134 | 1 | [5 empty] | Removed from Ground | Diesel | 10000 | Bare Steel | 1982-05-09 | Galvanized Steel | Safe Suction (Euro)
430135 | 1 | [5 empty] | Closed in Ground | Gas (Historical Use) | 1000 | Bare Steel | 1984-05-08 | Galvanized Steel | Suction (American)
430135 | 2 | [5 empty] | Closed in Ground | Gas (Historical Use) | 1000 | Bare Steel | 1984-05-08 | Galvanized Steel | Suction (American)
430135 | 3A | Flapper Valve | 1998-09-01 | no | 1998-09-01 | no | Currently in Use | E-10 | 2000 | Composite | 1998-09-01 | Steel/FG Secondary containment | Safe Suction (Euro)
430135 | 3B | Flapper Valve | 1998-09-01 | no | 1998-09-01 | no | Temporarily out of use | Gas (Historical Use) | 2000 | Composite | 1998-09-01 | Fiberglass Reinforced Plastic | Safe Suction (Euro)
430136 | 1 | [5 empty] | Removed from Ground | Diesel | 8000 | Bare Steel | 1964-01-01 | Bare Steel
430136 | 2 | [5 empty] | Removed from Ground | Gas (Historical Use) | 2000 | Bare Steel | 1964-01-01 | Bare Steel
430138 | 1 | [5 empty] | Removed from Ground | Gas (Historical Use) | 4000 | Bare Steel | 1966-05-13 | Galvanized Steel
430138 | 2 | [5 empty] | Removed from Ground | Gas (Historical Use) | 4000 | Bare Steel | 1966-05-13 | Galvanized Steel
430138 | 3 | [5 empty] | Removed from Ground | Gas (Historical Use) | 4000 | Bare Steel | 1966-05-13 | Galvanized Steel
430138 | 4 | [5 empty] | Removed from Ground | Diesel | 1000 | Bare Steel | 1966-05-13 | Galvanized Steel
430138 | 5 | [5 empty] | Removed from Ground | Kerosene | 500 | Bare Steel | 1966-05-13 | Galvanized Steel
430138 | 6 | Flapper Valve | 1991-09-01 | no | 1991-09-01 | no | Currently in Use | E-10 | 3000 | Composite | 1991-09-15 | Fiberglass Reinforced Plastic | Pressurized
430138 | 6A | Flapper Valve | 1991-09-01 | no | 1991-09-01 | no | Currently in Use | Plus | 6000 | Composite | 1991-09-15 | Fiberglass Reinforced Plastic | Pressurized
430138 | 6C | Flapper Valve | 1991-09-01 | no | 1991-09-01 | no | Currently in Use | Premium | 3000 | Composite | 1991-09-15 | Fiberglass Reinforced Plastic | Pressurized
430139 | 1 | [5 empty] | Removed from Ground | Gas (Historical Use) | 10000 | Bare Steel | 1976-05-10 | Galvanized Steel
430139 | 2 | [5 empty] | Removed from Ground | Gas (Historical Use) | 10000 | Bare Steel | 1976-05-10 | Galvanized Steel
430139 | 3 | [5 empty] | Removed from Ground | Gas (Historical Use) | 4000 | Bare Steel | 1976-05-10 | Galvanized Steel
430141 | 1 | Flapper Valve | 1998-08-07 | no | 1998-08-07 | no | Currently in Use | E-10 | 4000 | Steel-Impressed Current | 1987-01-01 | Steel (Impressed Current) | Pressurized
430141 | 2 | Flapper Valve | 1998-08-07 | no | 1998-08-07 | no | Currently in Use | Plus | 4000 | Steel-Impressed Current | 1987-01-01 | Steel (Impressed Current) | Pressurized
430141 | 3 | Flapper Valve | 1998-08-07 | no | 1998-08-07 | no | Currently in Use | Premium | 4000 | Steel-Impressed Current | 1987-01-01 | Steel (Impressed Current) | Pressurized
4380142 | 1 | [5 empty] | Removed from Ground | Diesel | 12000 | Bare Steel | 1981-06-15 | Bare Steel | Pressurized
4380142 | 2 | [5 empty] | Removed from Ground | Other | 3000 | Bare Steel | 1981-06-15 | Bare Steel
4380142 | 3 |  |  | yes |  | yes | Removed from Ground | Used Oil | 1000 | Bare Steel | 1981-06-15 | Bare Steel | Gravity Fed
4380142 | 4 | Flapper Valve | 1995-12-01 | no | 1995-12-01 | no | Currently in Use | Diesel | 20000 | Fiberglass Double Walled | 1995-01-01 | Double-Walled Fiberglass | Pressurized
4390001 | 1 | [5 empty] | Removed from Ground | Gas (Historical Use) | 6500 | Bare Steel | 1980-03-05 | Galvanized Steel
4390002 | 1 | [5 empty] | Removed from Ground | Gas (Historical Use) | 560 | Bare Steel | 1960-01-01 | Bare Steel
4390002 | 2 | [5 empty] | Removed from Ground | Diesel | 560 | Bare Steel | 1960-01-01 | Bare Steel
4390002 | 3 |  | 1990-01-01 |  | 1990-01-01 |  | Removed from Ground | Diesel | 1000 | Galvanic (STIP-3) | 1990-01-01 | Cathodically Protected
4390002 | 4 |  | 1990-01-01 |  | 1990-01-01 |  | Removed from Ground | Gas (Historical Use) | 1000 | Galvanic (STIP-3) | 1990-01-01 | Cathodically Protected | Safe Suction (Euro)
4390004 | 1 |  | 1998-01-01 |  | 1998-01-01 |  | Currently in Use | Gas (Historical Use) | 6000 | Steel-Impressed Current | 1978-03-31 | Cathodically Protected | Suction (American)
4390004 | 2 |  | 1998-01-01 | no | 1998-01-01 | no | Currently in Use | Gas (Historical Use) | 6000 | Steel-Impressed Current | 1978-03-31 | Cathodically Protected | Suction (American)
4390004 | 3 |  | 1998-01-01 |  | 1998-01-01 |  | Currently in Use | Gas (Historical Use) | 6000 | Steel-Impressed Current | 1978-03-31 | Cathodically Protected | Suction (American)
4390005 | 10350 | [5 empty] | Removed from Ground | Gas (Historical Use) | 1000 | Bare Steel | 1972-02-14 | Galvanized Steel | Safe Suction (Euro)
4390006 | 1 | [5 empty] | Removed from Ground | Gas (Historical Use) | 10000 | Bare Steel | 1984-03-21 | Galvanized Steel
4390007 | 1 |  |  | yes |  | yes | Removed from Ground | Used Oil | 550 | Bare Steel | 1953-12-31 | Galvanized Steel
4390007 | 2 | [5 empty] | Removed from Ground | Gas (Historical Use) | 2000 | Bare Steel | 1953-12-31 | Galvanized Steel
4390007 | 3 | [5 empty] | Removed from Ground | Gas (Historical Use) | 2000 | Bare Steel | 1953-12-31 | Galvanized Steel
4390007 | 4 | [5 empty] | Removed from Ground | Gas (Historical Use) | 3000 | Bare Steel | 1953-12-31 | Galvanized Steel
4390008 | 1 | [5 empty] | Removed from Ground | Kerosene | 275 | Bare Steel | 1968-04-29 | Galvanized Steel
4390008 | 2 | [5 empty] | Removed from Ground | Gas (Historical Use) | 1000 | Bare Steel | 1968-04-29 | Galvanized Steel
4390008 | 3 | [5 empty] | Removed from Ground | Gas (Historical Use) | 1000 | Bare Steel | 1968-04-29 | Galvanized Steel
4390008 | 4 | [5 empty] | Removed from Ground | Gas (Historical Use) | 1000 | Bare Steel | 1968-04-29 | Galvanized Steel
4390009 | 1 |  | 1989-12-10 | no | 1989-12-10 | no | Currently in Use | Gas (Historical Use) | 6000 | Steel-Impressed Current | 1989-12-01 | Fiberglass Reinforced Plastic | Safe Suction (Euro)
4390009 | 2 |  | 1989-12-10 |  | 1989-12-10 |  | Currently in Use | Gas (Historical Use) | 6000 | Steel-Impressed Current | 1989-12-01 | Fiberglass Reinforced Plastic | Safe Suction (Euro)
4390009 | 3 |  | 1989-12-12 |  | 1989-12-10 |  | Currently in Use | Gas (Historical Use) | 6000 | Steel-Impressed Current | 1989-12-01 | Fiberglass Reinforced Plastic | Safe Suction (Euro)
4390009 | 4 |  | 1989-12-10 |  | 1989-12-10 |  | Currently in Use | Diesel | 6000 | Steel-Impressed Current | 1989-12-01 | Fiberglass Reinforced Plastic | Pressurized
4390009 | 5 |  | 1989-12-10 |  | 1989-12-10 |  | Currently in Use | Diesel | 4000 | Steel-Impressed Current | 1989-12-01 | Fiberglass Reinforced Plastic | Safe Suction (Euro)
4400002 | 1 | [5 empty] | Removed from Ground | Gas (Historical Use) | 500 | Bare Steel | 1985-02-22 | Galvanized Steel
4400003 | 1A |  | 1998-12-17 |  | 1998-12-17 |  | Removed from Ground | Gas (Historical Use) | 6000 | Steel-Impressed Current | 1964-03-03 | Galvanized Steel | Pressurized
4400003 | 1B |  | 1998-12-17 |  | 1998-12-17 |  | Removed from Ground | Gas (Historical Use) | 6000 | Steel-Impressed Current | 1964-03-03 | Galvanized Steel | Pressurized
4400003 | 2 |  | 1998-12-17 |  | 1998-12-17 |  | Removed from Ground | Gas (Historical Use) | 6000 | Steel-Impressed Current | 1964-03-03 | Galvanized Steel | Pressurized
4400003 | 3 |  | 1998-12-17 |  | 1998-12-17 |  | Removed from Ground | Gas (Historical Use) | 6000 | Steel-Impressed Current | 1964-03-03 | Galvanized Steel | Pressurized
4400003 | 4 |  | 1998-12-17 |  | 1998-12-17 |  | Removed from Ground | Diesel | 6000 | Steel-Impressed Current | 1964-03-03 | Galvanized Steel | Pressurized
4400003 | 5 | [5 empty] | Permanently Out of Use - historical purposes | Kerosene | 550 | Bare Steel | 1964-03-03 | Galvanized Steel
4400003 | 6 |  |  | yes |  | yes | Removed from Ground | Used Oil | 550 | Bare Steel | 1964-01-01 | Galvanized Steel | Pressurized
4400004 | 1 | [5 empty] | Removed from Ground | Empty | 1000 | Bare Steel | 1983-02-22 | Galvanized Steel | Safe Suction (Euro)
4400004 | 2 | [5 empty] | Removed from Ground | Empty | 500 | Bare Steel | 1971-02-22 | Galvanized Steel
4400005 | 1 | [5 empty] | Removed from Ground | Gas (Historical Use) | 10000 | Bare Steel | 1963-01-23 | Galvanized Steel
4400005 | 2 | [5 empty] | Removed from Ground | Gas (Historical Use) | 6000 | Bare Steel | 1963-01-23 | Galvanized Steel
4400005 | 3 | [5 empty] | Removed from Ground | Kerosene | 12000 | Bare Steel | 1964-01-23 | Galvanized Steel
4400005 | 4 |  | 1996-08-01 |  | 1996-08-01 |  | Currently in Use | Aviation Gas/AV Gas | 10000 | Galvanic (STIP-3) | 1996-08-01 | Double Walled | Pressurized
4400005 | 5 |  | 1995-08-01 |  | 1995-08-01 |  | Currently in Use | Jet Fuel | 10000 | Galvanic (STIP-3) | 1995-08-01 | Double Walled | Pressurized
4400007 | 1 | Flapper Valve | 1997-12-01 |  | 1997-12-01 |  | Currently in Use | Gas (Historical Use) | 10000 | Steel-Impressed Current | 1976-04-14 | Fiberglass Reinforced Plastic | Suction (American)
4400007 | 2 | Flapper Valve | 1997-12-01 |  | 1997-12-01 |  | Currently in Use | Diesel | 10000 | Steel-Impressed Current | 1983-04-15 | Fiberglass Reinforced Plastic | Suction (American)
4400011 | 1 | [5 empty] | Removed from Ground | Gas (Historical Use) | 6000 | Bare Steel | 1984-02-11 | Galvanized Steel | Pressurized
4400011 | 2 | [5 empty] | Removed from Ground | Gas (Historical Use) | 6000 | Bare Steel | 1984-02-11 | Galvanized Steel | Pressurized
4400011 | 3 | [5 empty] | Removed from Ground | Gas (Historical Use) | 6000 | Bare Steel | 1984-02-11 | Galvanized Steel
4400011 | 4 | [5 empty] | Removed from Ground | Other | 4000 | Bare Steel | 1984-02-11 | Galvanized Steel
4400011 | 5 | Ball Float | 1995-11-03 |  | 1995-11-03 | yes | Currently in Use | Gas (Historical Use) | 12000 | Epoxy | 1995-10-30 | Double-Walled Flex | Pressurized
4400011 | 6 | Ball Float | 1995-11-03 |  | 1995-11-03 | yes | Currently in Use | Gas (Historical Use) | 8000 | Epoxy | 1995-10-30 | Double-Walled Flex | Pressurized
4400012 | 1 |  | 1998-09-01 | yes | 1998-09-01 |  | Currently in Use | Gas (Historical Use) | 6000 | Steel-Impressed Current | 1984-02-11 | Cathodically Protected | Pressurized
4400012 | 2 |  | 1998-09-01 | yes | 1998-09-01 |  | Currently in Use | Gas (Historical Use) | 6000 | Steel-Impressed Current | 1984-02-11 | Cathodically Protected | Pressurized
4400012 | 3 |  | 1998-09-01 | yes | 1998-09-01 |  | Currently in Use | Gas (Historical Use) | 6000 | Steel-Impressed Current | 1984-02-11 | Cathodically Protected | Pressurized
4400013 | 1 | Flapper Valve | 1998-09-01 |  | 1998-09-01 |  | Currently in Use | Gas (Historical Use) | 6000 | Steel-Impressed Current | 1984-02-12 | Steel (Impressed Current) | Pressurized
4400013 | 2 | Flapper Valve | 1998-09-01 |  | 1998-09-01 |  | Currently in Use | Gas (Historical Use) | 6000 | Steel-Impressed Current | 1984-02-12 | Steel (Impressed Current) | Pressurized
4400013 | 3 | Flapper Valve | 1998-09-01 |  | 1998-09-01 |  | Temporarily out of use | Gas (Historical Use) | 3000 | Steel-Impressed Current | 1984-01-01 | Steel (Impressed Current) | Pressurized
4400013 | 4 | Flapper Valve | 1998-09-01 |  | 1998-09-01 |  | Currently in Use | Gas (Historical Use) | 5000 | Steel-Impressed Current | 1984-01-01 | Steel (Impressed Current) | Pressurized
4400014 | 1 |  | 1998-09-01 |  | 1998-09-01 |  | Currently in Use | Gas (Historical Use) | 6000 | Steel-Impressed Current | 1985-02-10 | Cathodically Protected | Pressurized
4400014 | 2 |  | 1998-09-01 |  | 1998-09-01 |  | Currently in Use | Gas (Historical Use) | 6000 | Steel-Impressed Current | 1985-02-10 | Cathodically Protected | Pressurized
4400014 | 3 |  | 1998-09-01 |  | 1998-09-01 |  | Currently in Use | Gas (Historical Use) | 6000 | Steel-Impressed Current | 1985-02-10 | Cathodically Protected | Pressurized
4400016 | 1 | [5 empty] | Removed from Ground | Gas (Historical Use) | 3000 | Bare Steel | 1980-02-22 | Galvanized Steel
4400016 | 2 | [5 empty] | Removed from Ground | Gas (Historical Use) | 2000 | Bare Steel | 1980-02-22 | Galvanized Steel
4400016 | 3 | [5 empty] | Removed from Ground | Gas (Historical Use) | 2000 | Bare Steel | 1980-02-22 | Galvanized Steel
4400018 | 1 | [5 empty] | Closed in Ground | Gas (Historical Use) | 500 | Bare Steel | 1956-03-11 | Galvanized Steel | Suction (American)
4400018 | 2 | [5 empty] | Closed in Ground | Gas (Historical Use) | 500 | Bare Steel | 1961-03-11 | Galvanized Steel | Suction (American)
4400018 | 3 | [5 empty] | Closed in Ground | Gas (Historical Use) | 1000 | Bare Steel | 1966-03-11 | Galvanized Steel | Suction (American)
4400018 | 4 | [5 empty] | Closed in Ground | Gas (Historical Use) | 1000 | Bare Steel | 1972-03-11 | Galvanized Steel | Suction (American)
4400018 | 5 | [5 empty] | Removed from Ground | Diesel | 2000 | Bare Steel | 1972-03-11 | Galvanized Steel | Suction (American)
4400020 | 1 | [5 empty] | Removed from Ground | Diesel | 4000 | Bare Steel | 1985-05-05 | Galvanized Steel | Suction (American)
4400022 | 1 | [5 empty] | Removed from Ground | Gas (Historical Use) | 500 | Bare Steel | 1966-02-28 | Unknown
4400022 | 2 | [5 empty] | Removed from Ground | Other | 500 | Bare Steel | 1966-02-28 | Unknown
4400022 | 3 |  |  | yes |  | yes | Removed from Ground | Used Oil | 500 | Bare Steel | 1966-02-28 | Unknown
4400022 | 4 | [5 empty] | Removed from Ground | Gas (Historical Use) | 1000 | Cathodically Protected Steel | 1987-01-01 | Galvanized Steel
4400024 | 1 | [5 empty] | Removed from Ground | Gas (Historical Use) | 3000 | Bare Steel | 1976-12-21 | Galvanized Steel
4400024 | 2 | [5 empty] | Removed from Ground | Gas (Historical Use) | 3000 | Bare Steel | 1976-12-21 | Galvanized Steel
4400024 | 3 | [5 empty] | Removed from Ground | Gas (Historical Use) | 3000 | Bare Steel | 1976-12-21 | Galvanized Steel
4400024 | 4 | [5 empty] | Removed from Ground | Gas (Historical Use) | 4000 | Bare Steel | 1984-12-21 | Galvanized Steel
4400025 | 1 |  | 1998-11-17 |  | 1998-11-17 |  | Removed from Ground | Gas (Historical Use) | 8068 | Steel-Impressed Current | 1980-03-31 | Cathodically Protected | Suction (American)
4400025 | 2 |  | 1998-11-17 |  | 1998-11-17 |  | Removed from Ground | Gas (Historical Use) | 8068 | Steel-Impressed Current | 1980-03-31 | Cathodically Protected | Suction (American)
4400025 | 3 |  |  | no |  | no | Removed from Ground | Gas (Historical Use) | 5300 | Unknown | 2004-11-17 | Unknown
4400025 | 4 |  |  | no |  | no | Removed from Ground | Gas (Historical Use) | 4000 | Unknown | 2004-11-17 | Unknown
4400025 | 5 |  |  | no |  | no | Removed from Ground | Gas (Historical Use) | 1000 | Unknown | 2004-11-22 | Unknown
4400026 | 1 | [5 empty] | Closed in Ground | Gas (Historical Use) | 3000 | Bare Steel | 1987-10-01 | Galvanized Steel
4400026 | 2 | [5 empty] | Closed in Ground | Gas (Historical Use) | 3000 | Bare Steel | 1987-10-01 | Galvanized Steel
4400026 | 3 | [5 empty] | Closed in Ground | Gas (Historical Use) | 3000 | Bare Steel | 1987-10-01 | Galvanized Steel
4400026 | 4 | [5 empty] | Closed in Ground | Gas (Historical Use) | 8068 | Bare Steel | 1981-03-31 | Galvanized Steel
4400026 | 5 | [5 empty] | Closed in Ground | Gas (Historical Use) | 8068 | Bare Steel | 1981-03-31 | Galvanized Steel
4400027 | 1 | [5 empty] | Removed from Ground | Diesel | 10000 | Bare Steel | 1980-03-19 | Bare Steel | Pressurized
4400027 | 2 | [5 empty] | Removed from Ground | Diesel | 10000 | Bare Steel | 1980-03-19 | Not Marked
4400027 | 3 | [5 empty] | Removed from Ground | Other | 6000 | Bare Steel | 1980-03-19 | Bare Steel | Suction (American)
4400027 | 4 |  |  | yes |  | yes | Removed from Ground | Used Oil | 1000 | Bare Steel | 1980-03-19 | Bare Steel | Gravity Fed
4400027 | 5 | [5 empty] | Removed from Ground | Diesel | 10000 | Bare Steel | 1980-01-01 | Not Marked
4400027 | 6 | Flapper Valve | 1998-06-01 |  | 1998-06-01 |  | Currently in Use | Diesel | 20000 | Composite Double Walled | 1998-01-01 | Double-Walled Fiberglass | Pressurized
4400029 | 1 | Ball Float | 1998-01-09 |  | 1998-01-09 |  | Currently in Use | Gas (Historical Use) | 10000 | Fiberglass | 1984-03-19 | Double-Walled Flex | Pressurized
4400029 | 2 | Ball Float | 1998-01-09 |  | 1998-01-09 |  | Currently in Use | Gas (Historical Use) | 10000 | Fiberglass | 1984-03-19 | Double-Walled Flex | Pressurized
4400029 | 3 | Ball Float | 1998-01-09 |  | 1998-01-09 |  | Currently in Use | Gas (Historical Use) | 10000 | Fiberglass | 1984-03-19 | Double-Walled Flex | Pressurized
4400029 | 4 |  |  | yes | 1998-01-09 | yes | Removed from Ground | Used Oil | 1000 | Fiberglass | 1984-03-19 | Fiberglass Reinforced Plastic | Gravity Fed
4400031 | 10458-1 | [5 empty] | Removed from Ground | Gas (Historical Use) | 1000 | Bare Steel | 1971-02-05 | Not Marked
4400031 | 10458-2 | [5 empty] | Removed from Ground | Diesel | 550 | Bare Steel | 1980-02-05 | Galvanized Steel
4400031 | 10458-4 | [5 empty] | Removed from Ground | Diesel | 550 | Bare Steel | 1971-02-05 | Galvanized Steel
4400031 | 458G1 |  | 1988-12-06 |  | 1988-12-06 |  | Removed from Ground | Gas (Historical Use) | 1020 | Cathodically Protected Steel | 1988-12-06 | Galvanized Steel | Suction (American)
4400033 | 1 | [5 empty] | Closed in Ground | Gas (Historical Use) | 500 | Bare Steel | 1966-03-25 | Bare Steel
4400034 | 1 | [5 empty] | Removed from Ground | Gas (Historical Use) | 1000 | Bare Steel | 1976-04-14 | Galvanized Steel
4400035 | 1 | [5 empty] | Removed from Ground | Empty | 10000 | Bare Steel | 1971-03-21 | Galvanized Steel
4400035 | 2 | [5 empty] | Removed from Ground | Empty | 10000 | Bare Steel | 1971-03-21 | Galvanized Steel
4400035 | 3 | [5 empty] | Removed from Ground | Empty | 10000 | Bare Steel | 1971-03-21 | Galvanized Steel
4400036 | 1 | [5 empty] | Removed from Ground | Gas (Historical Use) | 10000 | Bare Steel | 1966-03-20 | Galvanized Steel
4400036 | 2 | [5 empty] | Removed from Ground | Gas (Historical Use) | 10000 | Bare Steel | 1966-03-20 | Galvanized Steel
4400036 | 3 | [5 empty] | Removed from Ground | Gas (Historical Use) | 5000 | Bare Steel | 1966-03-20 | Galvanized Steel
4400036 | 4 | Ball Float | 1994-12-10 |  | 1994-12-10 |  | Currently in Use | Gas (Historical Use) | 10000 | Galvanic (STIP-3) | 1994-12-10 | Fiberglass Reinforced Plastic | Pressurized
4400036 | 5A | Ball Float | 1994-12-10 |  | 1994-12-10 |  | Currently in Use | Gas (Historical Use) | 5000 | Galvanic (STIP-3) | 1994-12-10 | Fiberglass Reinforced Plastic | Pressurized
4400036 | 5B | Ball Float | 1994-12-10 | no | 1994-12-10 | no | Currently in Use | Gas (Historical Use) | 5000 | Galvanic (STIP-3) | 1994-12-10 | Fiberglass Reinforced Plastic | Pressurized
4400038 | 1 | Ball Float | 1998-09-01 |  | 1998-09-01 |  | Currently in Use | Gas (Historical Use) | 15000 | Steel-Impressed Current | 1983-01-01 | Steel (Impressed Current) | Pressurized
4400038 | 2 | Ball Float | 1998-09-01 | no | 1998-09-01 | no | Currently in Use | Diesel | 10000 | Steel-Impressed Current | 1991-05-05 | Steel (Impressed Current) | Pressurized
4400038 | 3 | [5 empty] | Removed from Ground | Gas (Historical Use) | 2000 | Bare Steel | 1998-09-14 | Galvanized Steel | Suction (American)
4400038 | 4 |  | 1998-09-01 |  | 1998-09-01 |  | Removed from Ground | Diesel | 10000 | Cathodically Protected Steel | 1993-05-05 | Cathodically Protected | Suction (American)
4400038 | 5 |  | 1998-09-01 |  | 1998-09-01 |  | Removed from Ground | Diesel | 4000 | Cathodically Protected Steel | 1988-05-05 | Cathodically Protected | Suction (American)
4400039 | 1 | [5 empty] | Removed from Ground | Gas (Historical Use) | 8000 | Bare Steel | 1971-04-01 | Galvanized Steel | Pressurized
4400039 | 2 | [5 empty] | Removed from Ground | Gas (Historical Use) | 8000 | Bare Steel | 1971-04-01 | Galvanized Steel | Pressurized
4400039 | 3 | [5 empty] | Removed from Ground | Gas (Historical Use) | 3000 | Bare Steel | 1974-03-31 | Galvanized Steel | Suction (American)
4400040 | 1 | [5 empty] | Removed from Ground | Gas (Historical Use) | 10000 | Bare Steel | 1966-03-25 | Galvanized Steel
4400040 | 2 | Ball Float | 1991-08-01 |  | 1991-08-01 |  | Currently in Use | Gas (Historical Use) | 10000 | Galvanic (STIP-3) | 1991-08-01 | Fiberglass Reinforced Plastic | Pressurized
4400040 | 3 | Ball Float | 1991-08-01 |  | 1991-08-01 |  | Currently in Use | Diesel | 10000 | Galvanic (STIP-3) | 1991-08-01 | Fiberglass Reinforced Plastic | Pressurized
4400041 | 1 | [5 empty] | Closed in Ground | Gas (Historical Use) | 8000 | Fiberglass | 1983-03-25 | Fiberglass Reinforced Plastic | Pressurized
4400041 | 2 | [5 empty] | Closed in Ground | Gas (Historical Use) | 8000 | Fiberglass | 1983-03-25 | Fiberglass Reinforced Plastic | Pressurized
4400041 | 3 | [5 empty] | Closed in Ground | Gas (Historical Use) | 12000 | Fiberglass | 1983-03-25 | Fiberglass Reinforced Plastic | Pressurized
4400041 | 4 | [5 empty] | Closed in Ground | Diesel | 10000 | Fiberglass | 1983-03-25 | Fiberglass Reinforced Plastic | Pressurized
4400041 | 5 |  |  | yes |  | yes | Closed in Ground | Used Oil | 1000 | Fiberglass | 1983-03-25 | Fiberglass Reinforced Plastic | Pressurized
4400043 | 1 | [5 empty] | Removed from Ground | Gas (Historical Use) | 3000 | Bare Steel | 1980-04-25 | Galvanized Steel
4400044 | 1 | [5 empty] | Removed from Ground | Diesel | 2000 | Bare Steel | 1977-02-26 | Galvanized Steel
4400045 | 1 | [5 empty] | Removed from Ground | Gas (Historical Use) | 3000 | Bare Steel | 1976-12-03 | Galvanized Steel
4400045 | 2 | [5 empty] | Removed from Ground | Gas (Historical Use) | 2000 | Bare Steel | 1976-12-03 | Galvanized Steel
4400045 | 3 | [5 empty] | Removed from Ground | Gas (Historical Use) | 2000 | Bare Steel | 1976-12-03 | Galvanized Steel
4400045 | 4 | [5 empty] | Removed from Ground | Diesel | 1034 | Bare Steel | 1976-12-03 | Galvanized Steel
4400047 | 1 | [5 empty] | Permanently Out Of Use | Diesel | 12000 | Bare Steel | 1973-04-02 | Bare Steel
4400047 | 2 | [5 empty] | Removed from Ground | Diesel | 2000 | Bare Steel | 1974-04-02 | Bare Steel
4400047 | 3 | [5 empty] | Removed from Ground | Gas (Historical Use) | 1000 | Bare Steel | 1979-04-03 | Bare Steel
4400050 | 1 | [5 empty] | Removed from Ground | Diesel | 2000 | Bare Steel | 1975-05-01 | Galvanized Steel | Suction (American)
4400050 | 2 | [5 empty] | Removed from Ground | Gas (Historical Use) | 1000 | Bare Steel | 1976-01-01 | Galvanized Steel
4400052 | 1 | [5 empty] | Removed from Ground | Diesel | 2000 | Bare Steel | 1980-04-30 | Galvanized Steel
4400053 | 1 | Flapper Valve | 1998-09-01 | no | 1998-09-01 | no | Currently in Use | Diesel | 10000 | Steel-Impressed Current | 1984-04-30 | Steel (Impressed Current) | Pressurized
4400053 | 2 | Flapper Valve | 1998-09-01 | no | 1998-09-01 | no | Currently in Use | Gas (Historical Use) | 10000 | Steel-Impressed Current | 1984-04-30 | Steel (Impressed Current) | Pressurized
4400053 | 3 | Flapper Valve | 1998-12-20 | no | 1998-12-20 | no | Temporarily out of use | Diesel | 10000 | Steel-Impressed Current | 1984-04-30 | Steel (Impressed Current) | Pressurized
4400053 | 4 | Flapper Valve | 1998-09-01 | no | 1998-09-01 | no | Currently in Use | Gas (Historical Use) | 6000 | Steel-Impressed Current | 1984-04-30 | Steel (Impressed Current) | Pressurized
4400053 | 5 | Flapper Valve | 1998-09-01 | no | 1998-09-01 | no | Currently in Use | Gas (Historical Use) | 6000 | Steel-Impressed Current | 1984-04-30 | Steel (Impressed Current) | Pressurized
4400058 | 1 | [5 empty] | Removed from Ground | Gas (Historical Use) | 1000 | Bare Steel | 1985-04-30 | Galvanized Steel | Suction (American)
4400059 | 1 | [5 empty] | Removed from Ground | Diesel | 10000 | Bare Steel | 1973-04-30 | Bare Steel | Safe Suction (Euro)
4400059 | 2 | [5 empty] | Removed from Ground | Hazardous Substance | 6000 | Bare Steel | 1973-04-30 | Bare Steel
4400059 | 3 | [5 empty] | Removed from Ground | Hazardous Substance | 7500 | Bare Steel | 1973-04-30 | Bare Steel
4400060 | 1 | [5 empty] | Removed from Ground | Diesel | 5000 | Bare Steel | 1979-05-01 | Galvanized Steel
4400060 | 2 | [5 empty] | Removed from Ground | Gas (Historical Use) | 1000 | Bare Steel | 1979-05-01 | Galvanized Steel
4400060 | 3 | [5 empty] | Removed from Ground | Gas (Historical Use) | 1000 | Bare Steel | 1979-05-01 | Galvanized Steel
4400061 | 1 | Flapper Valve | 1995-03-02 |  | 1995-03-02 |  | Currently in Use | Gas (Historical Use) | 8000 | Steel-Impressed Current | 1970-05-05 | Fiberglass Reinforced Plastic | Pressurized
4400061 | 2 | Flapper Valve | 1995-03-02 |  | 1995-03-02 |  | Currently in Use | Gas (Historical Use) | 8000 | Steel-Impressed Current | 1970-05-05 | Fiberglass Reinforced Plastic | Pressurized
4400061 | 3 | Flapper Valve | 1995-03-02 |  | 1995-03-02 |  | Currently in Use | Diesel | 6000 | Steel-Impressed Current | 1970-05-05 | Fiberglass Reinforced Plastic | Pressurized
4400061 | 4 | Flapper Valve | 1995-03-02 |  | 1995-03-02 |  | Currently in Use | Gas (Historical Use) | 6000 | Steel-Impressed Current | 1970-05-05 | Fiberglass Reinforced Plastic | Pressurized
4400062 | 1 | Flapper Valve | 1997-07-15 |  | 1997-07-15 |  | Currently in Use | Gas (Historical Use) | 10000 | Steel-Impressed Current | 1982-05-06 | Cathodically Protected | Pressurized
4400062 | 2 | Flapper Valve | 1997-07-15 |  | 1997-07-15 |  | Currently in Use | Gas (Historical Use) | 8000 | Steel-Impressed Current | 1982-05-06 | Cathodically Protected | Pressurized
4400062 | 3 | Flapper Valve | 1997-07-15 |  | 1997-07-15 |  | Currently in Use | Gas (Historical Use) | 4000 | Steel-Impressed Current | 1982-05-06 | Cathodically Protected | Pressurized
4400063 | 1 |  | 1997-07-15 |  | 1997-07-15 |  | Currently in Use | Gas (Historical Use) | 10000 | Cathodically Protected Steel | 1982-05-06 | Fiberglass Reinforced Plastic | Pressurized
4400063 | 2 |  | 1997-07-15 |  | 1997-07-15 |  | Currently in Use | Gas (Historical Use) | 8000 | Cathodically Protected Steel | 1972-05-06 | Fiberglass Reinforced Plastic | Pressurized
4400063 | 3 |  | 1997-07-15 |  | 1997-07-15 |  | Currently in Use | Gas (Historical Use) | 4000 | Cathodically Protected Steel | 1972-05-06 | Cathodically Protected | Pressurized
4400064 | 1 |  | 1998-08-01 |  | 1998-08-01 |  | Currently in Use | Gas (Historical Use) | 10000 | Steel-Impressed Current | 1982-05-06 | Steel (Impressed Current) | Pressurized
4400064 | 2 |  | 1998-08-01 |  | 1998-08-01 |  | Currently in Use | Gas (Historical Use) | 6000 | Steel-Impressed Current | 1982-05-06 | Cathodically Protected | Pressurized
4400065 | 1 |  | 1992-01-01 | no | 1992-01-01 | yes | Temporarily out of use | Diesel | 20000 | Bare Steel | 1971-05-08 | Cathodically Protected | Pressurized
4400065 | 10 | [5 empty] | Closed in Ground | Gas (Historical Use) | 20000 | Steel-Impressed Current | 1971-05-08 | Cathodically Protected | Pressurized
4400065 | 11 |  |  | yes |  | yes | Removed from Ground | Used Oil | 10000 | Steel-Impressed Current | 1971-05-08 | Cathodically Protected | Gravity Fed
4400065 | 12 |  |  | yes |  | yes | Removed from Ground | Used Oil | 10000 | Steel-Impressed Current | 1984-05-07 | Cathodically Protected | Gravity Fed
4400065 | 13 |  | 1992-01-01 | yes | 1992-01-01 | yes | Temporarily out of use | Used Oil | 4000 | Composite | 2003-05-01 | Fiberglass Reinforced Plastic | Suction (American)
4400065 | 14 |  | 2003-05-01 | no | 2003-05-01 | no | Temporarily out of use | New Oil | 8000 | Composite | 2003-05-01 | Fiberglass Reinforced Plastic | Suction (American)
4400065 | 2 |  | 1992-01-01 |  | 1992-01-01 |  | Temporarily out of use | Diesel | 20000 | Cathodically Protected Steel | 1971-05-08 | Cathodically Protected | Pressurized
4400065 | 3 |  | 1992-01-01 | no | 1992-01-01 | no | Temporarily out of use | Diesel | 12000 | Bare Steel | 1971-05-08 | Fiberglass Reinforced Plastic | Pressurized
4400065 | 4 |  | 1992-01-01 |  | 1992-01-01 |  | Removed from Ground | Gas (Historical Use) | 12000 | Cathodically Protected Steel | 1971-05-08 | Fiberglass Reinforced Plastic | Pressurized
4400065 | 5 |  | 1992-01-01 |  | 1992-01-01 |  | Removed from Ground | Gas (Historical Use) | 12000 | Cathodically Protected Steel | 1971-05-08 | Fiberglass Reinforced Plastic | Pressurized
4400065 | 6 |  | 1992-01-01 |  | 1992-01-01 |  | Removed from Ground | Gas (Historical Use) | 12000 | Cathodically Protected Steel | 1971-05-08 | Fiberglass Reinforced Plastic | Pressurized
4400065 | 7 | [5 empty] | Removed from Ground | Gas (Historical Use) | 4000 | Bare Steel | 1971-05-08 | Unknown
4400065 | 8 |  |  | no |  | no | Closed in Ground | Diesel | 20000 | Bare Steel | 1971-05-08 | Unknown
4400065 | 9 | [5 empty] | Closed in Ground | Diesel | 20000 | Cathodically Protected Steel | 1971-05-08 | Unknown
4400066 | 1 | [5 empty] | Removed from Ground | Gas (Historical Use) | 1000 | Bare Steel | 1961-04-21 | Galvanized Steel
4400067 | 1 | [5 empty] | Removed from Ground | Gas (Historical Use) | 500 | Bare Steel | 1972-05-01 | Galvanized Steel
4400067 | 2 | [5 empty] | Removed from Ground | Gas (Historical Use) | 500 | Bare Steel | 1978-05-01 | Galvanized Steel
4400068 | 4A |  | 2007-10-10 | no | 2007-10-10 | no | Currently in Use | Gas (Historical Use) | 8000 | Composite Double Walled | 2007-10-10 | Fiberglass Reinforced Plastic | Pressurized
4400068 | 4B |  | 2007-10-10 | no | 2007-10-10 | no | Currently in Use | Gas (Historical Use) | 4000 | Composite Double Walled | 2007-10-10 | Fiberglass Reinforced Plastic | Pressurized
4400068 | T1 | [5 empty] | Removed from Ground | Gas (Historical Use) | 6000 | Bare Steel | 1979-05-02 | Galvanized Steel
4400068 | T2 | [5 empty] | Removed from Ground | Gas (Historical Use) | 8000 | Bare Steel | 1979-05-02 | Galvanized Steel
4400068 | T3 | [5 empty] | Removed from Ground | Gas (Historical Use) | 6000 | Bare Steel | 1979-05-02 | Galvanized Steel
4400069 | 1 | Ball Float | 1988-01-01 |  | 1988-01-01 |  | Removed from Ground | Gas (Historical Use) | 12000 | Composite Double Walled | 1980-03-04 | Steel (Impressed Current) | Pressurized
4400069 | 2 | Ball Float | 1988-01-01 |  | 1988-01-01 |  | Removed from Ground | Gas (Historical Use) | 12000 | Composite Double Walled | 1980-03-04 | Steel (Impressed Current) | Pressurized
4400069 | 3 | Ball Float | 1988-01-01 |  | 1988-01-01 |  | Removed from Ground | Gas (Historical Use) | 12000 | Composite Double Walled | 1980-03-04 | Steel (Impressed Current) | Pressurized
4400069 | 4 | Flapper Valve | 1988-01-01 |  | 1988-01-01 |  | Closed in Ground | Gas (Historical Use) | 12000 | Composite Double Walled | 1980-03-04 | Fiberglass Reinforced Plastic | Pressurized
4400071 | 1 | [5 empty] | Removed from Ground | Diesel | 5000 | Unknown | 1976-05-01 | Galvanized Steel
4400073 | 1 |  | 1996-01-01 |  | 1996-01-01 |  | Removed from Ground | Gas (Historical Use) | 6000 | Steel-Impressed Current | 1961-04-15 | Cathodically Protected | Pressurized
4400073 | 10 |  | 1996-01-01 |  | 1996-01-01 |  | Removed from Ground | Gas (Historical Use) | 15000 | Steel-Impressed Current | 1920-04-15 | Cathodically Protected | Pressurized
4400073 | 11 |  | 1996-01-01 |  | 1996-01-01 |  | Removed from Ground | Used Oil | 500 | Steel-Impressed Current | 1961-04-15 | Cathodically Protected
4400073 | 12 |  |  | no |  | no | Removed from Ground | Kerosene | 500 | Unknown | 2006-11-07 | Unknown
4400073 | 2 |  | 1996-01-01 |  | 1996-01-01 |  | Removed from Ground | Gas (Historical Use) | 6000 | Steel-Impressed Current | 1961-04-15 | Cathodically Protected | Pressurized
4400073 | 3 |  | 1996-01-01 |  | 1996-01-01 |  | Removed from Ground | Gas (Historical Use) | 6000 | Steel-Impressed Current | 1961-04-15 | Cathodically Protected | Pressurized
4400073 | 4 |  | 1996-01-01 |  | 1996-01-01 |  | Removed from Ground | Gas (Historical Use) | 6000 | Steel-Impressed Current | 1961-04-15 | Cathodically Protected | Safe Suction (Euro)
4400073 | 5 |  | 1996-01-01 |  | 1996-01-01 |  | Removed from Ground | Diesel | 8000 | Steel-Impressed Current | 1961-04-15 | Cathodically Protected | Pressurized
4400073 | 6 |  | 1996-01-01 |  | 1996-01-01 |  | Removed from Ground | Gas (Historical Use) | 12000 | Steel-Impressed Current | 1920-04-15 | Cathodically Protected | Pressurized
4400073 | 7 |  | 1997-01-01 |  | 1996-01-01 |  | Removed from Ground | Diesel | 14500 | Steel-Impressed Current | 1940-04-15 | Cathodically Protected | Pressurized
4400073 | 8 |  | 1996-01-01 |  | 1996-01-01 |  | Removed from Ground | Gas (Historical Use) | 15000 | Steel-Impressed Current | 1920-04-15 | Cathodically Protected | Pressurized
4400073 | 9 |  | 1996-01-01 |  | 1996-01-01 |  | Removed from Ground | Gas (Historical Use) | 12000 | Steel-Impressed Current | 1940-04-15 | Cathodically Protected | Pressurized
4400074 | 1 |  | 1996-01-01 |  | 1996-01-01 |  | Removed from Ground | Gas (Historical Use) | 8000 | Steel-Impressed Current | 1967-04-16 | Steel (Impressed Current) | Pressurized
4400074 | 2 |  | 1996-01-01 |  | 1996-01-01 |  | Removed from Ground | Gas (Historical Use) | 6000 | Steel-Impressed Current | 1967-04-16 | Steel (Impressed Current) | Pressurized
4400074 | 3 |  | 1996-01-01 |  | 1996-01-01 |  | Removed from Ground | Diesel | 6000 | Steel-Impressed Current | 1967-04-16 | Steel (Impressed Current) | Pressurized
4400074 | 4 |  | 1996-01-01 |  | 1996-01-01 |  | Removed from Ground | Used Oil | 500 | Steel-Impressed Current | 1967-04-16 | Cathodically Protected | Safe Suction (Euro)
4400075 | 1 | [5 empty] | Removed from Ground | Gas (Historical Use) | 2000 | Bare Steel | 1966-04-15 | Galvanized Steel
4400075 | 2 | [5 empty] | Removed from Ground | Gas (Historical Use) | 2000 | Bare Steel | 1966-04-15 | Galvanized Steel
4400075 | 3 | [5 empty] | Removed from Ground | Gas (Historical Use) | 1000 | Bare Steel | 1966-04-15 | Galvanized Steel
4400075 | 4 | [5 empty] | Removed from Ground | Diesel | 1000 | Bare Steel | 1978-04-15 | Galvanized Steel
4400075 | 5 | [5 empty] | Removed from Ground | Diesel | 1000 | Bare Steel | 1978-04-15 | Galvanized Steel
4400075 | 6A |  | 1995-06-28 |  | 1995-07-01 |  | Currently in Use | Gas (Historical Use) | 8000 | Epoxy | 1995-06-23 | Double-Walled Flex | Pressurized
4400075 | 6B |  | 1995-06-28 |  | 1995-07-01 |  | Currently in Use | Gas (Historical Use) | 4000 | Epoxy | 1995-06-23 | Double-Walled Flex | Pressurized
4400075 | 7 |  | 1995-06-28 | no | 1995-06-28 | no | Currently in Use | Gas (Historical Use) | 12000 | Epoxy | 1995-06-23 | Double-Walled Flex | Pressurized
4400076 | 1 | [5 empty] | Removed from Ground | Gas (Historical Use) | 3000 | Bare Steel | 1958-04-15 | Galvanized Steel
4400076 | 2 | [5 empty] | Removed from Ground | Gas (Historical Use) | 3000 | Bare Steel | 1958-04-15 | Galvanized Steel
4400076 | 3 | [5 empty] | Removed from Ground | Gas (Historical Use) | 3000 | Bare Steel | 1958-04-15 | Galvanized Steel
4400076 | 4 | [5 empty] | Removed from Ground | Hazardous Substance | 500 | Bare Steel | 1958-04-15 | Galvanized Steel
4400078 | 1 |  | 1997-04-15 |  | 1997-04-15 |  | Removed from Ground | Gas (Historical Use) | 6000 | Steel-Impressed Current | 1969-05-01 | Cathodically Protected | Safe Suction (Euro)
4400078 | 2 |  | 1997-04-15 |  | 1997-04-15 |  | Removed from Ground | Gas (Historical Use) | 6000 | Steel-Impressed Current | 1969-05-01 | Cathodically Protected | Safe Suction (Euro)
4400078 | 4 |  | 1997-04-15 |  | 1997-04-15 |  | Removed from Ground | Gas (Historical Use) | 2000 | Steel-Impressed Current | 1972-05-01 | Cathodically Protected | Safe Suction (Euro)
4400083 | 1 | [5 empty] | Removed from Ground | Gas (Historical Use) | 1000 | Bare Steel | 1961-05-07 | Galvanized Steel
4400088 | 1 | [5 empty] | Permanently Out of Use - historical purposes | Gas (Historical Use) | 6000 | Bare Steel | 1969-02-06 | Galvanized Steel
4400088 | 2 | [5 empty] | Permanently Out of Use - historical purposes | Gas (Historical Use) | 6000 | Bare Steel | 1969-02-06 | Galvanized Steel
4400088 | 3 | [5 empty] | Permanently Out of Use - historical purposes | Gas (Historical Use) | 6000 | Bare Steel | 1969-02-06 | Galvanized Steel
4400088 | 4 |  |  | yes |  | yes | Removed from Ground | Used Oil | 560 | Bare Steel | 1969-02-06 | Bare Steel
4400088 | 5 | Flapper Valve | 1998-01-01 |  | 1998-01-01 |  | Removed from Ground | Gas (Historical Use) | 10000 | Galvanic (STIP-3) | 1987-01-01 | Fiberglass Reinforced Plastic | Pressurized
4400088 | 6 | Flapper Valve | 1998-01-01 |  | 1998-01-01 |  | Removed from Ground | Diesel | 6000 | Galvanic (STIP-3) | 1987-01-01 | Fiberglass Reinforced Plastic | Pressurized
4400088 | 7 | Flapper Valve | 1998-01-01 |  | 1998-01-01 |  | Removed from Ground | Gas (Historical Use) | 5000 | Galvanic (STIP-3) | 1987-01-01 | Fiberglass Reinforced Plastic | Pressurized
4400089 | 1 |  | 1999-02-20 |  | 1999-02-20 |  | Currently in Use | Gas (Historical Use) | 4000 | Not Marked/Unknown | 1981-02-06 | Fiberglass Reinforced Plastic | Pressurized
4400089 | 2 |  | 1999-02-20 |  | 1999-02-20 |  | Currently in Use | Gas (Historical Use) | 6000 | Not Marked/Unknown | 1981-02-06 | Fiberglass Reinforced Plastic | Pressurized
4400090 | 1 | [5 empty] | Removed from Ground | Gas (Historical Use) | 1000 | Cathodically Protected Steel | 1985-05-06 | Galvanized Steel | Pressurized
4400090 | 2 | [5 empty] | Removed from Ground | Gas (Historical Use) | 1000 | Cathodically Protected Steel | 1985-05-06 | Galvanized Steel | Pressurized
4400090 | 3 | [5 empty] | Removed from Ground | Diesel | 1000 | Bare Steel | 1984-05-06 | Galvanized Steel | Pressurized
4400090 | 4 | Flapper Valve | 1998-12-15 |  | 1998-12-15 |  | Currently in Use | Gas (Historical Use) | 1000 | Galvanic (STIP-3) | 1998-12-15 | Fiberglass Reinforced Plastic | Suction (American)
4400090 | 5 | Flapper Valve | 1998-12-15 | no | 1998-12-15 | no | Currently in Use | Gas (Historical Use) | 2000 | Composite | 1998-12-15 | Fiberglass Reinforced Plastic | Suction (American)
4400093 | 1 | [5 empty] | Removed from Ground | Gas (Historical Use) | 1000 | Bare Steel | 1969-05-06 | Galvanized Steel
4400094 | 1 |  |  | yes |  | yes | Removed from Ground | Used Oil | 200 | Bare Steel | 1980-04-15 | Bare Steel
4400095 | 1 | [5 empty] | Removed from Ground | Other | 2000 | Bare Steel | 1969-07-08 | Copper | Suction (American)
4400096 | 1 | [5 empty] | Removed from Ground | Gas (Historical Use) | 12000 | Bare Steel | 1979-07-09 | Galvanized Steel | Pressurized
440526 | 1 | [5 empty] | Removed from Ground | Gas (Historical Use) | 500 | Bare Steel | 1986-05-08 | Unknown | Suction (American)
440527 | 1 | [5 empty] | Removed from Ground | Diesel | 3000 | Cathodically Protected Steel | 1986-01-01 | Copper | Suction (American)
440527 | 2 | Ball Float | 1996-05-10 | no | 1996-05-10 | no | Currently in Use | Diesel | 3000 | Galvanic (STIP-3) | 1996-05-10 | Copper | Safe Suction (Euro)
440528 | 1 | [5 empty] | Permanently Out of Use - historical purposes | Empty | 5000 | Bare Steel | 1967-01-06 | Unknown
440529 | 1 | [5 empty] | Removed from Ground | Gas (Historical Use) | 1000 | Fiberglass | 1986-01-30 | Fiberglass Reinforced Plastic | Pressurized
440529 | 2 | [5 empty] | Removed from Ground | Diesel | 1000 | Fiberglass | 1986-01-30 | Fiberglass Reinforced Plastic | Pressurized
440529 | L514062 | Ball Float | 1998-10-29 |  | 1998-10-29 |  | Currently in Use | Gas (Historical Use) | 1000 | Tank Jacket | 1998-10-08 | Double-Walled Flex | Pressurized
440529 | L514065 | Ball Float | 1998-10-29 |  | 1998-10-29 |  | Currently in Use | Diesel | 1000 | Tank Jacket | 1998-10-08 | Double Walled | Pressurized
440530 | 1 | [5 empty] | Removed from Ground | Gas (Historical Use) | 1000 | Fiberglass | 1987-01-01 | Fiberglass Reinforced Plastic | Pressurized
440530 | 2 | [5 empty] | Removed from Ground | Diesel | 1000 | Fiberglass | 1987-01-01 | Fiberglass Reinforced Plastic | Pressurized
440530 | L514068 | Ball Float | 1998-12-03 | no | 1998-12-03 | no | Currently in Use | Regular | 1000 | Tank Jacket | 1998-10-15 | Flex | Pressurized
440530 | L514069 | Ball Float | 1998-12-03 | no | 1998-12-03 | no | Currently in Use | Diesel | 1000 | Tank Jacket | 1998-10-15 | Flex | Pressurized
440531 | 1 | [5 empty] | Removed from Ground | Other | 500 | Bare Steel | 1980-01-03 | Galvanized Steel
440533 | 1 | Flapper Valve | 1997-01-31 |  | 1997-01-31 |  | Currently in Use | Aviation Gas/AV Gas | 10000 | Steel-Impressed Current | 1984-01-02 | Steel (Impressed Current) | Suction (American)
440534 | 1 |  |  | yes |  | yes | Removed from Ground | Used Oil | 500 | Bare Steel | 1986-01-01 | Galvanized Steel
440534 | 2 | [5 empty] | Removed from Ground | Diesel | 10000 | Bare Steel | 1986-01-01 | Galvanized Steel
440534 | 3 | Overfill Alarm | 1994-08-19 |  | 1994-08-19 |  | Removed from Ground | Diesel | 3000 | Tank Jacket | 1994-08-19 | Double Walled | Pressurized
440535 | 1 |  |  | yes |  | yes | Removed from Ground | Used Oil | 5000 | Bare Steel | 1987-01-01 | Galvanized Steel | Suction (American)
440535 | 2 |  |  | yes |  | yes | Removed from Ground | Used Oil | 3000 | Bare Steel | 1987-01-01 | Galvanized Steel | Suction (American)
440535 | 3 |  |  | yes |  | yes | Removed from Ground | Used Oil | 2000 | Bare Steel | 1987-01-01 | Galvanized Steel | Suction (American)
440537 | 1 | [5 empty] | Removed from Ground | Other | 3000 | Cathodically Protected Steel | 1987-01-01 | Galvanized Steel | Suction (American)
440537 | 2 | [5 empty] | Removed from Ground | Other | 2000 | Cathodically Protected Steel | 1987-01-01 | Galvanized Steel | Suction (American)
440537 | 3 |  |  | yes |  | yes | Removed from Ground | Used Oil | 1000 | Cathodically Protected Steel | 1987-01-01 | Galvanized Steel | Suction (American)
440547 | 1 | [5 empty] | Removed from Ground | Empty | 1000 | Bare Steel | 1993-11-16 | Unknown
440547 | 2 | [5 empty] | Removed from Ground | Empty | 1000 | Bare Steel | 1993-11-16 | Unknown
440547 | 203605 | Ball Float | 1994-01-03 | no | 1994-01-03 | no | Removed from Ground | Gas (Historical Use) | 1000 | Galvanic (STIP-3) | 1994-01-03 | Galvanized Steel | Pressurized
440547 | 203616 | Ball Float | 1994-01-03 | no | 1994-01-03 | no | Removed from Ground | Gas (Historical Use) | 1500 | Galvanic (STIP-3) | 1994-01-03 | Galvanized Steel | Pressurized
440547 | 3 | [5 empty] | Removed from Ground | Kerosene | 250 | Not Marked/Unknown | 1998-08-21 | Not Marked
440548 | 1 | [5 empty] | Removed from Ground | Diesel | 2000 | Marked Unknown | 1987-01-01 | Unknown
440548 | 10 | [5 empty] | Removed from Ground | Diesel | 1000 | Bare Steel | 1965-01-01 | Bare Steel
440548 | 11 | [5 empty] | Removed from Ground | Diesel | 1000 | Bare Steel | 1965-01-01 | Bare Steel
440548 | 12 | [5 empty] | Removed from Ground | Diesel | 1000 | Bare Steel | 1965-01-01 | Bare Steel
440548 | 2 | [5 empty] | Removed from Ground | Gas (Historical Use) | 2000 | Marked Unknown | 1987-01-01 | Unknown
440548 | 3 | [5 empty] | Removed from Ground | Gas (Historical Use) | 2000 | Marked Unknown | 1987-01-01 | Unknown
440548 | 4 | [5 empty] | Removed from Ground | Gas (Historical Use) | 2000 | Marked Unknown | 1987-01-01 | Unknown
440548 | 5 | [5 empty] | Removed from Ground | Gas (Historical Use) | 5000 | Marked Unknown | 1987-01-01 | Galvanized Steel
440548 | 6 | [5 empty] | Removed from Ground | Other | 4000 | Bare Steel | 1965-01-01 | Bare Steel
440548 | 7 | [5 empty] | Removed from Ground | Other | 4000 | Bare Steel | 1965-01-01 | Bare Steel
440548 | 8 | [5 empty] | Removed from Ground | Diesel | 1000 | Bare Steel | 1965-01-01 | Bare Steel
440548 | 9 | [5 empty] | Removed from Ground | Diesel | 1000 | Bare Steel | 1965-01-01 | Bare Steel
440549 | 1 | [5 empty] | Removed from Ground | Other | 3000 | Bare Steel | 1977-01-03 | Galvanized Steel
440549 | 2 | [5 empty] | Permanently Out of Use - historical purposes | Gas (Historical Use) | 1000 | Bare Steel | 1983-01-02 | Bare Steel
440549 | 3 | [5 empty] | Permanently Out of Use - historical purposes | Hazardous Substance | 6000 | Unknown | 1987-01-01 | Galvanized Steel
440550 | 1 | Ball Float | 1993-09-13 | no | 1993-09-13 | no | Currently in Use | Regular | 10000 | Fiberglass | 1987-04-01 | Fiberglass Reinforced Plastic | Pressurized
440550 | 2 | Ball Float | 1993-09-13 | no | 1993-09-13 | no | Currently in Use | Premium | 10000 | Fiberglass | 1987-04-01 | Fiberglass Reinforced Plastic | Pressurized
440550 | 3 | Ball Float | 1993-09-13 | no | 1993-09-13 | no | Currently in Use | Diesel | 10000 | Fiberglass | 1987-04-01 | Fiberglass Reinforced Plastic | Pressurized
440551 | 1 | [5 empty] | Removed from Ground | Diesel | 3000 | Bare Steel | 1986-01-01 | Bare Steel
440551 | 2 | Overfill Alarm | 2010-06-30 | no | 1995-01-10 | no | Currently in Use | Diesel | 3000 | Fiberglass | 1995-01-10 | Double-Walled Fiberglass | Suction (American)
440551 | 3 | Ball Float | 1995-01-10 | no | 1995-01-10 | no | Removed from Ground | Diesel | 3000 | Fiberglass | 1995-01-10 | Double-Walled Fiberglass | Suction (American)
440552 | 1 | [5 empty] | Removed from Ground | Diesel | 3000 | Bare Steel | 1986-01-01 | Not Marked
440552 | 2 | Ball Float | 1995-03-28 | no | 1995-03-28 | no | Currently in Use | Diesel | 3000 | Fiberglass Double Walled | 1995-03-28 | Fiberglass Reinforced Plastic | Safe Suction (Euro)
440553 | 1 | [5 empty] | Removed from Ground | Diesel | 500 | Bare Steel | 1986-01-01 | Bare Steel
440553 | 2 | Overfill Alarm | 1994-12-08 | no | 2010-06-30 | no | Removed from Ground | Diesel | 3000 | Fiberglass | 1994-12-08 | Fiberglass Reinforced Plastic | Suction (American)
440554 | 1 | [5 empty] | Removed from Ground | Diesel | 3000 | Bare Steel | 1986-01-01 | Bare Steel
440554 | 2 | Ball Float | 1995-03-15 |  | 1995-03-15 |  | Currently in Use | Diesel | 3000 | Fiberglass | 1995-03-15 | Fiberglass Reinforced Plastic | Suction (American)
440556 | 1 | Flapper Valve | 1994-06-30 | no | 1994-06-30 | no | Closed in Ground | New Oil | 1000 | Composite | 1987-01-01 | Fiberglass Reinforced Plastic
440556 | 2 |  |  | no |  | no | Removed from Ground |  | 1000 | Composite | 1987-01-01 | Fiberglass Reinforced Plastic
440556 | 3 | Flapper Valve | 1994-06-30 | no | 1994-06-30 | no | Currently in Use | Regular | 6000 | Composite | 1987-01-01 | Fiberglass Reinforced Plastic | Suction (American)
440557 | 1 | Ball Float | 1998-04-16 |  | 1998-04-16 |  | Currently in Use | Gas (Historical Use) | 10000 | Composite | 1987-01-19 | Fiberglass Reinforced Plastic | Pressurized
440557 | 2 | Ball Float | 1998-12-22 |  | 1998-12-22 |  | Currently in Use | Gas (Historical Use) | 8000 | Composite | 1987-01-19 | Fiberglass Reinforced Plastic | Pressurized
440557 | 3 | Ball Float | 1998-12-22 |  | 1998-12-22 |  | Currently in Use | Gas (Historical Use) | 8000 | Composite | 1987-01-19 | Fiberglass Reinforced Plastic | Pressurized
440557 | 4 | Flapper Valve | 1998-12-22 |  | 1998-12-22 |  | Currently in Use | Diesel | 6000 | Composite | 1987-01-19 | Fiberglass Reinforced Plastic | Pressurized
440557 | 5 | Flapper Valve | 1998-12-22 |  | 1998-12-22 |  | Currently in Use | Diesel | 6000 | Composite | 1987-01-19 | Fiberglass Reinforced Plastic | Pressurized
440559 | 070D1 | [5 empty] | Removed from Ground | Diesel | 4000 | Bare Steel | 1983-10-01 | Galvanized Steel
440559 | 070G1 | [5 empty] | Removed from Ground | Gas (Historical Use) | 4000 | Bare Steel | 1983-10-01 | Galvanized Steel
440559 | 10070-1 |  |  | yes |  | yes | Removed from Ground | Other | 500 | Not Marked/Unknown | 1993-11-30 | Not Marked
440560 | 1 |  | 1993-12-01 |  | 1993-12-01 |  | Removed from Ground | Gas (Historical Use) | 12000 | Fiberglass | 1987-01-01 | Copper | Pressurized
440560 | 2 |  | 1993-12-01 |  | 1993-12-01 |  | Removed from Ground | Gas (Historical Use) | 12000 | Fiberglass | 1987-01-01 | Copper | Pressurized
440560 | 3 |  | 1993-12-01 |  | 1993-12-01 |  | Removed from Ground | Gas (Historical Use) | 12000 | Fiberglass | 1987-01-01 | Copper | Pressurized
440561 | 1 | [5 empty] | Removed from Ground | Gas (Historical Use) | 4000 | Bare Steel | 1972-01-05 | Galvanized Steel
440561 | 2 | [5 empty] | Removed from Ground | Gas (Historical Use) | 4000 | Bare Steel | 1973-01-04 | Galvanized Steel
440561 | 3 | [5 empty] | Removed from Ground | Diesel | 2000 | Bare Steel | 1973-01-04 | Galvanized Steel
440561 | 4 | [5 empty] | Removed from Ground | Gas (Historical Use) | 2000 | Bare Steel | 1973-01-04 | Galvanized Steel
440561 | 5 | [5 empty] | Removed from Ground | Diesel | 2000 | Bare Steel | 1973-01-04 | Galvanized Steel
440561 | DEISEL | Overfill Alarm | 1992-12-02 |  | 1992-12-02 |  | Currently in Use | Diesel | 2500 | Fiberglass | 1992-12-02 | Double-Walled Fiberglass | Safe Suction (Euro)
440561 | RU | Overfill Alarm | 1992-12-02 |  | 1992-12-02 |  | Currently in Use | Gas (Historical Use) | 2500 | Fiberglass | 1992-12-02 | Double-Walled Fiberglass | Safe Suction (Euro)
440562 | 1 | [5 empty] | Removed from Ground | Diesel | 2000 | Cathodically Protected Steel | 1987-01-01 | Bare Steel
440563 | 1 | [5 empty] | Removed from Ground | Gas (Historical Use) | 2000 | Bare Steel | 1967-01-06 | Bare Steel
440563 | 2 | [5 empty] | Removed from Ground | Diesel | 1000 | Bare Steel | 1972-01-05 | Bare Steel
440563 | 3 | Flapper Valve | 1990-07-25 |  | 1990-07-25 |  | Currently in Use | Gas (Historical Use) | 1500 | Galvanic (STIP-3) | 1990-06-18 | Fiberglass Reinforced Plastic | Suction (American)
440565 | 1 |  |  | yes |  | yes | Removed from Ground | Used Oil | 2000 | Bare Steel | 1986-01-01 | Galvanized Steel
440565 | 2 | [5 empty] | Removed from Ground | Other | 2000 | Bare Steel | 1986-01-01 | Galvanized Steel
440565 | 3 | [5 empty] | Removed from Ground | Other | 2000 | Bare Steel | 1986-01-01 | Galvanized Steel
440565 | 4 | [5 empty] | Removed from Ground | Other | 4000 | Bare Steel | 1986-01-01 | Galvanized Steel
440566 | 1 |  |  | yes |  | yes | Removed from Ground | Other | 550 | Marked Unknown | 1972-01-05 | Bare Steel
440566 | 2 | [5 empty] | Removed from Ground | Other | 4000 | Bare Steel | 1985-01-01 | Bare Steel
440566 | 3 | [5 empty] | Removed from Ground | Other | 2000 | Bare Steel | 1985-01-01 | Bare Steel
440567 | 1 | [5 empty] | Removed from Ground | Gas (Historical Use) | 4010 | Bare Steel | 1983-01-02 | Galvanized Steel
440567 | 2 | [5 empty] | Removed from Ground | Diesel | 1003 | Bare Steel | 1979-01-03 | Bare Steel
440567 | 3 | Flapper Valve | 1998-08-19 |  | 1998-08-19 |  | Removed from Ground | Gas (Historical Use) | 10000 | Fiberglass | 1998-08-19 | Fiberglass Reinforced Plastic | Pressurized
440567 | 4 | Flapper Valve | 1998-08-19 |  | 1998-08-19 |  | Removed from Ground | Diesel | 2000 | Fiberglass | 1998-08-19 | Fiberglass Reinforced Plastic | Suction (American)
440567 | 5 | Flapper Valve | 1998-08-19 |  | 1998-08-19 |  | Removed from Ground | Diesel | 1000 | Fiberglass Double Walled | 1998-08-19 | Fiberglass Reinforced Plastic | Safe Suction (Euro)
440568 | 1 | [5 empty] | Removed from Ground | Gas (Historical Use) | 1000 | Fiberglass | 1987-01-01 | Not Marked | Pressurized
440568 | 2 | [5 empty] | Removed from Ground | Diesel | 1000 | Fiberglass | 1987-01-01 | Not Marked | Pressurized
440568 | L514066 | Overfill Alarm | 1998-10-23 | no | 1998-10-23 | no | Currently in Use | Regular | 1000 | Tank Jacket | 1998-10-06 | Double-Walled Fiberglass | Pressurized
440568 | L514067 | Overfill Alarm | 1998-10-23 | no | 1998-10-23 | no | Currently in Use | Diesel | 1000 | Tank Jacket | 1998-10-06 | Double-Walled Fiberglass | Pressurized
440641 | 1 | [5 empty] | Removed from Ground | Gas (Historical Use) | 12500 | Bare Steel | 1974-05-10 | Cathodically Protected | Suction (American)
440641 | 2 | [5 empty] | Removed from Ground | Diesel | 40000 | Cathodically Protected Steel | 1974-05-10 | Cathodically Protected | Suction (American)
440641 | 3 | [5 empty] | Removed from Ground | Diesel | 40000 | Bare Steel | 1974-05-10 | Cathodically Protected | Suction (American)
440641 | 4 | [5 empty] | Removed from Ground | Gas (Historical Use) | 7500 | Bare Steel | 1974-05-10 | Cathodically Protected | Suction (American)
440641 | 5 | [5 empty] | Removed from Ground | Diesel | 12500 | Bare Steel | 1974-05-10 | Cathodically Protected | Suction (American)
440641 | 6 | [5 empty] | Removed from Ground | Gas (Historical Use) | 25000 | Bare Steel | 1974-05-10 | Cathodically Protected | Suction (American)
440641 | 7 | [5 empty] | Removed from Ground | Gas (Historical Use) | 12500 | Cathodically Protected Steel | 1974-05-10 | Cathodically Protected | Suction (American)
440641 | 8 | [5 empty] | Removed from Ground | Gas (Historical Use) | 7500 | Cathodically Protected Steel | 1974-05-10 | Cathodically Protected | Suction (American)
440641 | D-BM1E |  | 1998-12-10 |  | 1998-12-10 |  | Closed in Ground | Other | 46526 | Cathodically Protected Steel | 1998-12-10 | Aboveground | Suction (American)
440641 | D-BM1W |  | 1998-12-10 |  | 1998-12-10 |  | Closed in Ground | Other | 46526 | Cathodically Protected Steel | 1998-12-10 | Aboveground | Suction (American)
440641 | D-BM4 |  | 1998-12-10 |  | 1998-12-10 |  | Closed in Ground | Other | 46526 | Cathodically Protected Steel | 1998-12-10 | Aboveground | Suction (American)
440641 | D-BM5 |  | 1998-12-10 |  | 1998-12-10 |  | Closed in Ground | Other | 46526 | Cathodically Protected Steel | 1998-12-10 | Aboveground | Suction (American)
440641 | D-BM6 |  | 1998-12-10 |  | 1998-12-10 |  | Closed in Ground | Other | 12657 | Cathodically Protected Steel | 1998-12-10 | Aboveground | Suction (American)
440641 | D-BM7 |  | 1998-12-10 |  | 1998-12-10 |  | Closed in Ground | Other | 12567 | Cathodically Protected Steel | 1998-12-10 | Aboveground | Suction (American)
440674 | 1 |  |  | yes |  | yes | Removed from Ground | Used Oil | 500 | Bare Steel | 1969-05-12 | Unknown
440674 | 2 | [5 empty] | Removed from Ground | Other | 500 | Bare Steel | 1969-05-12 | Unknown
440839 | 1 | [5 empty] | Removed from Ground | Hazardous Substance | 10000 | Bare Steel | 1975-05-11 | Galvanized Steel | Safe Suction (Euro)
440839 | 10 | [5 empty] | Removed from Ground | Hazardous Substance | 30000 | Bare Steel | 1975-05-11 | Galvanized Steel | Safe Suction (Euro)
440839 | 100 | [5 empty] | Removed from Ground | Other | 12000 | Bare Steel | 1957-05-12 | Galvanized Steel | Safe Suction (Euro)
440839 | 101 | [5 empty] | Removed from Ground | Diesel | 12000 | Bare Steel | 1961-05-12 | Galvanized Steel | Safe Suction (Euro)
440839 | 102 | [5 empty] | Removed from Ground | Other | 12000 | Bare Steel | 1957-05-12 | Galvanized Steel | Safe Suction (Euro)
440839 | 103 | [5 empty] | Removed from Ground | Empty | 12000 | Bare Steel | 1961-05-12 | Galvanized Steel | Safe Suction (Euro)
440839 | 104 | [5 empty] | Removed from Ground | Other | 4000 | Bare Steel | 1957-05-12 | Galvanized Steel | Safe Suction (Euro)
440839 | 105 | [5 empty] | Removed from Ground | Hazardous Substance | 4000 | Bare Steel | 1957-05-12 | Galvanized Steel | Safe Suction (Euro)
440839 | 106 | [5 empty] | Removed from Ground | Hazardous Substance | 4000 | Bare Steel | 1957-05-12 | Galvanized Steel | Safe Suction (Euro)
440839 | 107 | [5 empty] | Removed from Ground | Empty | 4000 | Bare Steel | 1957-05-12 | Galvanized Steel | Safe Suction (Euro)
440839 | 108 | [5 empty] | Removed from Ground | Other | 4000 | Bare Steel | 1957-05-12 | Galvanized Steel | Safe Suction (Euro)
440839 | 109 | [5 empty] | Removed from Ground | Empty | 4000 | Bare Steel | 1957-05-12 | Galvanized Steel | Safe Suction (Euro)
440839 | 11 | [5 empty] | Removed from Ground | Other | 30000 | Bare Steel | 1975-05-11 | Galvanized Steel | Safe Suction (Euro)
440839 | 110 | [5 empty] | Removed from Ground | Empty | 3950 | Bare Steel | 1957-05-12 | Galvanized Steel | Safe Suction (Euro)
440839 | 111 | [5 empty] | Removed from Ground | Empty | 8000 | Bare Steel | 1957-05-12 | Galvanized Steel | Safe Suction (Euro)
440839 | 112 | [5 empty] | Removed from Ground | Empty | 2000 | Bare Steel | 1971-05-12 | Galvanized Steel | Safe Suction (Euro)
440839 | 12 | [5 empty] | Removed from Ground | Hazardous Substance | 30000 | Bare Steel | 1975-05-11 | Galvanized Steel | Safe Suction (Euro)
440839 | 13 | [5 empty] | Removed from Ground | Hazardous Substance | 30000 | Bare Steel | 1975-05-11 | Galvanized Steel | Safe Suction (Euro)
440839 | 14 | [5 empty] | Removed from Ground | Other | 6000 | Bare Steel | 1975-05-11 | Galvanized Steel | Safe Suction (Euro)
440839 | 15 | [5 empty] | Removed from Ground | Other | 6000 | Bare Steel | 1975-05-11 | Galvanized Steel | Safe Suction (Euro)
440839 | 16 | [5 empty] | Removed from Ground | Other | 6000 | Bare Steel | 1975-05-11 | Galvanized Steel | Safe Suction (Euro)
440839 | 17 | [5 empty] | Removed from Ground | Hazardous Substance | 6000 | Bare Steel | 1975-05-11 | Galvanized Steel | Safe Suction (Euro)
440839 | 18 | [5 empty] | Removed from Ground | Hazardous Substance | 6000 | Bare Steel | 1975-05-11 | Galvanized Steel | Safe Suction (Euro)
440839 | 19 | [5 empty] | Removed from Ground | Hazardous Substance | 6000 | Bare Steel | 1975-05-11 | Galvanized Steel | Safe Suction (Euro)
440839 | 2 | [5 empty] | Removed from Ground | Other | 10000 | Bare Steel | 1975-05-11 | Galvanized Steel | Safe Suction (Euro)
440839 | 20 | [5 empty] | Removed from Ground | Hazardous Substance | 6000 | Bare Steel | 1975-05-11 | Galvanized Steel | Safe Suction (Euro)
440839 | 21 | [5 empty] | Removed from Ground | Other | 6000 | Bare Steel | 1975-05-11 | Galvanized Steel | Safe Suction (Euro)
440839 | 22 | [5 empty] | Removed from Ground | Other | 12000 | Bare Steel | 1975-05-11 | Galvanized Steel | Safe Suction (Euro)
440839 | 23 | [5 empty] | Removed from Ground | Other | 12000 | Bare Steel | 1975-05-11 | Galvanized Steel | Safe Suction (Euro)
440839 | 24 | [5 empty] | Removed from Ground | Hazardous Substance | 12000 | Bare Steel | 1975-05-11 | Galvanized Steel | Safe Suction (Euro)
440839 | 25 | [5 empty] | Removed from Ground | Other | 12000 | Bare Steel | 1975-05-11 | Galvanized Steel | Safe Suction (Euro)
440839 | 26 | [5 empty] | Removed from Ground | Other | 12000 | Bare Steel | 1975-05-11 | Galvanized Steel | Safe Suction (Euro)
440839 | 27 | [5 empty] | Removed from Ground | Hazardous Substance | 4000 | Bare Steel | 1975-05-11 | Galvanized Steel | Safe Suction (Euro)
440839 | 28 | [5 empty] | Removed from Ground | Hazardous Substance | 4000 | Bare Steel | 1975-05-11 | Galvanized Steel | Safe Suction (Euro)
440839 | 29 | [5 empty] | Removed from Ground | Gas (Historical Use) | 4000 | Bare Steel | 1975-05-11 | Galvanized Steel | Safe Suction (Euro)
440839 | 3 | [5 empty] | Removed from Ground | Hazardous Substance | 10000 | Bare Steel | 1975-05-11 | Galvanized Steel | Safe Suction (Euro)
440839 | 30 | [5 empty] | Removed from Ground | Hazardous Substance | 4000 | Bare Steel | 1975-05-11 | Galvanized Steel
440839 | 31 | [5 empty] | Removed from Ground | Other | 6000 | Bare Steel | 1975-05-11 | Galvanized Steel | Safe Suction (Euro)
440839 | 32 | [5 empty] | Removed from Ground | Other | 6000 | Bare Steel | 1975-05-11 | Galvanized Steel | Safe Suction (Euro)
440839 | 33 | [5 empty] | Removed from Ground | Other | 6000 | Bare Steel | 1975-05-11 | Galvanized Steel | Safe Suction (Euro)
440839 | 34 | [5 empty] | Removed from Ground | Other | 6000 | Bare Steel | 1975-05-11 | Galvanized Steel | Safe Suction (Euro)
440839 | 35 | [5 empty] | Removed from Ground | Hazardous Substance | 6000 | Bare Steel | 1975-05-11 | Galvanized Steel | Safe Suction (Euro)
440839 | 36 | [5 empty] | Removed from Ground | Hazardous Substance | 12000 | Bare Steel | 1975-05-11 | Galvanized Steel
440839 | 37 | [5 empty] | Removed from Ground | Other | 12000 | Bare Steel | 1975-05-11 | Galvanized Steel | Safe Suction (Euro)
440839 | 38 | [5 empty] | Removed from Ground | Hazardous Substance | 12000 | Bare Steel | 1975-05-11 | Galvanized Steel | Safe Suction (Euro)
440839 | 39 | [5 empty] | Removed from Ground | Hazardous Substance | 4000 | Bare Steel | 1975-05-11 | Galvanized Steel | Safe Suction (Euro)
440839 | 4 | [5 empty] | Removed from Ground | Other | 10000 | Bare Steel | 1975-05-11 | Galvanized Steel | Safe Suction (Euro)
440839 | 40 | [5 empty] | Removed from Ground | Gas (Historical Use) | 4000 | Bare Steel | 1975-05-11 | Galvanized Steel | Safe Suction (Euro)
440839 | 41 | [5 empty] | Removed from Ground | Hazardous Substance | 4000 | Bare Steel | 1975-05-11 | Galvanized Steel | Safe Suction (Euro)
440839 | 42 | [5 empty] | Removed from Ground | Other | 4000 | Bare Steel | 1975-05-11 | Galvanized Steel | Safe Suction (Euro)
440839 | 43 | [5 empty] | Removed from Ground | Hazardous Substance | 4000 | Bare Steel | 1975-05-11 | Galvanized Steel | Safe Suction (Euro)
440839 | 44 | [5 empty] | Removed from Ground | Other | 4000 | Bare Steel | 1975-05-11 | Galvanized Steel | Safe Suction (Euro)
440839 | 45 | [5 empty] | Removed from Ground | Other | 4000 | Bare Steel | 1975-05-11 | Galvanized Steel | Safe Suction (Euro)
440839 | 46 | [5 empty] | Removed from Ground | Empty | 4000 | Bare Steel | 1975-05-11 | Galvanized Steel | Safe Suction (Euro)
440839 | 47 | [5 empty] | Removed from Ground | Hazardous Substance | 4000 | Bare Steel | 1975-05-11 | Galvanized Steel | Safe Suction (Euro)
440839 | 48 | [5 empty] | Removed from Ground | Empty | 6000 | Bare Steel | 1966-05-11 | Galvanized Steel | Safe Suction (Euro)
440839 | 49 | [5 empty] | Removed from Ground | Other | 10000 | Bare Steel | 1966-05-11 | Galvanized Steel | Safe Suction (Euro)
440839 | 5 | [5 empty] | Removed from Ground | Other | 10000 | Bare Steel | 1966-04-11 | Galvanized Steel | Safe Suction (Euro)
440839 | 50 | [5 empty] | Removed from Ground | Other | 20000 | Bare Steel | 1966-05-11 | Galvanized Steel | Safe Suction (Euro)
440839 | 51 | [5 empty] | Removed from Ground | Other | 20000 | Bare Steel | 1966-05-11 | Galvanized Steel | Safe Suction (Euro)
440839 | 52 | [5 empty] | Removed from Ground | Empty | 20000 | Bare Steel | 1966-05-11 | Galvanized Steel | Safe Suction (Euro)
440839 | 53 | [5 empty] | Removed from Ground | Empty | 6000 | Bare Steel | 1966-05-11 | Galvanized Steel | Safe Suction (Euro)
440839 | 54 | [5 empty] | Removed from Ground | Other | 6000 | Bare Steel | 1966-05-11 | Galvanized Steel | Safe Suction (Euro)
440839 | 55 | [5 empty] | Removed from Ground | Empty | 6000 | Bare Steel | 1966-05-11 | Galvanized Steel | Safe Suction (Euro)
440839 | 56 | [5 empty] | Removed from Ground | Empty | 20000 | Bare Steel | 1966-05-11 | Galvanized Steel | Safe Suction (Euro)
440839 | 57 | [5 empty] | Removed from Ground | Gas (Historical Use) | 20000 | Bare Steel | 1975-05-11 | Galvanized Steel
440839 | 58 | [5 empty] | Removed from Ground | Other | 30000 | Bare Steel | 1966-05-11 | Galvanized Steel | Safe Suction (Euro)
440839 | 59 | [5 empty] | Removed from Ground | Other | 30000 | Bare Steel | 1966-05-11 | Galvanized Steel | Safe Suction (Euro)
440839 | 6 | [5 empty] | Removed from Ground | Other | 10000 | Bare Steel | 1966-05-11 | Galvanized Steel
440839 | 60 | [5 empty] | Removed from Ground | Other | 30000 | Bare Steel | 1966-05-11 | Galvanized Steel | Safe Suction (Euro)
440839 | 61 | [5 empty] | Removed from Ground | Hazardous Substance | 30000 | Bare Steel | 1966-05-11 | Galvanized Steel | Safe Suction (Euro)
440839 | 62 | [5 empty] | Removed from Ground | Hazardous Substance | 30000 | Bare Steel | 1966-05-11 | Galvanized Steel | Safe Suction (Euro)
440839 | 63 | [5 empty] | Removed from Ground | Other | 30000 | Bare Steel | 1966-05-11 | Galvanized Steel | Safe Suction (Euro)
440839 | 64 | [5 empty] | Removed from Ground | Hazardous Substance | 20000 | Bare Steel | 1966-05-11 | Galvanized Steel | Safe Suction (Euro)
440839 | 65 | [5 empty] | Removed from Ground | Other | 20000 | Bare Steel | 1966-05-11 | Galvanized Steel | Safe Suction (Euro)
440839 | 66 | [5 empty] | Removed from Ground | Empty | 20000 | Bare Steel | 1966-05-11 | Galvanized Steel | Safe Suction (Euro)
440839 | 67 | [5 empty] | Removed from Ground | Empty | 20000 | Bare Steel | 1966-05-11 | Galvanized Steel | Safe Suction (Euro)
440839 | 68 | [5 empty] | Removed from Ground | Other | 20000 | Bare Steel | 1966-05-11 | Galvanized Steel | Safe Suction (Euro)
440839 | 69 | [5 empty] | Removed from Ground | Empty | 20000 | Bare Steel | 1975-05-11 | Galvanized Steel | Safe Suction (Euro)
440839 | 7 | [5 empty] | Removed from Ground | Hazardous Substance | 30000 | Bare Steel | 1975-05-11 | Galvanized Steel | Safe Suction (Euro)
440839 | 70 | [5 empty] | Removed from Ground | Empty | 20000 | Bare Steel | 1966-05-11 | Galvanized Steel | Safe Suction (Euro)
440839 | 71 | [5 empty] | Removed from Ground | Empty | 20000 | Bare Steel | 1966-05-11 | Galvanized Steel | Safe Suction (Euro)
440839 | 72 | [5 empty] | Removed from Ground | Empty | 20000 | Bare Steel | 1966-05-11 | Galvanized Steel | Safe Suction (Euro)
440839 | 73 | [5 empty] | Removed from Ground | Empty | 12000 | Bare Steel | 1975-05-11 | Galvanized Steel | Safe Suction (Euro)
440839 | 74 | [5 empty] | Removed from Ground | Hazardous Substance | 20000 | Bare Steel | 1966-05-11 | Galvanized Steel | Safe Suction (Euro)
440839 | 75 | [5 empty] | Removed from Ground | Empty | 12000 | Bare Steel | 1975-05-11 | Galvanized Steel | Safe Suction (Euro)
440839 | 76 | [5 empty] | Removed from Ground | Empty | 8000 | Bare Steel | 1966-05-12 | Galvanized Steel | Safe Suction (Euro)
440839 | 77 | [5 empty] | Removed from Ground | Empty | 6000 | Bare Steel | 1966-05-12 | Galvanized Steel | Safe Suction (Euro)
440839 | 78 | [5 empty] | Removed from Ground | Empty | 6000 | Bare Steel | 1966-05-12 | Galvanized Steel | Safe Suction (Euro)
440839 | 79 | [5 empty] | Removed from Ground | Empty | 6000 | Bare Steel | 1961-05-12 | Galvanized Steel | Safe Suction (Euro)
440839 | 8 | [5 empty] | Removed from Ground | Hazardous Substance | 30000 | Bare Steel | 1975-05-11 | Galvanized Steel | Safe Suction (Euro)
440839 | 80AST | [5 empty] | Removed from Ground | Empty | 8000 | Bare Steel | 1971-05-12 | Galvanized Steel | Safe Suction (Euro)
440839 | 81 | [5 empty] | Removed from Ground | Empty | 12000 | Bare Steel | 1961-05-12 | Galvanized Steel | Safe Suction (Euro)
440839 | 82 | [5 empty] | Removed from Ground | Empty | 10000 | Bare Steel | 1961-05-12 | Galvanized Steel | Safe Suction (Euro)
440839 | 83 | [5 empty] | Removed from Ground | Empty | 10000 | Bare Steel | 1961-05-12 | Galvanized Steel | Safe Suction (Euro)
440839 | 84 | [5 empty] | Removed from Ground | Empty | 20000 | Bare Steel | 1961-05-12 | Galvanized Steel | Safe Suction (Euro)
440839 | 85 | [5 empty] | Removed from Ground | Empty | 4000 | Bare Steel | 1961-05-12 | Galvanized Steel | Safe Suction (Euro)
440839 | 86 | [5 empty] | Removed from Ground | Gas (Historical Use) | 4000 | Bare Steel | 1961-05-12 | Galvanized Steel | Safe Suction (Euro)
440839 | 87 | [5 empty] | Removed from Ground | Empty | 4000 | Bare Steel | 1961-05-12 | Galvanized Steel | Safe Suction (Euro)
440839 | 89 | [5 empty] | Removed from Ground | Empty | 6000 | Bare Steel | 1961-05-12 | Galvanized Steel | Safe Suction (Euro)
440839 | 9 | [5 empty] | Removed from Ground | Hazardous Substance | 30000 | Bare Steel | 1975-05-11 | Galvanized Steel | Safe Suction (Euro)
440839 | 90 | [5 empty] | Removed from Ground | Empty | 6000 | Bare Steel | 1961-05-12 | Galvanized Steel | Safe Suction (Euro)
440839 | 91 | [5 empty] | Removed from Ground | Empty | 6000 | Bare Steel | 1961-05-12 | Galvanized Steel | Safe Suction (Euro)
440839 | 92 | [5 empty] | Removed from Ground | Empty | 6000 | Bare Steel | 1961-05-12 | Galvanized Steel | Safe Suction (Euro)
440839 | 93 | [5 empty] | Removed from Ground | Empty | 6000 | Bare Steel | 1961-05-12 | Galvanized Steel | Safe Suction (Euro)
440839 | 94 | [5 empty] | Removed from Ground | Empty | 3950 | Bare Steel | 1961-05-12 | Galvanized Steel | Safe Suction (Euro)
440839 | 95 | [5 empty] | Removed from Ground | Empty | 3950 | Bare Steel | 1961-05-12 | Galvanized Steel | Safe Suction (Euro)
440839 | 96 | [5 empty] | Removed from Ground | Empty | 20000 | Bare Steel | 1961-05-12 | Galvanized Steel | Safe Suction (Euro)
440839 | 97 | [5 empty] | Removed from Ground | Empty | 20000 | Bare Steel | 1961-05-12 | Galvanized Steel | Safe Suction (Euro)
440839 | 98 | [5 empty] | Removed from Ground | Other | 12000 | Bare Steel | 1961-05-12 | Galvanized Steel | Safe Suction (Euro)
440839 | 99 | [5 empty] | Removed from Ground | Hazardous Substance | 12000 | Bare Steel | 1957-05-12 | Galvanized Steel | Safe Suction (Euro)
4410002 | 1 | [5 empty] | Removed from Ground | Gas (Historical Use) | 500 | Bare Steel | 1978-01-01 | Unknown
4410002 | 2 | [5 empty] | Removed from Ground | Gas (Historical Use) | 1000 | Bare Steel | 1983-01-01 | Galvanized Steel
4410002 | 3 |  | 2002-04-01 | no | 2002-04-01 | no | Currently in Use | Gas (Historical Use) | 2500 | Fiberglass Double Walled | 2002-04-01 | Fiberglass Reinforced Plastic | Safe Suction (Euro)
4410002 | 4 |  | 2002-04-01 | no | 2002-04-01 | no | Currently in Use | Diesel | 2500 | Fiberglass Double Walled | 2002-04-01 | Fiberglass Reinforced Plastic | Safe Suction (Euro)
4410003 | 1 | [5 empty] | Removed from Ground | LP GAS | 250 | Bare Steel | 1965-01-17 | Unknown
4410003 | 2 | [5 empty] | Removed from Ground | LP GAS | 250 | Bare Steel | 1965-01-17 | Unknown
4410003 | 3 | [5 empty] | Removed from Ground | LP GAS | 250 | Bare Steel | 1965-01-17 | Unknown
4410003 | 4 | [5 empty] | Removed from Ground | LP GAS | 250 | Bare Steel | 1965-01-17 | Unknown
4410003 | 5 | [5 empty] | Removed from Ground | LP GAS | 250 | Bare Steel | 1965-01-17 | Unknown
4410003 | 6 | [5 empty] | Removed from Ground | LP GAS | 250 | Bare Steel | 1965-01-17 | Unknown
4410003 | 7 |  | 2003-06-01 | no | 2003-06-01 | no | Temporarily out of use | Gas (Historical Use) | 2500 | Fiberglass Double Walled | 2003-06-01 | Fiberglass Reinforced Plastic | Safe Suction (Euro)
4410003 | 8 |  | 2003-06-01 | no | 2003-06-01 | no | Temporarily out of use | Diesel | 2500 | Fiberglass Double Walled | 2003-06-01 | Fiberglass Reinforced Plastic | Safe Suction (Euro)
4410004 | 1 | [5 empty] | Removed from Ground | Gas (Historical Use) | 10000 | Bare Steel | 1983-01-08 | Galvanized Steel
4410004 | 2 | [5 empty] | Removed from Ground | Empty | 1000 | Bare Steel | 1966-01-07 | Galvanized Steel
4410004 | 2D | [5 empty] | Removed from Ground | Diesel | 10000 | Bare Steel | 1987-07-01 | Galvanized Steel | Safe Suction (Euro)
4410004 | 3 | [5 empty] | Removed from Ground | Empty | 5000 | Bare Steel | 1966-01-07 | Galvanized Steel
4410004 | 4 | [5 empty] | Removed from Ground | Empty | 2500 | Bare Steel | 1966-01-07 | Galvanized Steel
4410004 | 5 | [5 empty] | Permanently Out of Use - historical purposes | Empty | 2000 | Bare Steel | 1954-01-07 | Galvanized Steel
4410004 | 6 | [5 empty] | Permanently Out of Use - historical purposes | Gas (Historical Use) | 1000 | Bare Steel | 1954-01-07 | Galvanized Steel
4410004 | 7 | [5 empty] | Permanently Out of Use - historical purposes | Gas (Historical Use) | 1000 | Bare Steel | 1954-01-07 | Galvanized Steel
4410005 | 1 | [5 empty] | Removed from Ground | Diesel | 10000 | Bare Steel | 1977-01-20 | Galvanized Steel
4410005 | 2 | [5 empty] | Removed from Ground | Gas (Historical Use) | 10000 | Bare Steel | 1975-01-21 | Galvanized Steel
4410005 | 3 | [5 empty] | Removed from Ground | Gas (Historical Use) | 10000 | Bare Steel | 1977-01-20 | Galvanized Steel
4410006 | 1 | [5 empty] | Removed from Ground | Gas (Historical Use) | 1000 | Bare Steel | 1975-01-11 | Galvanized Steel
4410006 | 2 | [5 empty] | Removed from Ground | Gas (Historical Use) | 1000 | Bare Steel | 1975-01-11 | Galvanized Steel
4410006 | 3 | [5 empty] | Removed from Ground | Gas (Historical Use) | 1000 | Bare Steel | 1975-01-11 | Galvanized Steel
4410007 | 1 | [5 empty] | Removed from Ground | Gas (Historical Use) | 10000 | Cathodically Protected Steel | 1969-03-19 | Galvanized Steel
4410007 | 2 | [5 empty] | Removed from Ground | Gas (Historical Use) | 10000 | Cathodically Protected Steel | 1969-03-19 | Galvanized Steel
4410007 | 3 | [5 empty] | Removed from Ground | Gas (Historical Use) | 5000 | Cathodically Protected Steel | 1969-03-19 | Galvanized Steel
4410007 | 4 |  |  | yes |  | yes | Removed from Ground | Used Oil | 550 | Cathodically Protected Steel | 1969-03-19 | Galvanized Steel
4410007 | 5 |  | 1991-09-25 |  | 1992-03-01 |  | Currently in Use | Gas (Historical Use) | 10000 | Epoxy | 1992-03-01 | Fiberglass Reinforced Plastic | Pressurized
4410007 | 6 |  | 1992-03-01 |  | 1992-03-01 |  | Currently in Use | Gas (Historical Use) | 10000 | Epoxy | 1992-03-01 | Fiberglass Reinforced Plastic | Pressurized
4410007 | 7 |  | 1992-03-01 |  | 1992-03-01 |  | Currently in Use | Diesel | 5000 | Epoxy | 1992-03-01 | Fiberglass Reinforced Plastic | Pressurized
4410007 | 8 |  | 1998-04-01 | no | 1998-04-01 | no | Currently in Use | Gas (Historical Use) | 15000 | Epoxy | 1998-04-01 | Fiberglass Reinforced Plastic | Safe Suction (Euro)
4410008 | 1 | [5 empty] | Removed from Ground | Diesel | 560 | Bare Steel | 1961-12-10 | Galvanized Steel
4410010 | 1 | [5 empty] | Removed from Ground | Other | 1200 | Bare Steel | 1953-03-24 | Unknown
4410012 | 1 | [5 empty] | Removed from Ground | Gas (Historical Use) | 10000 | Bare Steel | 1967-04-23 | Galvanized Steel
4410012 | 2 | [5 empty] | Removed from Ground | Gas (Historical Use) | 10000 | Bare Steel | 1967-04-23 | Galvanized Steel
4410012 | 3 | [5 empty] | Removed from Ground | Gas (Historical Use) | 10000 | Bare Steel | 1967-04-23 | Galvanized Steel
4410018 | 1 | [5 empty] | Removed from Ground | Kerosene | 2000 | Bare Steel | 1984-05-05 | Galvanized Steel
4410019 | 1 | [5 empty] | Removed from Ground | Gas (Historical Use) | 1000 | Bare Steel | 1961-04-30 | Galvanized Steel | Safe Suction (Euro)
4410019 | 2 | [5 empty] | Removed from Ground | Gas (Historical Use) | 2000 | Bare Steel | 1966-04-30 | Galvanized Steel | Safe Suction (Euro)
4410019 | 3 | [5 empty] | Removed from Ground | Gas (Historical Use) | 4000 | Bare Steel | 1961-04-30 | Galvanized Steel | Safe Suction (Euro)
4410019 | 4 | [5 empty] | Removed from Ground | Kerosene | 1000 | Bare Steel | 1961-04-30 | Galvanized Steel | Safe Suction (Euro)
4410019 | 5 | [5 empty] | Removed from Ground | Gas (Historical Use) | 4000 | Cathodically Protected Steel | 1994-01-31 | Galvanized Steel | Safe Suction (Euro)
4410020 | 1 |  | 1988-01-01 |  | 1988-01-01 |  | Removed from Ground | Gas (Historical Use) | 12000 | Bare Steel | 1978-05-04 | Galvanized Steel | Pressurized
4410020 | 2 |  | 1988-01-01 |  | 1988-01-01 |  | Removed from Ground | Gas (Historical Use) | 12000 | Bare Steel | 1978-05-04 | Galvanized Steel | Pressurized
4410020 | 3 |  | 1988-01-01 |  | 1988-01-01 |  | Removed from Ground | Gas (Historical Use) | 12000 | Bare Steel | 1978-05-04 | Galvanized Steel | Pressurized
4410020 | 4 | [5 empty] | Removed from Ground | Diesel | 12000 | Bare Steel | 1978-05-04 | Galvanized Steel | Pressurized
4410020 | 5 | Overfill Alarm | 1997-02-01 |  | 1997-02-01 |  | Temporarily out of use | Gas (Historical Use) | 12000 | Fiberglass Double Walled | 1997-05-01 | Fiberglass Reinforced Plastic | Pressurized
4410020 | 6 | Overfill Alarm | 1997-02-01 |  | 1997-02-01 |  | Temporarily out of use | Gas (Historical Use) | 12000 | Fiberglass Double Walled | 1997-05-01 | Fiberglass Reinforced Plastic | Pressurized
4410020 | 7 | Overfill Alarm | 1997-02-01 |  | 1997-02-01 |  | Temporarily out of use | Gas (Historical Use) | 12000 | Fiberglass Double Walled | 1997-05-01 | Fiberglass Reinforced Plastic | Pressurized
4410021 | 1 | [5 empty] | Removed from Ground | Gas (Historical Use) | 1000 | Bare Steel | 1966-04-29 | Galvanized Steel | Safe Suction (Euro)
4410021 | 2 | [5 empty] | Removed from Ground | Gas (Historical Use) | 1000 | Bare Steel | 1966-04-29 | Galvanized Steel | Safe Suction (Euro)
4410024 | 1 | [5 empty] | Removed from Ground | Gas (Historical Use) | 2000 | Bare Steel | 1976-05-03 | Galvanized Steel
4410024 | 2 | [5 empty] | Removed from Ground | Gas (Historical Use) | 2000 | Bare Steel | 1976-05-03 | Galvanized Steel
4410027 | 1 | [5 empty] | Removed from Ground | Diesel | 3000 | Bare Steel | 1971-05-09 | Galvanized Steel
4410027 | 2 | [5 empty] | Removed from Ground | Gas (Historical Use) | 3000 | Bare Steel | 1971-05-09 | Galvanized Steel
4410027 | 3 | [5 empty] | Removed from Ground | Gas (Historical Use) | 3000 | Bare Steel | 1971-05-09 | Galvanized Steel
4410027 | 4 | [5 empty] | Removed from Ground | Diesel | 550 | Bare Steel | 1976-01-01 | Galvanized Steel
4410028 | 1 |  | 1999-01-25 |  | 1999-01-25 |  | Currently in Use | Diesel | 1000 | Steel-Impressed Current | 1999-01-25 | Cathodically Protected | Suction (American)
4410028 | 2 |  | 1999-01-25 |  | 1999-01-25 |  | Currently in Use | Kerosene | 1000 | Steel-Impressed Current | 1999-01-25 | Cathodically Protected | Suction (American)
4410028 | 3 |  | 1999-01-25 | no | 1999-01-25 | no | Currently in Use | Gas (Historical Use) | 2000 | Steel-Impressed Current | 1999-01-25 | Cathodically Protected | Suction (American)
4410028 | 4 |  | 1999-01-25 | no | 1999-01-25 | no | Currently in Use | Gas (Historical Use) | 3000 | Steel-Impressed Current | 1999-01-25 | Cathodically Protected | Suction (American)
4410028 | 5 |  | 1999-01-25 | no | 1999-01-25 | no | Currently in Use | Gas (Historical Use) | 3000 | Steel-Impressed Current | 1999-01-25 | Cathodically Protected | Suction (American)
442000 | 1 | Overfill Alarm | 1987-06-01 |  | 1987-11-04 |  | Currently in Use | Diesel | 10000 | Fiberglass | 1987-11-04 | Fiberglass Reinforced Plastic | Pressurized
442000 | 2 | Overfill Alarm | 1987-06-01 |  | 1987-11-04 |  | Currently in Use | Diesel | 10000 | Fiberglass | 1987-11-04 | Fiberglass Reinforced Plastic | Pressurized
442000 | 3 | Overfill Alarm | 1987-06-01 |  | 1987-11-04 |  | Currently in Use | Gas (Historical Use) | 4000 | Fiberglass | 1987-11-04 | Fiberglass Reinforced Plastic | Pressurized
442000 | 4 | Overfill Alarm | 1987-11-04 | yes | 2011-10-12 | yes | Currently in Use | Used Oil | 1000 | Fiberglass | 1987-11-04 | Fiberglass Reinforced Plastic | Gravity Fed
4420001 | 1 | [5 empty] | Removed from Ground | Gas (Historical Use) | 5000 | Bare Steel | 1975-03-01 | Galvanized Steel
4420001 | 2 | [5 empty] | Removed from Ground | Gas (Historical Use) | 4000 | Bare Steel | 1963-03-01 | Galvanized Steel
4420001 | 3 | [5 empty] | Removed from Ground | Gas (Historical Use) | 6000 | Bare Steel | 1963-03-01 | Galvanized Steel
4420001 | 4 | [5 empty] | Removed from Ground | Diesel | 3000 | Bare Steel | 1963-03-01 | Galvanized Steel
4420001 | H2-1 | [5 empty] | Removed from Ground | Diesel | 10000 | Bare Steel | 1972-02-29 | Galvanized Steel | Safe Suction (Euro)
4420001 | H2-2 | [5 empty] | Removed from Ground | Diesel | 5000 | Bare Steel | 1972-02-29 | Galvanized Steel | Safe Suction (Euro)
4420001 | K-3 | [5 empty] | Removed from Ground | Kerosene | 5000 | Bare Steel | 1972-02-29 | Galvanized Steel | Safe Suction (Euro)
4420003 | 201 | [5 empty] | Removed from Ground | Gas (Historical Use) | 10000 | Bare Steel | 1975-05-01 | Galvanized Steel | Suction (American)
4420003 | 202 | [5 empty] | Removed from Ground | Gas (Historical Use) | 10000 | Bare Steel | 1975-05-01 | Galvanized Steel | Safe Suction (Euro)
4420003 | 203 | [5 empty] | Removed from Ground | Gas (Historical Use) | 6000 | Cathodically Protected Steel | 1985-05-01 | Galvanized Steel | Safe Suction (Euro)
4420003 | 204 | Ball Float | 1993-09-01 |  | 1993-09-01 |  | Currently in Use | Gas (Historical Use) | 10000 | Fiberglass | 1993-09-01 | Fiberglass Reinforced Plastic | Pressurized
4420003 | 205 | Ball Float | 1993-09-01 |  | 1993-09-01 |  | Currently in Use | Gas (Historical Use) | 8000 | Fiberglass | 1993-09-01 | Fiberglass Reinforced Plastic | Pressurized
4420003 | 206 | Ball Float | 1993-09-01 |  | 1993-09-01 |  | Currently in Use | Diesel | 8000 | Fiberglass | 1993-09-01 | Fiberglass Reinforced Plastic | Pressurized
4420004 | 2001 | [5 empty] | Permanently Out Of Use | Gas (Historical Use) | 10000 | Bare Steel | 1985-10-01 | Galvanized Steel | Safe Suction (Euro)
4420004 | 2002 | [5 empty] | Permanently Out Of Use | Gas (Historical Use) | 8000 | Bare Steel | 1985-10-01 | Galvanized Steel | Safe Suction (Euro)
4420004 | 2003 | [5 empty] | Permanently Out Of Use | Gas (Historical Use) | 6000 | Bare Steel | 1985-10-01 | Galvanized Steel | Safe Suction (Euro)
4420005 | 1 | Flapper Valve | 1997-07-21 |  | 1997-07-21 |  | Removed from Ground | Diesel | 10000 | Steel-Impressed Current | 1971-02-25 | Cathodically Protected | Suction (American)
4420005 | 2 | [5 empty] | Removed from Ground | Gas (Historical Use) | 5000 | Bare Steel | 1961-02-24 | Galvanized Steel
4420005 | 2G | Flapper Valve | 1997-07-11 |  | 1997-07-11 |  | Removed from Ground | Gas (Historical Use) | 2000 | Composite | 1997-07-11 | Fiberglass Reinforced Plastic | Suction (American)
4420007 | 1 | [5 empty] | Removed from Ground | Gas (Historical Use) | 500 | Bare Steel | 1976-03-11 | Galvanized Steel
4420007 | 2 | [5 empty] | Removed from Ground | Gas (Historical Use) | 500 | Bare Steel | 1976-03-11 | Galvanized Steel
4420007 | 3 | [5 empty] | Removed from Ground | Gas (Historical Use) | 6000 | Bare Steel | 1976-03-11 | Galvanized Steel
4420007 | 4 |  | 1990-04-01 |  | 1990-04-01 |  | Currently in Use | Gas (Historical Use) | 10000 | Galvanic (STIP-3) | 1990-04-01 | Fiberglass Reinforced Plastic | Pressurized
4420008 | 1 | [5 empty] | Removed from Ground | Gas (Historical Use) | 2000 | Bare Steel | 1998-11-04 | Galvanized Steel | Suction (American)
4420008 | 2 | [5 empty] | Removed from Ground | Diesel | 2000 | Bare Steel | 1998-11-04 | Galvanized Steel | Suction (American)
4420008 | 3 | [5 empty] | Removed from Ground | Gas (Historical Use) | 2000 | Bare Steel | 1998-11-04 | Galvanized Steel | Suction (American)
4420009 | 1 | [5 empty] | Closed in Ground | Gas (Historical Use) | 1000 | Bare Steel | 1966-05-06 | Galvanized Steel | Safe Suction (Euro)
4420009 | 2 | [5 empty] | Closed in Ground | Gas (Historical Use) | 1000 | Bare Steel | 1966-05-06 | Galvanized Steel
4420009 | 3 | [5 empty] | Closed in Ground | Gas (Historical Use) | 500 | Bare Steel | 1966-05-06 | Galvanized Steel
442001 | 1 | [5 empty] | Removed from Ground | Gas (Historical Use) | 500 | Bare Steel | 1968-11-08 | Unknown
4420012 | 10104-1 | [5 empty] | Removed from Ground | Gas (Historical Use) | 1000 | Bare Steel | 1967-02-05 | Not Marked
4420012 | 104D1 | [5 empty] | Removed from Ground | Diesel | 2000 | Bare Steel | 1986-01-01 | Galvanized Steel | Suction (American)
4420012 | 104G1 | [5 empty] | Removed from Ground | Gas (Historical Use) | 2000 | Bare Steel | 1986-01-01 | Galvanized Steel | Suction (American)
4420014 | 1 | [5 empty] | Removed from Ground | Gas (Historical Use) | 6000 | Bare Steel | 1966-04-01 | Galvanized Steel
4420014 | 2 | [5 empty] | Removed from Ground | Gas (Historical Use) | 6000 | Bare Steel | 1966-04-01 | Galvanized Steel
4420014 | 3 | [5 empty] | Removed from Ground | Gas (Historical Use) | 1100 | Bare Steel | 1966-04-01 | Galvanized Steel
4420014 | 4 | [5 empty] | Removed from Ground | Diesel | 1100 | Bare Steel | 1966-04-01 | Galvanized Steel
4420014 | 5 | [5 empty] | Removed from Ground | Gas (Historical Use) | 552 | Marked Unknown | 1999-04-01 | Unknown
4420015 | 1 | [5 empty] | Removed from Ground | Gas (Historical Use) | 4000 | Bare Steel | 1984-04-01 | Galvanized Steel
4420015 | 2 | [5 empty] | Closed in Ground | Gas (Historical Use) | 1000 | Bare Steel | 1969-01-01 | Galvanized Steel
4420015 | 3 | [5 empty] | Closed in Ground | Gas (Historical Use) | 1000 | Bare Steel | 1969-01-01 | Galvanized Steel
4420015 | 4 | [5 empty] | Closed in Ground | Gas (Historical Use) | 1000 | Bare Steel | 1969-01-01 | Galvanized Steel
4420017 | 1 | [5 empty] | Removed from Ground | Gas (Historical Use) | 3000 | Bare Steel | 1971-04-26 | Galvanized Steel
4420017 | 2 | [5 empty] | Removed from Ground | Gas (Historical Use) | 3000 | Bare Steel | 1971-04-26 | Galvanized Steel
4420017 | 3 | [5 empty] | Removed from Ground | Gas (Historical Use) | 2000 | Bare Steel | 1979-04-26 | Galvanized Steel
4420017 | 4 | [5 empty] | Removed from Ground | Diesel | 1000 | Bare Steel | 1981-04-25 | Galvanized Steel
4420017 | 5 | [5 empty] | Removed from Ground | Kerosene | 500 | Bare Steel | 1971-04-26 | Galvanized Steel
4420018 | 1 | [5 empty] | Removed from Ground | Gas (Historical Use) | 8000 | Bare Steel | 1984-04-28 | Galvanized Steel | Pressurized
4420018 | 2 | [5 empty] | Removed from Ground | Gas (Historical Use) | 8000 | Bare Steel | 1984-04-28 | Galvanized Steel | Pressurized
4420018 | 3 | [5 empty] | Removed from Ground | Gas (Historical Use) | 6000 | Bare Steel | 1984-04-28 | Galvanized Steel | Pressurized
4420018 | 4 | [5 empty] | Removed from Ground | Other | 550 | Marked Unknown | 1999-04-01 | Not Marked
4420018 | 5 | [5 empty] | Removed from Ground | Other | 550 | Marked Unknown | 1999-04-01 | Not Marked
4420018 | 6 | [5 empty] | Removed from Ground | Other | 550 | Marked Unknown | 1999-04-01 | Not Marked
4420018 | 7 | Ball Float | 1999-05-05 |  | 1999-05-05 |  | Currently in Use | Gas (Historical Use) | 12000 | Fiberglass | 1999-05-05 | Double-Walled Flex | Pressurized
4420018 | 8 | Ball Float | 1999-05-05 |  | 1999-05-05 |  | Currently in Use | Gas (Historical Use) | 10000 | Fiberglass | 1999-05-05 | Double-Walled Flex | Pressurized
4420018 | 9 | Ball Float | 1999-05-05 |  | 1999-05-05 |  | Currently in Use | Diesel | 10000 | Fiberglass | 1999-05-05 | Double-Walled Flex | Pressurized
442002 | 1 | [5 empty] | Removed from Ground | Gas (Historical Use) | 10000 | Composite | 1987-11-04 | Fiberglass Reinforced Plastic
442002 | 2 | [5 empty] | Removed from Ground | Gas (Historical Use) | 10000 | Composite | 1987-11-04 | Fiberglass Reinforced Plastic
442002 | 3 | [5 empty] | Removed from Ground | Gas (Historical Use) | 10000 | Composite | 1987-11-04 | Fiberglass Reinforced Plastic
4420020 | 1 | [5 empty] | Removed from Ground | Gas (Historical Use) | 3000 | Bare Steel | 1984-05-02 | Galvanized Steel | Suction (American)
4420020 | 2 | [5 empty] | Removed from Ground | Gas (Historical Use) | 2000 | Cathodically Protected Steel | 1985-05-02 | Galvanized Steel | Suction (American)
4420020 | 3 | [5 empty] | Removed from Ground | Gas (Historical Use) | 2000 | Cathodically Protected Steel | 1985-05-02 | Galvanized Steel | Suction (American)
4420020 | 4 | [5 empty] | Removed from Ground | Diesel | 1000 | Bare Steel | 1966-05-02 | Galvanized Steel | Suction (American)
4420020 | 5 | [5 empty] | Removed from Ground | Diesel | 1000 | Bare Steel | 1966-05-02 | Galvanized Steel | Suction (American)
4420021 | 1 | [5 empty] | Currently in Use | Gas (Historical Use) | 2000 | Bare Steel | 1982-04-01 | Galvanized Steel
4420021 | 2 | [5 empty] | Currently in Use | Gas (Historical Use) | 560 | Bare Steel | 1982-04-01 | Galvanized Steel
4420021 | 3 | [5 empty] | Currently in Use | Diesel | 560 | Bare Steel | 1982-04-01 | Galvanized Steel
4420023 | 1 | Flapper Valve | 1998-10-20 | no | 1998-10-20 | no | Currently in Use | Gas (Historical Use) | 10000 | Steel-Impressed Current | 1983-05-08 | Steel (Impressed Current) | Suction (American)
4420023 | 2 | Flapper Valve | 1998-10-20 | no | 1998-10-20 | no | Currently in Use | Gas (Historical Use) | 6000 | Steel-Impressed Current | 1983-05-08 | Steel (Impressed Current) | Suction (American)
4420023 | 3 | Flapper Valve | 1998-10-20 | no | 1998-10-20 | no | Currently in Use | Gas (Historical Use) | 6000 | Steel-Impressed Current | 1983-05-08 | Steel (Impressed Current) | Suction (American)
4420023 | 4 | Flapper Valve | 1998-10-20 | no | 1998-10-20 | no | Currently in Use | Diesel | 1000 | Steel-Impressed Current | 1983-05-08 | Steel (Impressed Current) | Suction (American)
4420023 | 5 | Flapper Valve | 1989-05-01 | no | 1989-05-01 | no | Currently in Use | Gas (Historical Use) | 1000 | Steel-Impressed Current | 1989-05-01 | Steel (Impressed Current) | Suction (American)
442003 | 1 | Ball Float | 1994-06-08 | no | 1994-06-08 | no | Currently in Use | Regular | 10000 | Fiberglass | 1987-11-04 | Fiberglass Reinforced Plastic | Pressurized
442003 | 2 | Ball Float | 1994-06-08 | no | 1994-06-08 | no | Currently in Use | Premium | 10000 | Fiberglass | 1987-11-04 | Fiberglass Reinforced Plastic | Pressurized
442003 | 3 | Ball Float | 1994-06-08 | no | 1994-06-08 | no | Currently in Use | Diesel | 10000 | Fiberglass | 1987-11-04 | Fiberglass Reinforced Plastic | Pressurized
442004 | 1 |  | 1987-10-01 |  | 1987-10-01 |  | Currently in Use | Gas (Historical Use) | 10000 | Fiberglass | 1987-11-04 | Fiberglass Reinforced Plastic | Pressurized
442004 | 2 |  | 1987-10-01 |  | 1987-10-01 |  | Currently in Use | Gas (Historical Use) | 10000 | Fiberglass | 1987-11-04 | Fiberglass Reinforced Plastic | Pressurized
442004 | 3 |  | 1987-10-01 |  | 1987-10-01 |  | Currently in Use | Gas (Historical Use) | 10000 | Fiberglass | 1987-11-04 | Fiberglass Reinforced Plastic | Pressurized
442004 | 4 | [5 empty] | Removed from Ground | Gas (Historical Use) | 4000 | Marked Unknown |  | Unknown
442004 | 5 | [5 empty] | Removed from Ground | Gas (Historical Use) | 4000 | Marked Unknown |  | Unknown
442004 | 6 | [5 empty] | Removed from Ground | Gas (Historical Use) | 4000 | Marked Unknown |  | Unknown
442004 | 7 | [5 empty] | Removed from Ground | Gas (Historical Use) | 4000 | Marked Unknown |  | Unknown
442004 | 8 |  |  | yes |  | yes | Removed from Ground | Used Oil | 550 | Marked Unknown |  | Unknown
442005 | 1 |  |  | yes |  | yes | Removed from Ground | Used Oil | 550 | Fiberglass | 1987-09-17 | Fiberglass Reinforced Plastic | Gravity Fed
442005 | 2 |  |  | yes |  | yes | Removed from Ground | Used Oil | 550 | Fiberglass | 1987-09-17 | Fiberglass Reinforced Plastic | Gravity Fed
442006 | 1 | [5 empty] | Removed from Ground | Diesel | 10000 | Bare Steel | 1978-11-06 | Bare Steel
442007 | 1 |  |  | yes |  | yes | Removed from Ground | Used Oil | 550 | Fiberglass | 1987-11-04 | Not Marked
442007 | 2 |  |  | yes |  | yes | Removed from Ground | Used Oil | 550 | Fiberglass | 1987-11-04 | Fiberglass Reinforced Plastic | Gravity Fed
442008 | 1 | Ball Float | 1987-11-04 |  | 1987-11-04 |  | Currently in Use | Gas (Historical Use) | 10000 | Composite | 1987-11-04 | Fiberglass Reinforced Plastic | Pressurized
442008 | 2 | Ball Float | 1987-11-04 |  | 1987-11-04 |  | Currently in Use | Gas (Historical Use) | 8000 | Composite | 1987-11-04 | Fiberglass Reinforced Plastic | Pressurized
442008 | 3 | Ball Float | 1987-11-04 |  | 1987-11-04 |  | Currently in Use | Gas (Historical Use) | 8000 | Composite | 1987-11-04 | Fiberglass Reinforced Plastic | Pressurized
442009 | 1 | [5 empty] | Removed from Ground | Other | 550 | Bare Steel | 1969-11-08 | Galvanized Steel
442009 | 2 | [5 empty] | Removed from Ground | Other | 550 | Bare Steel | 1969-11-08 | Galvanized Steel
442009 | 3 | [5 empty] | Removed from Ground | Other | 1000 | Bare Steel | 1969-11-08 | Galvanized Steel
442009 | 4 | [5 empty] | Removed from Ground | Other | 1000 | Bare Steel | 1969-11-08 | Galvanized Steel
442009 | 5 | [5 empty] | Removed from Ground | Gas (Historical Use) | 3000 | Bare Steel | 1969-11-08 | Galvanized Steel
4430002 | 1 | [5 empty] | Removed from Ground | Diesel | 1500 | Bare Steel | 1961-02-26 | Galvanized Steel
4430004 | 1 | [5 empty] | Permanently Out of Use - historical purposes | Diesel | 3000 | Bare Steel | 1966-02-26 | Galvanized Steel
4430005 | 1 | [5 empty] | Removed from Ground | Diesel | 3000 | Bare Steel | 1961-02-26 | Galvanized Steel
4430006 | 1 | [5 empty] | Removed from Ground | Diesel | 3000 | Bare Steel | 1964-02-27 | Galvanized Steel
4430007 | 1 | [5 empty] | Removed from Ground | Diesel | 3000 | Bare Steel | 1961-02-26 | Galvanized Steel
4430009 | 1 | [5 empty] | Removed from Ground | Diesel | 3000 | Bare Steel | 1961-02-26 | Galvanized Steel
4430010 | 1 | [5 empty] | Removed from Ground | Empty | 10000 | Bare Steel | 1969-01-14 | Galvanized Steel | Suction (American)
4430010 | 2 | [5 empty] | Removed from Ground | Empty | 6000 | Bare Steel | 1976-01-15 | Galvanized Steel | Suction (American)
4430010 | 3 | Ball Float | 2009-10-23 | no | 2009-10-23 | no | Currently in Use | E-10 | 10000 | Composite Double Walled | 2009-10-23 | Double-Walled Fiberglass | Pressurized
4430010 | 4 | Ball Float | 2009-10-23 | no | 2009-10-23 | no | Currently in Use | Diesel | 20000 | Composite Double Walled | 2009-10-23 | Double-Walled Fiberglass | Pressurized
4430010 | 5 | Ball Float | 2009-10-23 | no | 2009-10-23 | no | Currently in Use | Diesel | 20000 | Composite Double Walled | 2009-10-23 | Double-Walled Fiberglass | Pressurized
4430011 | 1 | [5 empty] | Removed from Ground | Gas (Historical Use) | 4000 | Bare Steel | 1981-01-14 | Galvanized Steel
4430012 | 1 | [5 empty] | Removed from Ground | Gas (Historical Use) | 10000 | Bare Steel | 1969-01-14 | Galvanized Steel
4430013 | 1 |  | 1992-08-03 |  | 1992-08-03 |  | Removed from Ground | Diesel | 18000 | Cathodically Protected Steel | 1976-02-25 | Galvanized Steel | Safe Suction (Euro)
4430013 | 2A | Flapper Valve | 1992-08-03 | no | 1992-08-03 | no | Currently in Use | Diesel | 8000 | Galvanic (STIP-3) | 1992-08-03 | Fiberglass Reinforced Plastic | Safe Suction (Euro)
4430013 | 2B | Flapper Valve | 1992-08-30 | no | 1992-08-30 | no | Currently in Use | E-10 | 2000 | Galvanic (STIP-3) | 1992-08-03 | Fiberglass Reinforced Plastic | Safe Suction (Euro)
4430014 | 076A | [5 empty] | Removed from Ground | Diesel | 560 | Bare Steel | 1951-02-07 | Unknown
4430014 | 076B | [5 empty] | Removed from Ground | Gas (Historical Use) | 1000 | Bare Steel | 1951-02-07 | Unknown
4430014 | 076C | [5 empty] | Removed from Ground | Gas (Historical Use) | 1000 | Bare Steel | 1951-02-07 | Unknown
4430014 | 076E |  | 1997-03-01 |  | 1997-03-01 |  | Removed from Ground | Gas (Historical Use) | 1000 | Fiberglass Double Walled | 1997-03-03 | Fiberglass Reinforced Plastic | Safe Suction (Euro)
4430014 | 17E | [5 empty] | Removed from Ground | Diesel | 2000 | Bare Steel | 1951-02-07 | Bare Steel
4430014 | 70 | [5 empty] | Removed from Ground | Diesel | 5000 | Bare Steel | 1951-02-07 | Bare Steel
4430015 | 1 |  |  | yes |  | yes | Removed from Ground | Used Oil | 12000 | Bare Steel | 1978-01-23 | Bare Steel | Gravity Fed
4430015 | 2 | [5 empty] | Removed from Ground | Diesel | 6000 | Bare Steel | 1966-01-23 | Bare Steel | Safe Suction (Euro)
4430015 | 3 | [5 empty] | Removed from Ground | Diesel | 3000 | Bare Steel | 1968-01-24 | Bare Steel | Safe Suction (Euro)
4430015 | 4 | [5 empty] | Removed from Ground | Diesel | 3000 | Bare Steel | 1968-01-24 | Bare Steel | Safe Suction (Euro)
4430016 | 1 | [5 empty] | Removed from Ground | Gas (Historical Use) | 6000 | Not Marked/Unknown | 1971-02-20 | Galvanized Steel
4430016 | 2 | [5 empty] | Removed from Ground | Gas (Historical Use) | 6000 | Not Marked/Unknown | 1971-02-20 | Galvanized Steel
4430016 | 3 | [5 empty] | Removed from Ground | Gas (Historical Use) | 3000 | Not Marked/Unknown | 1971-02-20 | Galvanized Steel
4430018 | 1 | [5 empty] | Closed in Ground | Diesel | 560 | Bare Steel | 1960-01-01 | Copper | Safe Suction (Euro)
4430018 | 2 | [5 empty] | Closed in Ground | Diesel | 10000 | Bare Steel | 1960-01-01 | Copper | Safe Suction (Euro)
4430018 | 3 | [5 empty] | Removed from Ground | Diesel | 1000 | Bare Steel | 1960-01-01 | Copper | Safe Suction (Euro)
4430018 | 4 | Flapper Valve | 1997-06-27 |  | 1997-06-27 |  | Currently in Use | Diesel | 2000 | Composite | 1997-06-27 | Double-Walled Flex | Safe Suction (Euro)
4430018 | 5 | Flapper Valve | 1998-04-07 |  | 1998-04-07 |  | Currently in Use | Diesel | 10000 | Composite | 1998-04-01 | Double-Walled Flex | Pressurized
4430018 | 6 | Ball Float | 1998-04-07 |  | 1998-04-07 |  | Currently in Use | Diesel | 2000 | Composite | 1998-04-01 | Double-Walled Flex | Safe Suction (Euro)
4430021 | 1 | Flapper Valve | 1998-12-07 | no | 1998-12-07 | no | Currently in Use | E-10 | 8000 | Steel-Impressed Current | 1976-02-27 | Steel (Impressed Current) | Suction (American)
4430021 | 2 | Flapper Valve | 1998-12-07 | no | 1998-12-07 | no | Currently in Use | Plus | 8000 | Steel-Impressed Current | 1976-02-27 | Steel (Impressed Current) | Suction (American)
4430021 | 3 | Flapper Valve | 1998-12-07 | no | 1998-12-07 | no | Currently in Use | Premium | 6000 | Steel-Impressed Current | 1976-02-27 | Steel (Impressed Current) | Suction (American)
4430022 | 1 | [5 empty] | Removed from Ground | Gas (Historical Use) | 5000 | Bare Steel | 1958-01-21 | Galvanized Steel
4430022 | 2 | [5 empty] | Removed from Ground | Gas (Historical Use) | 6000 | Bare Steel | 1958-01-21 | Galvanized Steel
4430022 | 3 | [5 empty] | Removed from Ground | Gas (Historical Use) | 6000 | Bare Steel | 1958-01-21 | Galvanized Steel
4430022 | 4 | [5 empty] | Removed from Ground | Gas (Historical Use) | 4000 | Bare Steel | 1958-01-21 | Galvanized Steel
4430022 | 5 | [5 empty] | Removed from Ground | Diesel | 1000 | Bare Steel | 1958-01-21 | Galvanized Steel
4430022 | 6 | Flapper Valve | 1995-10-01 |  | 1995-10-01 |  | Currently in Use | Gas (Historical Use) | 10000 | Composite | 1995-10-01 | Fiberglass Reinforced Plastic | Pressurized
4430022 | 7 | Flapper Valve | 1995-10-01 |  | 1995-10-01 |  | Currently in Use | Gas (Historical Use) | 10000 | Composite | 1995-10-01 | Fiberglass Reinforced Plastic | Pressurized
4430022 | 8 | Flapper Valve | 2005-04-06 | no | 2005-04-06 | no | Currently in Use | Gas (Historical Use) | 6000 | Composite | 2005-04-06 | Fiberglass Reinforced Plastic | Pressurized
4430023 | 1 | [5 empty] | Removed from Ground | Gas (Historical Use) | 6000 | Bare Steel | 1997-01-01 | Galvanized Steel
4430023 | 2 | [5 empty] | Removed from Ground | Gas (Historical Use) | 6000 | Bare Steel | 1997-01-01 | Galvanized Steel
4430023 | 3 | [5 empty] | Removed from Ground | Gas (Historical Use) | 4000 | Bare Steel | 1997-01-01 | Galvanized Steel
4430023 | 4 | [5 empty] | Removed from Ground | Kerosene | 500 | Bare Steel | 1997-01-01 | Galvanized Steel
4430023 | 5 |  |  | yes |  | yes | Removed from Ground | Used Oil | 500 | Bare Steel | 1997-01-01 | Galvanized Steel
4430023 | 6A | Overfill Alarm | 1997-01-01 | no | 1997-01-01 | no | Currently in Use | E-10 | 10000 | Composite | 1997-01-01 | Double-Walled Flex | Pressurized
4430023 | 6B | Overfill Alarm | 1997-01-01 | no | 1997-01-01 | no | Currently in Use | Premium | 15000 | Composite | 1997-01-01 | Double-Walled Flex | Pressurized
4430024 | 1 | [5 empty] | Removed from Ground | Other | 2000 | Bare Steel | 1980-02-25 | Galvanized Steel
4430024 | 2 | [5 empty] | Removed from Ground | Kerosene | 2000 | Bare Steel | 1970-01-01 | Galvanized Steel
4430024 | 2R1 | [5 empty] | Removed from Ground | Other | 2000 | Fiberglass | 1988-11-03 | Galvanized Steel | Suction (American)
4430024 | 3 | [5 empty] | Removed from Ground | Empty | 2000 | Bare Steel | 1965-02-24 | Galvanized Steel
4430027 | 1 | [5 empty] | Removed from Ground | Diesel | 10000 | Bare Steel | 1976-03-10 | Galvanized Steel
4430027 | 2 | [5 empty] | Removed from Ground | Gas (Historical Use) | 10000 | Bare Steel | 1976-03-10 | Galvanized Steel
4430027 | 3 | [5 empty] | Removed from Ground | Gas (Historical Use) | 500 | Bare Steel | 1971-03-11 | Bare Steel
4430027 | 4 | [5 empty] | Removed from Ground | Hazardous Substance | 10000 | Bare Steel | 1976-03-10 | Bare Steel
4430027 | 5 | [5 empty] | Removed from Ground | Hazardous Substance | 18000 | Bare Steel | 1984-03-10 | Bare Steel
4430028 | 1 | [5 empty] | Removed from Ground | Other | 500 | Bare Steel | 1948-01-01 | Bare Steel | Suction (American)
4430029 | 1 | [5 empty] | Permanently Out of Use - historical purposes | Empty | 2000 | Bare Steel | 1956-03-13 | Unknown
4430030 | 1 | [5 empty] | Removed from Ground | Gas (Historical Use) | 10000 | Bare Steel | 1972-02-14 | Galvanized Steel
4430030 | 2 | [5 empty] | Removed from Ground | Diesel | 10000 | Bare Steel | 1978-02-13 | Galvanized Steel
4430030 | 3 | Flapper Valve | 1998-09-15 |  | 1998-09-15 |  | Removed from Ground | Diesel | 10000 | Epoxy | 1998-09-15 | Double-Walled Flex | Safe Suction (Euro)
4430030 | 4 | Flapper Valve | 1998-09-15 |  | 1998-09-15 |  | Removed from Ground | Gas (Historical Use) | 5000 | Epoxy | 1998-09-15 | Double-Walled Flex | Safe Suction (Euro)
4430032 | 1 | [5 empty] | Removed from Ground | Diesel | 19000 | Bare Steel | 1976-04-09 | Bare Steel | Safe Suction (Euro)
4430032 | 2 | [5 empty] | Removed from Ground | Empty | 8000 | Bare Steel | 1976-04-09 | Bare Steel | Safe Suction (Euro)
4430033 | 1 | [5 empty] | Removed from Ground | Diesel | 6000 | Bare Steel | 1974-04-14 | Galvanized Steel
4430033 | 2 | [5 empty] | Removed from Ground | Diesel | 4000 | Bare Steel | 1974-04-14 | Galvanized Steel
4430033 | 3 | [5 empty] | Removed from Ground | Kerosene | 2000 | Bare Steel | 1974-04-14 | Galvanized Steel
4430034 | 1 | [5 empty] | Removed from Ground | Gas (Historical Use) | 7896 | Bare Steel | 1981-03-31 | Galvanized Steel | Pressurized
4430034 | 2 | [5 empty] | Removed from Ground | Gas (Historical Use) | 7896 | Bare Steel | 1981-03-31 | Galvanized Steel | Pressurized
4430034 | 3 | [5 empty] | Removed from Ground | Gas (Historical Use) | 7896 | Bare Steel | 1981-03-31 | Galvanized Steel | Pressurized
4430034 | 4 |  | 1996-12-01 |  | 1996-12-01 |  | Currently in Use | Gas (Historical Use) | 8000 | Epoxy | 1996-12-11 | Double Walled | Pressurized
4430034 | 5 |  | 1996-12-01 |  | 1996-12-01 |  | Currently in Use | Gas (Historical Use) | 12000 | Epoxy | 1996-12-11 | Double Walled | Pressurized
4430036 | 1 | [5 empty] | Removed from Ground | Gas (Historical Use) | 560 | Bare Steel | 1985-04-17 | Galvanized Steel
4430036 | 2 | [5 empty] | Removed from Ground | Gas (Historical Use) | 1000 | Bare Steel | 1985-04-17 | Galvanized Steel
4430036 | 3 | [5 empty] | Removed from Ground | Diesel | 560 | Bare Steel | 1985-04-17 | Galvanized Steel
4430036 | 4 | [5 empty] | Removed from Ground | Gas (Historical Use) | 560 | Bare Steel | 1981-04-17 | Galvanized Steel
4430037 | 1 | [5 empty] | Removed from Ground | Gas (Historical Use) | 1 | Bare Steel | 1990-01-01 | Galvanized Steel
4430037 | 2 | [5 empty] | Removed from Ground | Gas (Historical Use) | 1 | Bare Steel | 1990-01-01 | Galvanized Steel
4430039 | 1 | [5 empty] | Removed from Ground | Gas (Historical Use) | 10000 | Bare Steel | 1976-04-15 | Galvanized Steel | Suction (American)
4430039 | 2 | [5 empty] | Removed from Ground | Gas (Historical Use) | 5000 | Bare Steel | 1976-04-15 | Galvanized Steel | Suction (American)
4430039 | 3 | [5 empty] | Removed from Ground | Diesel | 5000 | Bare Steel | 1976-04-15 | Galvanized Steel | Suction (American)
4430040 | 1 | [5 empty] | Removed from Ground | Gas (Historical Use) | 1000 | Bare Steel | 1961-04-15 | Galvanized Steel
4430040 | 2 | [5 empty] | Removed from Ground | Gas (Historical Use) | 1000 | Bare Steel | 1961-04-15 | Galvanized Steel
4430040 | 3 | [5 empty] | Removed from Ground | Gas (Historical Use) | 500 | Bare Steel | 1961-04-15 | Unknown
4430041 | 1 | [5 empty] | Removed from Ground | Gas (Historical Use) | 2000 | Bare Steel | 1982-12-10 | Galvanized Steel | Safe Suction (Euro)
4430041 | 2 | [5 empty] | Removed from Ground | Diesel | 560 | Bare Steel | 1962-12-10 | Galvanized Steel | Safe Suction (Euro)
4430041 | 200184 |  | 1992-03-31 |  | 1992-03-31 |  | Removed from Ground | Diesel | 1000 | Galvanic (STIP-3) | 1992-03-31 | Cathodically Protected | Safe Suction (Euro)
4430041 | 200185 |  | 1992-03-31 |  | 1992-03-31 |  | Removed from Ground | Gas (Historical Use) | 1000 | Galvanic (STIP-3) | 1992-03-31 | Cathodically Protected | Safe Suction (Euro)
4430042 | 1 | [5 empty] | Removed from Ground | Other | 6000 | Bare Steel | 1966-04-01 | Unknown
4430042 | 2 |  |  | yes |  | yes | Removed from Ground | Used Oil | 2000 | Bare Steel | 1966-04-01 | Unknown
4430043 | 1 |  |  | yes |  | yes | Removed from Ground | Used Oil | 1000 | Bare Steel | 1977-04-01 | Galvanized Steel
4430045 | 1 | [5 empty] | Removed from Ground | Gas (Historical Use) | 1000 | Bare Steel | 1971-02-05 | Galvanized Steel
4430045 | 2 | [5 empty] | Removed from Ground | Gas (Historical Use) | 550 | Bare Steel | 1979-02-05 | Galvanized Steel
4430045 | 3 | [5 empty] | Removed from Ground | Diesel | 550 | Bare Steel | 1971-02-05 | Galvanized Steel
4430046 | 1 | [5 empty] | Removed from Ground | Gas (Historical Use) | 6000 | Bare Steel | 1978-04-09 | Galvanized Steel | Suction (American)
4430046 | 2 | [5 empty] | Removed from Ground | Gas (Historical Use) | 4000 | Bare Steel | 1978-04-09 | Galvanized Steel | Suction (American)
4430046 | 3 | [5 empty] | Removed from Ground | Gas (Historical Use) | 4000 | Bare Steel | 1978-04-09 | Galvanized Steel | Suction (American)
4430046 | 4 | [5 empty] | Removed from Ground | Diesel | 1000 | Bare Steel | 1978-04-09 | Galvanized Steel | Suction (American)
4430046 | 5 | [5 empty] | Removed from Ground | Kerosene | 1000 | Bare Steel | 1978-04-09 | Galvanized Steel | Suction (American)
4430047 | 1 | Flapper Valve | 1992-01-15 |  | 1992-01-15 |  | Currently in Use | Gas (Historical Use) | 8000 | Galvanic (STIP-3) | 1978-04-09 | Double-Walled Fiberglass | Pressurized
4430047 | 2 | Flapper Valve | 1992-01-15 |  | 1992-01-15 |  | Currently in Use | Gas (Historical Use) | 6000 | Galvanic (STIP-3) | 1978-04-09 | Double-Walled Fiberglass | Pressurized
4430047 | 3 | Flapper Valve | 1992-01-15 |  | 1992-01-15 |  | Currently in Use | Diesel | 6000 | Galvanic (STIP-3) | 1978-04-09 | Double-Walled Fiberglass | Pressurized
4430047 | 4 | Flapper Valve | 1992-01-15 |  | 1992-01-15 |  | Currently in Use | Gas (Historical Use) | 6000 | Galvanic (STIP-3) | 1978-04-09 | Double-Walled Fiberglass | Pressurized
4430047 | 5 | Flapper Valve | 1992-01-15 |  | 1992-01-15 |  | Closed in Ground | Kerosene | 1000 | Galvanic (STIP-3) | 1978-04-09 | Fiberglass Reinforced Plastic | Safe Suction (Euro)
4430048 | 1 | [5 empty] | Removed from Ground | Gas (Historical Use) | 6000 | Bare Steel | 1977-04-09 | Galvanized Steel | Pressurized
4430048 | 2 | [5 empty] | Removed from Ground | Gas (Historical Use) | 6000 | Bare Steel | 1977-04-09 | Galvanized Steel | Pressurized
4430048 | 3 | [5 empty] | Removed from Ground | Gas (Historical Use) | 4000 | Bare Steel | 1977-04-09 | Galvanized Steel | Pressurized
4430048 | 4 | [5 empty] | Removed from Ground | Diesel | 3000 | Bare Steel | 1977-04-09 | Galvanized Steel | Pressurized
4430049 | 1 | [5 empty] | Removed from Ground | Gas (Historical Use) | 6000 | Bare Steel | 1993-11-01 | Galvanized Steel
4430049 | 2 | [5 empty] | Removed from Ground | Gas (Historical Use) | 6000 | Bare Steel | 1993-11-01 | Galvanized Steel
4430049 | 3 | [5 empty] | Removed from Ground | Gas (Historical Use) | 4000 | Bare Steel | 1993-11-01 | Galvanized Steel
4430049 | 4 | [5 empty] | Removed from Ground | Diesel | 6000 | Bare Steel | 1993-11-01 | Galvanized Steel
4430050 | 1 | [5 empty] | Removed from Ground | Gas (Historical Use) | 4000 | Bare Steel | 1974-04-09 | Galvanized Steel | Suction (American)
4430050 | 2 | [5 empty] | Removed from Ground | Gas (Historical Use) | 3000 | Bare Steel | 1974-04-09 | Galvanized Steel | Suction (American)
4430050 | 3 | [5 empty] | Removed from Ground | Gas (Historical Use) | 1000 | Bare Steel | 1980-04-09 | Galvanized Steel | Suction (American)
4430050 | 4 | [5 empty] | Removed from Ground | Gas (Historical Use) | 3000 | Bare Steel | 1985-04-09 | Galvanized Steel | Suction (American)
4430052 | 1 | Ball Float | 1992-01-15 | no | 1992-01-15 | no | Removed from Ground | Gas (Historical Use) | 8000 | Steel-Impressed Current | 1998-07-15 | Double-Walled Flex | Pressurized
4430052 | 2 | Ball Float | 1992-01-15 | no | 1992-01-15 | no | Removed from Ground | Gas (Historical Use) | 6000 | Steel-Impressed Current | 1998-07-15 | Double-Walled Flex | Pressurized
4430052 | 3 | Ball Float | 1992-01-15 | no | 1992-01-15 | no | Removed from Ground | Gas (Historical Use) | 6000 | Steel-Impressed Current | 1998-07-15 | Double-Walled Flex | Pressurized
4430052 | 4 | Ball Float | 1992-01-15 | no | 1992-01-15 | no | Removed from Ground | Diesel | 6000 | Steel-Impressed Current | 1998-07-15 |  | Pressurized
4430053 | 1-RUL | Flapper Valve | 1998-07-14 |  | 1998-07-14 |  | Currently in Use | Gas (Historical Use) | 8000 | Steel-Impressed Current | 1998-07-15 | Cathodically Protected | Pressurized
4430053 | 2-PLUS | Flapper Valve | 1998-07-14 |  | 1998-07-14 |  | Currently in Use | Gas (Historical Use) | 6000 | Steel-Impressed Current | 1998-07-15 | Cathodically Protected | Pressurized
4430053 | 3-PREM | Flapper Valve | 1998-07-14 |  | 1998-07-14 |  | Currently in Use | Gas (Historical Use) | 6000 | Steel-Impressed Current | 1998-07-15 | Cathodically Protected | Pressurized
4430053 | 4-D | Flapper Valve | 1998-07-14 |  | 1998-07-14 |  | Currently in Use | Diesel | 6000 | Steel-Impressed Current | 1998-07-15 | Cathodically Protected | Pressurized
4430054 | 1 | [5 empty] | Removed from Ground | Gas (Historical Use) | 6000 | Bare Steel | 1974-04-09 | Galvanized Steel | Pressurized
4430054 | 2 | [5 empty] | Removed from Ground | Gas (Historical Use) | 3000 | Bare Steel | 1980-04-09 | Galvanized Steel | Pressurized
4430054 | 3 | [5 empty] | Removed from Ground | Gas (Historical Use) | 6000 | Bare Steel | 1974-04-09 | Galvanized Steel | Pressurized
4430054 | 4 | [5 empty] | Removed from Ground | Diesel | 2000 | Bare Steel | 1978-04-09 | Galvanized Steel | Pressurized
4430056 | 1 | [5 empty] | Removed from Ground | Gas (Historical Use) | 8000 | Bare Steel | 1979-04-09 | Galvanized Steel
4430056 | 2 | [5 empty] | Removed from Ground | Gas (Historical Use) | 8000 | Bare Steel | 1979-04-09 | Galvanized Steel
4430056 | 3 | [5 empty] | Removed from Ground | Gas (Historical Use) | 3000 | Bare Steel | 1982-04-09 | Galvanized Steel
4430056 | 4 | [5 empty] | Removed from Ground | Diesel | 1000 | Bare Steel | 1982-04-09 | Galvanized Steel
4430056 | 5 | [5 empty] | Removed from Ground | Kerosene | 560 | Not Marked/Unknown | 1995-03-01 | Unknown
4430057 | 1 | [5 empty] | Removed from Ground | Gas (Historical Use) | 1000 | Bare Steel | 1966-03-29 | Galvanized Steel
4430058 | 1 | [5 empty] | Removed from Ground | Diesel | 8000 | Bare Steel | 1957-12-31 | Galvanized Steel | Suction (American)
4430058 | 2 | [5 empty] | Removed from Ground | Gas (Historical Use) | 6000 | Bare Steel | 1957-12-31 | Galvanized Steel | Suction (American)
4430059 | 1 | [5 empty] | Removed from Ground | Diesel | 8000 | Bare Steel | 1966-12-31 | Galvanized Steel | Suction (American)
4430060 | 1 | [5 empty] | Removed from Ground | Diesel | 8000 | Bare Steel | 1966-12-31 | Galvanized Steel | Suction (American)
4430061 | 1 | [5 empty] | Removed from Ground | Other | 2000 | Bare Steel | 1966-12-31 | Galvanized Steel | Suction (American)
4430061 | 2 | [5 empty] | Permanently Out of Use - historical purposes | Other | 10000 | Bare Steel | 1966-12-31 | Galvanized Steel | Suction (American)
4430062 | 1 | [5 empty] | Removed from Ground | Other | 5000 | Bare Steel | 1961-04-02 | Unknown
4430065 | 1 | [5 empty] | Removed from Ground | Gas (Historical Use) | 8000 | Bare Steel | 1999-02-01 | Bare Steel | Safe Suction (Euro)
4430065 | PW1 | [5 empty] | Removed from Ground | Diesel | 6000 | Bare Steel | 1966-04-30 | Bare Steel | Safe Suction (Euro)
4430065 | PW2 | [5 empty] | Removed from Ground | Diesel | 3000 | Bare Steel | 1966-04-30 | Bare Steel | Safe Suction (Euro)
4430065 | SH1 | [5 empty] | Removed from Ground | Gas (Historical Use) | 575 | Bare Steel | 1977-04-30 | Galvanized Steel
4430067 | T1 |  |  | yes |  | yes | Removed from Ground | Used Oil | 500 | Bare Steel | 1976-03-31 | Galvanized Steel | Gravity Fed
4430067 | T2 | [5 empty] | Removed from Ground | Diesel | 10000 | Bare Steel | 1976-03-31 | Galvanized Steel
4430067 | T3 | [5 empty] | Removed from Ground | Diesel | 10000 | Bare Steel | 1976-03-31 | Galvanized Steel
4430067 | T4 | Flapper Valve | 1991-11-01 | no | 1991-11-01 | no | Currently in Use | Diesel | 10000 | Galvanic (STIP-3) | 1991-11-13 | Fiberglass Reinforced Plastic | Safe Suction (Euro)
4430068 | 1 | [5 empty] | Removed from Ground | Gas (Historical Use) | 4000 | Bare Steel | 1977-01-01 | Galvanized Steel
4430068 | 2 | [5 empty] | Removed from Ground | Gas (Historical Use) | 4000 | Bare Steel | 1977-01-01 | Galvanized Steel
4430068 | 3 | [5 empty] | Removed from Ground | Gas (Historical Use) | 3000 | Bare Steel | 1977-01-01 | Galvanized Steel
4430068 | 4 | [5 empty] | Removed from Ground | Diesel | 4000 | Bare Steel | 1978-04-28 | Galvanized Steel
4430071 | 31850 | [5 empty] | Removed from Ground | Other | 10000 | Fiberglass | 1986-01-01 | Galvanized Steel | Pressurized
4430071 | 8 | [5 empty] | Removed from Ground | Other | 1000 | Fiberglass | 1982-06-01 | Galvanized Steel | Pressurized
4430071 | 2 | [5 empty] | Removed from Ground | Gas (Historical Use) | 4000 | Cathodically Protected Steel | 1966-04-23 | Galvanized Steel
4430071 | 3 | [5 empty] | Removed from Ground | Gas (Historical Use) | 4000 | Cathodically Protected Steel | 1980-04-23 | Galvanized Steel
4430072 | 1 | [5 empty] | Removed from Ground | Diesel | 10000 | Bare Steel | 1979-04-30 | Bare Steel | Suction (American)
4430072 | 2 | [5 empty] | Removed from Ground | Other | 4000 | Bare Steel | 1979-04-30 | Bare Steel | Suction (American)
4430072 | 3 |  |  | yes |  | yes | Removed from Ground | Used Oil | 1000 | Bare Steel | 1979-04-30 | Bare Steel | Gravity Fed
4430072 | 4 | Overfill Alarm | 1997-10-22 | no | 1997-10-22 | no | Temporarily out of use | Diesel | 12000 | Composite | 1997-10-01 | Double-Walled Flex | Pressurized
4430073 | 1 | Flapper Valve | 1998-11-12 | no | 1998-11-12 | no | Currently in Use | Gas (Historical Use) | 6000 | Steel-Impressed Current | 1984-04-30 | Steel (Impressed Current) | Safe Suction (Euro)
4430073 | 2 | Flapper Valve | 1998-11-12 | no | 1998-11-12 | no | Currently in Use | Premium | 4000 | Steel-Impressed Current | 1983-01-01 | Steel (Impressed Current) | Safe Suction (Euro)
4430075 | 1 | [5 empty] | Removed from Ground | Diesel | 20000 | Bare Steel | 1979-01-01 | Bare Steel
4430075 | 2 | [5 empty] | Removed from Ground | Diesel | 8000 | Bare Steel | 1976-01-01 | Bare Steel
4430075 | 3 | [5 empty] | Removed from Ground | Gas (Historical Use) | 8000 | Bare Steel | 1976-01-01 | Bare Steel
4430075 | 4 | [5 empty] | Removed from Ground | Gas (Historical Use) | 10000 | Bare Steel | 1984-01-01 | Bare Steel
4430075 | 5 | [5 empty] | Removed from Ground | Diesel | 4000 | Bare Steel | 1984-01-01 | Bare Steel
4430078 | 1 | [5 empty] | Closed in Ground | Gas (Historical Use) | 4000 | Bare Steel | 1978-05-05 | Galvanized Steel
4430078 | 2 | [5 empty] | Closed in Ground | Gas (Historical Use) | 2000 | Bare Steel | 1971-05-06 | Galvanized Steel
4430078 | 3 | [5 empty] | Closed in Ground | Gas (Historical Use) | 2000 | Bare Steel | 1971-05-06 | Galvanized Steel
4430081 | 1 | Flapper Valve | 1998-10-15 |  | 1998-10-15 |  | Removed from Ground | Diesel | 10000 | Steel-Impressed Current | 1980-05-05 | Fiberglass Reinforced Plastic | Safe Suction (Euro)
4430081 | 2 | Flapper Valve | 1998-10-15 |  | 1998-10-15 |  | Removed from Ground | Gas (Historical Use) | 4000 | Steel-Impressed Current | 1980-05-05 | Fiberglass Reinforced Plastic | Safe Suction (Euro)
4430082 | 1 | Flapper Valve | 1994-12-29 | no | 1994-12-29 | no | Currently in Use | E-10 | 7500 | Steel-Impressed Current | 1979-05-02 |  | Pressurized
4430082 | 2 | Flapper Valve | 1994-12-29 | no | 1994-12-29 | no | Currently in Use | Plus | 6000 | Steel-Impressed Current | 1979-05-02 |  | Pressurized
4430082 | 3 | Flapper Valve | 1994-12-29 | no | 1994-12-29 | no | Currently in Use | Premium | 6000 | Steel-Impressed Current | 1979-05-02 |  | Pressurized
4430083 | 1 | Flapper Valve | 1998-12-03 |  | 1998-12-03 |  | Currently in Use | Gas (Historical Use) | 8000 | Steel-Impressed Current | 1983-04-17 | Flex | Pressurized
4430083 | 2 | Flapper Valve | 1998-12-03 |  | 1998-12-03 |  | Currently in Use | Gas (Historical Use) | 8000 | Steel-Impressed Current | 1983-04-17 | Flex | Pressurized
4430083 | 3 | Flapper Valve | 1998-12-03 |  | 1998-12-03 |  | Temporarily out of use | Gas (Historical Use) | 6000 | Steel-Impressed Current | 1983-04-17 | Cathodically Protected | Pressurized
4430084 | 1 | Flapper Valve | 1998-11-30 | no | 1998-11-30 | no | Currently in Use | E-10 | 8000 | Steel-Impressed Current | 1985-04-16 | Fiberglass Reinforced Plastic | Pressurized
4430084 | 2 | Flapper Valve | 1998-11-30 | no | 1998-11-30 | no | Currently in Use | E-10 | 6000 | Steel-Impressed Current | 1985-04-16 | Fiberglass Reinforced Plastic | Pressurized
4430084 | 3 | Flapper Valve | 1998-11-30 | no | 1998-11-30 | no | Currently in Use | Premium | 6000 | Steel-Impressed Current | 1985-04-16 | Fiberglass Reinforced Plastic | Pressurized
4430085 | 1 | Flapper Valve | 1989-08-01 |  | 1989-08-01 |  | Temporarily out of use | Gas (Historical Use) | 3000 | Galvanic (STIP-3) | 1989-08-01 | Galvanized Steel | Safe Suction (Euro)
4430085 | 2 | Flapper Valve | 1989-08-01 |  | 1989-08-01 |  | Temporarily out of use | Gas (Historical Use) | 3000 | Galvanic (STIP-3) | 1989-08-01 | Galvanized Steel | Safe Suction (Euro)
4430085 | 3 | [5 empty] | Removed from Ground | Diesel | 1000 | Bare Steel | 1984-05-05 | Galvanized Steel
4430085 | 4 | Flapper Valve | 1998-10-30 |  | 1998-10-30 |  | Temporarily out of use | Diesel | 2000 | Composite | 1998-11-24 | Galvanized Steel | Safe Suction (Euro)
4430086 | 1 | [5 empty] | Removed from Ground | Diesel | 3000 | Bare Steel | 1974-05-01 | Galvanized Steel
4430088 | 1 | Flapper Valve | 1998-07-17 | no | 1998-07-17 | no | Currently in Use | E-10 | 8000 | Steel-Impressed Current | 1984-04-24 | Steel (Impressed Current) | Safe Suction (Euro)
4430088 | 2 | Flapper Valve | 1998-07-17 | no | 1998-07-17 | no | Currently in Use | Premium | 8000 | Steel-Impressed Current | 1984-04-24 | Steel (Impressed Current) | Safe Suction (Euro)
4430088 | 3 | Flapper Valve | 1998-07-17 | no | 1997-07-17 | no | Currently in Use | Diesel | 8000 | Steel-Impressed Current | 1984-04-24 | Steel (Impressed Current) | Safe Suction (Euro)
4430089 | 1 | [5 empty] | Removed from Ground | Gas (Historical Use) | 1012 | Bare Steel | 1970-04-22 | Galvanized Steel
4430089 | 2 | [5 empty] | Removed from Ground | Gas (Historical Use) | 560 | Bare Steel | 1950-04-22 | Galvanized Steel
4430090 | 1 | [5 empty] | Closed in Ground | Gas (Historical Use) | 560 | Bare Steel | 1978-01-01 | Galvanized Steel | Safe Suction (Euro)
4430091 | 1 | Overfill Alarm | 1995-03-12 |  | 1990-01-01 |  | Currently in Use | Diesel | 30000 | Steel-Impressed Current | 1981-04-22 | Aboveground | Pressurized
4430091 | 2 | Overfill Alarm | 1995-03-12 |  | 1990-01-01 |  | Currently in Use | Diesel | 30000 | Steel-Impressed Current | 1981-04-22 | Aboveground | Pressurized
4430091 | 3 | Overfill Alarm | 1995-03-12 |  | 1990-01-01 |  | Currently in Use | Gas (Historical Use) | 30000 | Composite Double Walled | 1981-04-22 | Aboveground | Pressurized
4430091 | 4 | Overfill Alarm | 1990-01-01 | no | 1995-03-12 | no | Currently in Use | Gas (Historical Use) | 12000 | Steel-Impressed Current | 1987-01-12 | Aboveground | Pressurized
4430091 | 5 | Flapper Valve | 2010-05-20 | no | 2010-05-20 | no | Currently in Use | Gas (Historical Use) | 4000 | Fiberglass Double Walled | 2010-05-20 | Double-Walled Fiberglass | Pressurized
4430092 | 1 | [5 empty] | Removed from Ground | Gas (Historical Use) | 560 | Bare Steel | 1956-04-22 | Galvanized Steel
4430092 | 2 | [5 empty] | Removed from Ground | Gas (Historical Use) | 560 | Bare Steel | 1956-04-22 | Galvanized Steel
4430093 | 1 | [5 empty] | Removed from Ground | Gas (Historical Use) | 560 | Bare Steel | 1954-04-22 | Galvanized Steel
4430093 | 2 | [5 empty] | Removed from Ground | Gas (Historical Use) | 560 | Bare Steel | 1954-04-22 | Galvanized Steel
4430094 | 1 | [5 empty] | Removed from Ground | Gas (Historical Use) | 1060 | Bare Steel | 1951-04-23 | Galvanized Steel
4430094 | 2 | [5 empty] | Removed from Ground | Gas (Historical Use) | 1060 | Bare Steel | 1951-04-23 | Galvanized Steel
4430094 | 3 | [5 empty] | Removed from Ground | Kerosene | 1060 | Bare Steel | 1951-04-23 | Galvanized Steel
4430096 | 1 | [5 empty] | Removed from Ground | Diesel | 6000 | Bare Steel | 1973-04-22 | Galvanized Steel
4430097 | 1 |  | 1998-09-28 |  | 1998-09-28 |  | Removed from Ground | Diesel | 20000 | Steel-Impressed Current | 1981-04-02 | Aboveground | Safe Suction (Euro)
4430099 | 1 | [5 empty] | Closed in Ground | Gas (Historical Use) | 3000 | Bare Steel | 1961-05-05 | Galvanized Steel
4430099 | 2 | [5 empty] | Closed in Ground | Gas (Historical Use) | 4000 | Bare Steel | 1961-05-05 | Galvanized Steel
4430101 | 1 | [5 empty] | Removed from Ground | Diesel | 4000 | Bare Steel | 1983-05-06 | Galvanized Steel
4430102 | 1 | [5 empty] | Removed from Ground | Diesel | 1 | Bare Steel | 1981-05-05 | Galvanized Steel
4430102 | 2 | [5 empty] | Removed from Ground | Gas (Historical Use) | 1 | Bare Steel | 1981-05-05 | Galvanized Steel
4430104 | 5 | [5 empty] | Removed from Ground | Diesel | 1000 | Bare Steel | 1953-12-31 | Galvanized Steel | Gravity Fed
4430104 | 6 | [5 empty] | Removed from Ground | Gas (Historical Use) | 550 | Bare Steel | 1953-12-31 | Galvanized Steel | Gravity Fed
4430104 | 7 | [5 empty] | Removed from Ground | Gas (Historical Use) | 550 | Bare Steel | 1953-12-31 | Galvanized Steel | Gravity Fed
4430104 | 1 | [5 empty] | Removed from Ground | Gas (Historical Use) | 12000 | Cathodically Protected Steel | 1923-12-31 | Not Marked | Gravity Fed
4430104 | 2 | [5 empty] | Removed from Ground | Gas (Historical Use) | 12000 | Cathodically Protected Steel | 1923-12-31 | Not Marked | Gravity Fed
4430104 | 3 | [5 empty] | Removed from Ground | Gas (Historical Use) | 12000 | Cathodically Protected Steel | 1923-12-31 | Not Marked | Gravity Fed
4430104 | 4 | [5 empty] | Removed from Ground | Gas (Historical Use) | 12000 | Cathodically Protected Steel | 1923-12-31 | Not Marked | Gravity Fed
4430106 | 1 | [5 empty] | Removed from Ground | Gas (Historical Use) | 4000 | Bare Steel | 1944-12-31 | Galvanized Steel
4430106 | 2 | [5 empty] | Removed from Ground | Gas (Historical Use) | 3000 | Bare Steel | 1944-12-31 | Galvanized Steel
4430106 | 3 | [5 empty] | Removed from Ground | Gas (Historical Use) | 3000 | Bare Steel | 1944-12-31 | Galvanized Steel
4430107 | 1 | [5 empty] | Closed in Ground | Gas (Historical Use) | 500 | Bare Steel | 1945-12-31 | Galvanized Steel
4430107 | 2 | [5 empty] | Closed in Ground | Gas (Historical Use) | 500 | Bare Steel | 1945-12-31 | Galvanized Steel
4430108 | 1 | [5 empty] | Removed from Ground | Gas (Historical Use) | 3000 | Bare Steel | 1946-12-31 | Galvanized Steel | Suction (American)
4430108 | 2 | [5 empty] | Removed from Ground | Gas (Historical Use) | 3000 | Bare Steel | 1946-12-31 | Galvanized Steel | Suction (American)
4430108 | 3 | [5 empty] | Removed from Ground | Gas (Historical Use) | 3000 | Bare Steel | 1946-12-31 | Galvanized Steel | Suction (American)
4430108 | 4 | [5 empty] | Removed from Ground | Gas (Historical Use) | 3000 | Bare Steel | 1946-12-31 | Galvanized Steel | Suction (American)
4430108 | 5 | Ball Float | 1992-12-01 |  | 1992-12-01 |  | Currently in Use | Diesel | 10000 | Composite | 1992-12-01 | Galvanized Steel | Pressurized
4430108 | 6 | Ball Float | 1993-12-01 |  | 1993-12-01 |  | Currently in Use | Diesel | 10000 | Composite | 1993-12-01 | Galvanized Steel | Pressurized
4430108 | 7A | Ball Float | 1998-12-01 |  | 1998-12-01 |  | Currently in Use | Gas (Historical Use) | 10000 | Composite | 1998-12-01 | Fiberglass Reinforced Plastic | Pressurized
4430108 | 7B | Ball Float | 1998-12-01 |  | 1998-12-01 |  | Currently in Use | Gas (Historical Use) | 5000 | Composite | 1998-12-01 | Fiberglass Reinforced Plastic | Pressurized
4430108 | 8 | Ball Float | 1998-12-01 |  | 1998-12-01 |  | Currently in Use | Diesel | 8000 | Composite | 1998-12-01 | Fiberglass Reinforced Plastic | Pressurized
4430111 | 1 | [5 empty] | Removed from Ground | Gas (Historical Use) | 1000 | Bare Steel | 1964-12-31 | Galvanized Steel | Gravity Fed
4430111 | 2 | [5 empty] | Removed from Ground | Gas (Historical Use) | 1000 | Bare Steel | 1964-12-31 | Galvanized Steel | Gravity Fed
4430111 | 3 | [5 empty] | Removed from Ground | Gas (Historical Use) | 1000 | Marked Unknown |  | Unknown
4430112 | 1 | [5 empty] | Removed from Ground | Gas (Historical Use) | 4000 | Bare Steel | 1984-01-01 | Galvanized Steel
4430113 | 1 | [5 empty] | Closed in Ground | Diesel | 560 | Bare Steel | 1941-12-31 | Galvanized Steel
4430114 | 1 | Flapper Valve | 1999-11-23 | no | 1999-11-23 | no | Temporarily out of use | Gas (Historical Use) | 3000 | Steel-Impressed Current | 1966-12-31 | Steel (Impressed Current) | Safe Suction (Euro)
4430114 | 2 |  | 1999-11-23 |  | 1999-11-23 |  | Currently in Use | Diesel | 3000 | Steel-Impressed Current | 1966-12-31 | Steel (Impressed Current) | Safe Suction (Euro)
4430115 | 1 | Flapper Valve | 1998-12-09 |  | 1998-12-09 |  | Currently in Use | Gas (Historical Use) | 10000 | Steel-Impressed Current | 1976-10-01 | Steel (Impressed Current) | Pressurized
4430115 | 2 | Flapper Valve | 1998-12-09 |  | 1998-12-09 |  | Currently in Use | Gas (Historical Use) | 6000 | Steel-Impressed Current | 1976-10-01 | Steel (Impressed Current) | Pressurized
4430115 | 3 | Flapper Valve | 1998-12-09 |  | 1998-12-09 |  | Currently in Use | Diesel | 4000 | Steel-Impressed Current | 1985-08-01 | Steel (Impressed Current) | Pressurized
4430115 | 4 | Flapper Valve | 1998-12-09 |  | 1998-12-09 |  | Currently in Use | Diesel | 4000 | Steel-Impressed Current | 1985-08-01 | Steel (Impressed Current) | Suction (American)
4430116 | 1 | [5 empty] | Removed from Ground | Gas (Historical Use) | 3000 | Bare Steel | 1959-12-31 | Galvanized Steel | Gravity Fed
4430116 | 2 | [5 empty] | Removed from Ground | Gas (Historical Use) | 1000 | Bare Steel | 1959-12-31 | Galvanized Steel | Gravity Fed
4430116 | 3 | [5 empty] | Removed from Ground | Gas (Historical Use) | 2000 | Bare Steel | 1959-12-31 | Galvanized Steel | Gravity Fed
4430116 | 4A |  | 1999-06-07 | no | 1999-06-07 | no | Removed from Ground | Gas (Historical Use) | 2000 | Epoxy | 1999-06-07 | Cathodically Protected | Safe Suction (Euro)
4430116 | 4B |  | 1999-06-07 | no | 1999-06-07 | no | Removed from Ground | Gas (Historical Use) | 1000 | Epoxy | 1999-06-07 | Cathodically Protected | Safe Suction (Euro)
4430116 | 5 | Ball Float | 2017-05-17 | no |  | no | Currently in Use | Gas (Historical Use) | 12000 | Epoxy Double-Walled | 2017-05-10 | Double-Walled Flex | Pressurized
4430116 | 6A | Ball Float | 2017-05-15 | no |  | no | Currently in Use | Gas (Historical Use) | 4000 | Epoxy Double-Walled | 2017-05-10 | Double-Walled Flex | Pressurized
4430116 | 6B | Ball Float | 2017-05-15 | no |  | no | Currently in Use | Diesel | 4000 | Epoxy Double-Walled | 2017-05-10 | Double-Walled Flex | Pressurized
4430116 | 6C | Ball Float | 2017-05-15 | no |  | no | Currently in Use | Diesel | 8000 | Epoxy Double-Walled | 2017-05-10 | Double-Walled Flex | Pressurized
4430118 | 1 | [5 empty] | Closed in Ground | Gas (Historical Use) | 2000 | Bare Steel | 1941-12-31 | Galvanized Steel
4430118 | 2 | [5 empty] | Closed in Ground | Gas (Historical Use) | 2000 | Bare Steel | 1941-12-31 | Galvanized Steel
4430118 | 3 | [5 empty] | Closed in Ground | Gas (Historical Use) | 2000 | Bare Steel | 1941-12-31 | Galvanized Steel
4430118 | 4 | Flapper Valve | 1995-08-01 | no | 1995-08-01 | no | Currently in Use | Diesel | 4000 | Galvanic (STIP-3) | 1988-06-01 | Fiberglass Reinforced Plastic | Pressurized
4430118 | 5 | Flapper Valve | 1998-12-07 | no | 1988-06-01 | no | Currently in Use | E-10 | 10000 | Galvanic (STIP-3) | 1988-06-01 | Fiberglass Reinforced Plastic | Pressurized
4430118 | 6 | Flapper Valve | 1998-12-07 | no | 1988-06-01 | no | Currently in Use | Plus | 8000 | Galvanic (STIP-3) | 1988-06-01 | Fiberglass Reinforced Plastic | Pressurized
4430118 | 7 | Flapper Valve | 1998-12-07 | no | 1988-06-01 | no | Currently in Use | Premium | 8000 | Galvanic (STIP-3) | 1988-06-01 | Fiberglass Reinforced Plastic | Pressurized
4430119 | 1 | Flapper Valve | 1998-12-07 | no | 1998-12-07 | no | Currently in Use | E-10 | 10000 | Steel-Impressed Current | 1978-03-31 | Steel (Impressed Current) | Suction (American)
4430119 | 2 | Flapper Valve | 1998-12-07 | no | 1998-12-07 | no | Temporarily out of use | Gas (Historical Use) | 10000 | Steel-Impressed Current | 1978-03-31 |  | Suction (American)
4430119 | 3 |  | 1998-12-07 | no | 1998-12-07 | no | Temporarily out of use | Gas (Historical Use) | 10000 | Steel-Impressed Current | 1978-03-31 | Steel (Impressed Current) | Suction (American)
4430120 | 1 | [5 empty] | Removed from Ground | Empty | 0 | Bare Steel | 1959-04-16 | Bare Steel
4430121 | 1 |  | 1999-06-02 |  | 1999-06-02 |  | Removed from Ground | Gas (Historical Use) | 12000 | Bare Steel | 1980-07-08 | Galvanized Steel | Pressurized
4430121 | 2 | [5 empty] | Removed from Ground | Gas (Historical Use) | 1000 | Bare Steel | 1959-07-09 | Bare Steel | Pressurized
4430121 | 3 | Flapper Valve | 1999-06-02 | no | 1999-06-02 | no | Currently in Use | Diesel | 4000 | Fiberglass Double Walled | 1999-06-02 | Copper | Safe Suction (Euro)
4430122 | 1 | [5 empty] | Removed from Ground | Diesel | 25000 | Bare Steel |  | Galvanized Steel | Pressurized
4430122 | 2 | Flapper Valve | 1995-04-01 |  | 1995-04-01 |  | Currently in Use | Diesel | 20000 | Fiberglass | 1995-04-01 | Fiberglass Reinforced Plastic | Pressurized
4430122 | 3 | Flapper Valve | 1996-05-09 | no | 1996-05-09 | no | Currently in Use | Gas (Historical Use) | 10000 | Composite | 1996-05-07 | Fiberglass Reinforced Plastic | Pressurized
4430122 | 4 | Flapper Valve | 1996-05-09 | no | 1996-05-09 | no | Currently in Use | Diesel | 10000 | Composite | 1996-05-07 | Fiberglass Reinforced Plastic | Pressurized
4430124 | 1 | [5 empty] | Removed from Ground | Gas (Historical Use) | 6600 | Bare Steel | 1957-12-31 | Galvanized Steel
4430124 | 2 | [5 empty] | Removed from Ground | Diesel | 560 | Bare Steel | 1977-01-01 | Unknown
4440001 | 1 | [5 empty] | Removed from Ground | Gas (Historical Use) | 10000 | Bare Steel | 1980-04-28 | Galvanized Steel
4440001 | 2 | [5 empty] | Removed from Ground | Gas (Historical Use) | 8000 | Bare Steel | 1980-04-28 | Galvanized Steel
4440001 | 3 | [5 empty] | Removed from Ground | Gas (Historical Use) | 8000 | Bare Steel | 1980-04-28 | Galvanized Steel
4440002 | 1 | Flapper Valve | 1997-05-01 |  | 1997-05-01 |  | Temporarily out of use | Gas (Historical Use) | 10000 | Steel-Impressed Current | 1981-04-28 | Steel (Impressed Current) | Pressurized
4440002 | 2 | Flapper Valve | 1997-05-01 |  | 1997-05-01 |  | Temporarily out of use | Gas (Historical Use) | 8000 | Steel-Impressed Current | 1981-04-28 | Steel (Impressed Current) | Pressurized
4440002 | 3 | Flapper Valve | 1997-05-01 |  | 1997-05-01 |  | Temporarily out of use | Gas (Historical Use) | 8000 | Steel-Impressed Current | 1981-04-28 | Steel (Impressed Current) | Pressurized
4440003 | 1 | Ball Float | 1999-10-01 |  | 1999-10-01 |  | Currently in Use | Diesel | 3000 | Steel-Impressed Current | 1978-01-01 | Double-Walled Fiberglass | Pressurized
4440003 | 2 | Ball Float | 1999-10-01 |  | 1999-10-01 |  | Currently in Use | Gas (Historical Use) | 3000 | Steel-Impressed Current | 1961-04-25 | Double-Walled Fiberglass | Pressurized
4440003 | 3 | Ball Float | 1999-10-01 |  | 1999-10-01 |  | Temporarily out of use | Gas (Historical Use) | 3000 | Steel-Impressed Current | 1961-04-25 | Cathodically Protected | Pressurized
4440003 | 4 | Ball Float | 1999-10-01 |  | 1999-10-01 |  | Currently in Use | Gas (Historical Use) | 3000 | Steel-Impressed Current | 1961-04-25 | Double-Walled Fiberglass | Pressurized
4440003 | 5 | Ball Float | 1999-10-01 |  | 1999-10-01 |  | Currently in Use | Gas (Historical Use) | 10000 | Steel-Impressed Current | 1961-04-25 | Double-Walled Fiberglass | Pressurized
4440003 | 6 |  |  | no |  | no | Removed from Ground | Used Oil | 500 | Unknown | 2012-10-19 | Unknown
4440004 | 1 | [5 empty] | Removed from Ground | Gas (Historical Use) | 1000 | Bare Steel | 1937-12-31 | Galvanized Steel
4440005 | 1 | [5 empty] | Removed from Ground | Gas (Historical Use) | 10000 | Bare Steel | 1984-01-04 | Galvanized Steel | Pressurized
4440005 | 2 | [5 empty] | Removed from Ground | Gas (Historical Use) | 10000 | Bare Steel | 1984-01-04 | Galvanized Steel | Pressurized
4440005 | 3 | [5 empty] | Removed from Ground | Other | 1000 | Bare Steel | 1984-01-04 | Galvanized Steel | Safe Suction (Euro)
4440005 | 4 |  |  | yes |  | yes | Removed from Ground | Used Oil | 1000 | Bare Steel | 1984-01-04 | Galvanized Steel
4440005 | 5 | Flapper Valve | 1997-02-24 | yes | 1997-02-24 | yes | Removed from Ground | Gas (Historical Use) | 20000 | Composite | 1997-02-24 | Double-Walled Flex | Pressurized
4440005 | 6 | Ball Float | 1997-03-21 | yes | 1997-03-21 | yes | Removed from Ground | Used Oil | 500 | Composite | 1997-03-21 | Double-Walled Flex | Gravity Fed
4440005 | 7 | Flapper Valve | 1997-03-21 | yes | 1997-03-21 | yes | Removed from Ground | Diesel | 2000 | Steel-Impressed Current | 1997-03-21 | Copper | Suction (American)
4440006 | 1 | [5 empty] | Currently in Use | Gas (Historical Use) | 10000 | Bare Steel | 1983-04-22 | Galvanized Steel
4440006 | 2 | [5 empty] | Currently in Use | Gas (Historical Use) | 8000 | Bare Steel | 1983-04-22 | Galvanized Steel
4440007 | 1 |  | 1993-03-01 |  | 1993-03-01 |  | Currently in Use | Other | 10066 | Steel-Impressed Current | 1976-04-25 | Bare Steel | Safe Suction (Euro)
4440007 | 10 |  | 1993-03-01 |  | 1993-03-01 |  | Temporarily out of use | Other | 6298 | Steel-Impressed Current | 1976-04-25 | Bare Steel | Gravity Fed
4440007 | 11 |  | 1993-03-01 |  | 1993-03-01 |  | Currently in Use | Other | 6298 | Steel-Impressed Current | 1976-04-25 | Bare Steel | Safe Suction (Euro)
4440007 | 17 | [5 empty] | Removed from Ground | Diesel | 6000 | Bare Steel | 1966-04-25 | Bare Steel
4440007 | 2 |  | 1993-03-01 |  | 1993-03-01 |  | Currently in Use | Other | 10066 | Steel-Impressed Current | 1976-04-25 | Bare Steel | Safe Suction (Euro)
4440007 | 3 |  | 1993-03-01 |  | 1993-03-01 |  | Currently in Use | Other | 10066 | Steel-Impressed Current | 1976-04-25 | Bare Steel | Safe Suction (Euro)
4440007 | 4 |  | 1993-03-01 |  | 1993-03-01 |  | Currently in Use | Other | 10066 | Steel-Impressed Current | 1976-04-25 | Bare Steel | Safe Suction (Euro)
4440007 | 5 |  | 1993-03-01 |  | 1993-03-01 |  | Currently in Use | Other | 10066 | Steel-Impressed Current | 1976-04-25 | Bare Steel | Safe Suction (Euro)
4440007 | 6 |  | 1993-03-01 |  | 1993-03-01 |  | Currently in Use | Other | 10066 | Steel-Impressed Current | 1976-04-25 | Bare Steel | Safe Suction (Euro)
4440007 | 7 |  | 1993-03-01 |  | 1993-03-01 |  | Temporarily out of use | Other | 6298 | Steel-Impressed Current | 1976-04-25 | Galvanized Steel | Safe Suction (Euro)
4440007 | 8 |  | 1993-03-01 |  | 1993-03-01 |  | Temporarily out of use | Other | 6298 | Steel-Impressed Current | 1976-04-25 | Bare Steel | Gravity Fed
4440007 | 9 |  | 1993-03-01 |  | 1993-03-01 |  | Currently in Use | Other | 6298 | Steel-Impressed Current | 1976-04-25 | Bare Steel | Gravity Fed
4440010 | 1 |  |  | yes |  | yes | Removed from Ground | Used Oil | 300 | Marked Unknown | 1967-04-20 | Bare Steel
4440010 | 2 | [5 empty] | Removed from Ground | Gas (Historical Use) | 6000 | Marked Unknown | 1984-01-01 | Unknown
4440010 | 3 | [5 empty] | Removed from Ground | Gas (Historical Use) | 6000 | Marked Unknown | 1984-01-01 | Unknown
4440013 | 3 | [5 empty] | Removed from Ground | Diesel | 25000 | Bare Steel | 1966-04-22 | Bare Steel
4440013 | 4 | [5 empty] | Removed from Ground | Diesel | 3000 | Bare Steel | 1981-04-22 | Bare Steel
4440013 | 5 | [5 empty] | Removed from Ground | Diesel | 1000 | Bare Steel | 1983-04-23 | Bare Steel
4440013 | 6 | [5 empty] | Removed from Ground | Gas (Historical Use) | 550 | Bare Steel | 1979-04-23 | Bare Steel
4440013 | 7 | Overfill Alarm | 1991-06-21 |  | 1991-06-21 |  | Currently in Use | Gas (Historical Use) | 550 | Fiberglass Double Walled | 1991-06-21 | Fiberglass Reinforced Plastic | Safe Suction (Euro)
4440013 | 8 | Overfill Alarm | 1994-05-16 |  | 1994-05-16 |  | Currently in Use | Diesel | 25000 | Fiberglass Double Walled | 1994-05-16 | Fiberglass Reinforced Plastic | Safe Suction (Euro)
4440013 | 9 | Overfill Alarm | 1998-10-27 | no | 1998-10-27 | no | Currently in Use | Diesel | 1000 | Fiberglass Double Walled | 1998-10-27 | Fiberglass Reinforced Plastic | Suction (American)
4440014 | 11 | [5 empty] | Removed from Ground | Gas (Historical Use) | 550 | Cathodically Protected Steel | 1966-04-22 | Cathodically Protected
4440014 | 12 | [5 empty] | Removed from Ground | Other | 550 | Cathodically Protected Steel | 1971-04-23 | Cathodically Protected
4440014 | 13 | [5 empty] | Removed from Ground | Other | 1000 | Cathodically Protected Steel | 1952-04-22 | Unknown
4440014 | 14 | [5 empty] | Removed from Ground | Other | 500 | Cathodically Protected Steel | 1952-04-22 | Unknown
4440014 | 15 | [5 empty] | Removed from Ground | Other | 1000 | Cathodically Protected Steel | 1952-04-22 | Unknown
4440014 | 16 | [5 empty] | Removed from Ground | Gas (Historical Use) | 2500 | Not Marked/Unknown | 1952-04-22 | Cathodically Protected
4440014 | 2 | [5 empty] | Closed in Ground | Other | 550 | Cathodically Protected Steel | 1976-04-22 | Galvanized Steel
4440014 | 3 |  |  | yes |  | yes | Closed in Ground | Used Oil | 550 | Bare Steel | 1958-01-01 | Bare Steel | Gravity Fed
4440014 | 4 | [5 empty] | Removed from Ground | Other | 10000 | Fiberglass | 1980-01-01 | Fiberglass Reinforced Plastic
4440014 | 5 | [5 empty] | Closed in Ground | Other | 2000 | Bare Steel | 1984-01-01 | Bare Steel | Gravity Fed
4440014 | 6 |  |  | yes |  | yes | Closed in Ground | Used Oil | 500 | Bare Steel | 1958-01-01 | Bare Steel | Gravity Fed
4440014 | 7 | [5 empty] | Removed from Ground | Other | 4000 | Bare Steel | 1953-01-01 | Bare Steel
4440014 | 8 | [5 empty] | Closed in Ground | Other | 8000 | Bare Steel | 1991-01-02 | Bare Steel | Gravity Fed
4440014 | 9 | [5 empty] | Closed in Ground | Other | 2000 | Bare Steel | 1981-01-01 | Bare Steel
4440016 | 1 | [5 empty] | Closed in Ground | Diesel | 6000 | Bare Steel | 1984-05-13 | Bare Steel | Safe Suction (Euro)
4440017 | 1 | [5 empty] | Removed from Ground | Other | 4000 | Bare Steel | 1981-05-06 | Galvanized Steel
4440017 | 2 | [5 empty] | Removed from Ground | Other | 4000 | Bare Steel | 1981-05-06 | Galvanized Steel
4440017 | 3 |  |  | yes |  | yes | Removed from Ground | Used Oil | 3000 | Bare Steel | 1981-05-06 | Galvanized Steel
4440017 | 4 |  |  | yes |  | yes | Removed from Ground | Used Oil | 3000 | Bare Steel | 1981-05-06 | Galvanized Steel
4440018 | 1 | [5 empty] | Removed from Ground | Other | 3000 | Cathodically Protected Steel | 1983-05-07 | Galvanized Steel
4440018 | 2 | [5 empty] | Removed from Ground | Other | 1000 | Cathodically Protected Steel | 1983-05-07 | Galvanized Steel
4440018 | 3 |  |  | yes |  | yes | Removed from Ground | Used Oil | 1000 | Cathodically Protected Steel | 1983-05-07 | Galvanized Steel
4440019 | 1 | [5 empty] | Removed from Ground | Other | 5000 | Marked Unknown | 1980-01-01 | Unknown
4440019 | 2 | [5 empty] | Removed from Ground | Other | 5000 | Marked Unknown | 1980-01-01 | Unknown
4440019 | 3 | [5 empty] | Removed from Ground | Other | 5000 | Marked Unknown | 1980-01-01 | Unknown
4440019 | 4 | [5 empty] | Removed from Ground | Other | 5000 | Marked Unknown | 1980-01-01 | Unknown
4440019 | 5 |  |  | yes |  | yes | Removed from Ground | Used Oil | 0 | Marked Unknown | 1998-07-06 | Unknown
4440020 | 1 | [5 empty] | Removed from Ground | Other | 4000 | Bare Steel | 1981-05-06 | Galvanized Steel
4440020 | 2 | [5 empty] | Removed from Ground | Other | 4000 | Bare Steel | 1981-05-06 | Galvanized Steel
4440020 | 3 |  |  | yes |  | yes | Removed from Ground | Used Oil | 4000 | Bare Steel | 1981-05-06 | Galvanized Steel
4440020 | 4 |  |  | yes |  | yes | Removed from Ground | Used Oil | 4000 | Bare Steel | 1981-05-06 | Galvanized Steel
4440021 | 1 | [5 empty] | Removed from Ground | Gas (Historical Use) | 6000 | Bare Steel | 1968-04-21 | Galvanized Steel
4440021 | 2 | [5 empty] | Removed from Ground | Gas (Historical Use) | 6000 | Bare Steel | 1968-04-21 | Galvanized Steel
4440021 | 3 | [5 empty] | Removed from Ground | Gas (Historical Use) | 6000 | Bare Steel | 1968-04-21 | Galvanized Steel
4440021 | 4 | [5 empty] | Removed from Ground | Diesel | 6000 | Bare Steel | 1968-04-21 | Galvanized Steel
4440021 | 5 | [5 empty] | Removed from Ground | Diesel | 550 | Not Marked/Unknown | 1993-04-30 | Not Marked
4440022 | 1 | Ball Float | 1991-06-01 |  | 1991-06-01 |  | Currently in Use | Diesel | 10000 | Fiberglass | 1979-04-22 | Fiberglass Reinforced Plastic | Pressurized
4440022 | 2 | Ball Float | 1991-06-01 |  | 1991-06-01 |  | Currently in Use | Gas (Historical Use) | 10000 | Fiberglass | 1979-04-22 | Fiberglass Reinforced Plastic | Pressurized
4440022 | 3 | Ball Float | 1991-06-01 |  | 1991-06-01 |  | Currently in Use | Gas (Historical Use) | 10000 | Fiberglass | 1979-04-22 | Fiberglass Reinforced Plastic | Pressurized
4440022 | 4 | Ball Float | 1991-06-01 |  | 1991-06-01 |  | Currently in Use | Gas (Historical Use) | 10000 | Fiberglass | 1979-04-22 | Fiberglass Reinforced Plastic | Pressurized
4440023 | 1 | [5 empty] | Removed from Ground | Empty | 10000 | Fiberglass | 1984-04-21 | Galvanized Steel
4440023 | 2 | [5 empty] | Removed from Ground | Empty | 8000 | Bare Steel | 1972-04-21 | Galvanized Steel
4440023 | 3 | [5 empty] | Removed from Ground | Empty | 8000 | Bare Steel | 1972-04-21 | Galvanized Steel
4440023 | 4 | [5 empty] | Removed from Ground | Empty | 8000 | Bare Steel | 1972-04-21 | Galvanized Steel
4440023 | 5 | Flapper Valve | 1991-10-01 |  | 1991-10-01 |  | Currently in Use | Gas (Historical Use) | 10000 | Fiberglass Double Walled | 1991-10-01 | Double-Walled Fiberglass | Pressurized
4440023 | 6 | Flapper Valve | 1991-10-01 |  | 1991-10-01 |  | Currently in Use | Gas (Historical Use) | 10000 | Fiberglass Double Walled | 1991-10-01 | Double-Walled Fiberglass | Pressurized
4440023 | 7 | Flapper Valve | 1991-10-01 |  | 1991-10-01 |  | Currently in Use | Gas (Historical Use) | 10000 | Fiberglass Double Walled | 1991-10-01 | Double-Walled Fiberglass | Pressurized
4440023 | 8 | Flapper Valve | 1991-10-01 |  | 1991-10-01 |  | Currently in Use | Diesel | 10000 | Fiberglass Double Walled | 1991-10-01 | Double-Walled Fiberglass | Pressurized
4440024 | 1 | [5 empty] | Removed from Ground | Gas (Historical Use) | 6000 | Bare Steel | 1968-04-21 | Not Marked
4440024 | 2 | [5 empty] | Removed from Ground | Gas (Historical Use) | 6000 | Bare Steel | 1968-04-21 | Not Marked
4440024 | 3 | [5 empty] | Removed from Ground | Gas (Historical Use) | 6000 | Bare Steel | 1968-04-21 | Galvanized Steel
4440024 | 4 | [5 empty] | Removed from Ground | Gas (Historical Use) | 6000 | Bare Steel | 1968-04-21 | Galvanized Steel
4440024 | 5 | Ball Float | 1991-12-01 |  | 1991-12-01 |  | Temporarily out of use | Gas (Historical Use) | 10000 | Fiberglass Double Walled | 1991-12-01 | Double-Walled Fiberglass | Pressurized
4440024 | 6 | Ball Float | 1991-12-01 |  | 1991-12-01 |  | Temporarily out of use | Gas (Historical Use) | 10000 | Fiberglass Double Walled | 1991-12-01 | Double-Walled Fiberglass | Pressurized
4440024 | 7 | Ball Float | 1991-12-01 |  | 1991-12-01 |  | Temporarily out of use | Gas (Historical Use) | 10000 | Fiberglass Double Walled | 1991-12-01 | Double-Walled Fiberglass | Pressurized
4440025 | 1 | [5 empty] | Removed from Ground | Gas (Historical Use) | 560 | Bare Steel | 1955-01-25 | Galvanized Steel
4440025 | 2 | [5 empty] | Removed from Ground | Gas (Historical Use) | 560 | Bare Steel | 1990-10-17 | Galvanized Steel
4440025 | 3 |  | 1989-09-20 |  | 1989-09-20 |  | Removed from Ground | Gas (Historical Use) | 1000 | Cathodically Protected Steel | 1989-09-20 | Cathodically Protected | Safe Suction (Euro)
4440025 | 4 |  | 1989-09-20 |  | 1989-09-20 |  | Removed from Ground | Diesel | 1000 | Cathodically Protected Steel | 1989-09-20 | Cathodically Protected | Safe Suction (Euro)
4440026 | 1 | [5 empty] | Removed from Ground | Diesel | 30000 | Bare Steel | 1980-05-01 | Bare Steel | Suction (American)
4440026 | 2 | [5 empty] | Removed from Ground | Diesel | 30000 | Bare Steel | 1980-05-01 | Bare Steel | Suction (American)
4440026 | 3 | [5 empty] | Removed from Ground | Diesel | 12000 | Bare Steel | 1971-05-02 | Bare Steel | Suction (American)
4440026 | 4 | [5 empty] | Removed from Ground | Diesel | 12000 | Bare Steel | 1971-05-02 | Bare Steel | Suction (American)
4440027 | 1 | [5 empty] | Removed from Ground | Diesel | 4000 | Fiberglass | 1983-01-01 | Fiberglass Reinforced Plastic | Suction (American)
4440027 | 2 | [5 empty] | Removed from Ground | Gas (Historical Use) | 4000 | Fiberglass | 1983-01-01 | Fiberglass Reinforced Plastic | Suction (American)
4440027 | 3 | [5 empty] | Removed from Ground | Diesel | 4000 | Fiberglass | 1983-01-01 | Fiberglass Reinforced Plastic | Suction (American)
4440028 | 2 | [5 empty] | Removed from Ground | Diesel | 10000 | Fiberglass | 1980-01-01 | Bare Steel | Suction (American)
4440028 | 1 | [5 empty] | Removed from Ground | Gas (Historical Use) | 10000 | Bare Steel | 1980-01-01 | Bare Steel | Suction (American)
4440029 | 1 | [5 empty] | Removed from Ground | Diesel | 10000 | Bare Steel | 1978-01-01 | Bare Steel
4440029 | 2 | [5 empty] | Removed from Ground | Diesel | 10000 | Bare Steel | 1978-01-01 | Bare Steel
4440029 | 3 |  |  | yes |  | yes | Removed from Ground | Used Oil | 550 | Bare Steel | 1999-02-18 | Unknown
4440031 | 1 | [5 empty] | Removed from Ground | Gas (Historical Use) | 4000 | Bare Steel | 1975-01-01 | Bare Steel | Suction (American)
4440033 | 1 | [5 empty] | Removed from Ground | Gas (Historical Use) | 4000 | Bare Steel | 1978-03-21 | Galvanized Steel
4440033 | 2 | [5 empty] | Removed from Ground | Diesel | 1000 | Bare Steel | 1971-03-22 | Galvanized Steel
4440034 | 1 |  |  | yes |  | yes | Removed from Ground | Used Oil | 300 | Bare Steel | 1976-03-19 | Bare Steel | Gravity Fed
4440034 | 2 | [5 empty] | Removed from Ground | Gas (Historical Use) | 10000 | Bare Steel | 1976-03-19 | Bare Steel
4440034 | 3 | [5 empty] | Removed from Ground | Gas (Historical Use) | 10000 | Bare Steel | 1976-03-19 | Bare Steel
4440036 | 1 | [5 empty] | Removed from Ground | Diesel | 8000 | Bare Steel | 1968-03-18 | Galvanized Steel | Suction (American)
4440036 | 2 | [5 empty] | Removed from Ground | Other | 6000 | Bare Steel | 1976-03-18 | Galvanized Steel | Suction (American)
4440036 | 3 |  |  | yes |  | yes | Removed from Ground | Used Oil | 500 | Bare Steel | 1976-03-18 | Galvanized Steel | Suction (American)
4440038 | 1 | [5 empty] | Removed from Ground | Gas (Historical Use) | 10000 | Bare Steel | 1962-03-14 | Galvanized Steel
4440039 | 3 | Ball Float | 1995-05-17 | no | 1995-05-17 | no | Temporarily out of use | Premium | 10000 | Steel-Impressed Current | 1972-03-14 | Fiberglass Reinforced Plastic | Pressurized
4440039 | 1 | Ball Float | 1995-05-17 | no | 1995-05-17 | no | Currently in Use | Regular | 10000 | Steel-Impressed Current | 1972-03-14 | Fiberglass Reinforced Plastic | Pressurized
4440039 | 2 | Ball Float | 1995-05-17 | no | 1995-05-17 | no | Temporarily out of use | Diesel | 10000 | Steel-Impressed Current | 1972-03-14 | Fiberglass Reinforced Plastic | Pressurized
4440040 | 1 |  |  | yes |  | yes | Removed from Ground | Used Oil | 270 | Bare Steel | 1994-10-19 | Bare Steel | Gravity Fed
4440043 | 1 | [5 empty] | Removed from Ground | Diesel | 3000 | Bare Steel | 1976-03-13 | Bare Steel
4440043 | 5 | [5 empty] | Removed from Ground | Diesel | 2000 | Bare Steel | 1967-01-01 | Bare Steel
4440045 | 1 | [5 empty] | Removed from Ground | Gas (Historical Use) | 3000 | Bare Steel | 1987-01-01 | Galvanized Steel
4440045 | 2 | [5 empty] | Removed from Ground | Gas (Historical Use) | 30000 | Bare Steel | 1987-01-01 | Galvanized Steel
4440045 | 3 | [5 empty] | Removed from Ground | Gas (Historical Use) | 3000 | Bare Steel | 1987-01-01 | Galvanized Steel
4440045 | 4 | [5 empty] | Removed from Ground | Gas (Historical Use) | 6000 | Bare Steel | 1987-01-01 | Galvanized Steel
4440050 | 1 | [5 empty] | Removed from Ground | Diesel | 10000 | Bare Steel | 1975-03-22 | Galvanized Steel
4440050 | 2 | [5 empty] | Removed from Ground | Diesel | 8000 | Bare Steel | 1975-03-22 | Galvanized Steel
4440051 | 1 |  | 1991-08-27 |  | 1991-08-27 |  | Removed from Ground | Diesel | 10000 | Bare Steel | 1974-01-01 | Fiberglass Reinforced Plastic | Pressurized
4440051 | 2 |  | 1991-08-27 |  | 1991-08-27 |  | Removed from Ground | Diesel | 10000 | Bare Steel | 1974-01-01 | Fiberglass Reinforced Plastic | Pressurized
4440051 | 3 |  | 1991-08-17 |  | 1991-08-17 |  | Removed from Ground | Diesel | 10000 | Bare Steel | 1974-01-01 | Fiberglass Reinforced Plastic | Pressurized
4440051 | 4 |  |  | yes |  | yes | Removed from Ground | Used Oil | 550 | Bare Steel | 1974-01-01 | Unknown
4440052 | 1 | [5 empty] | Removed from Ground | Diesel | 8000 | Fiberglass | 1971-03-19 | Galvanized Steel | Suction (American)
4440052 | 2 | [5 empty] | Removed from Ground | Gas (Historical Use) | 2000 | Fiberglass | 1971-03-19 | Galvanized Steel | Suction (American)
4440052 | 5A | Ball Float | 1997-09-01 |  | 1997-09-01 |  | Currently in Use | Diesel | 12000 | Fiberglass | 1997-09-01 | Double-Walled Flex | Pressurized
4440052 | 5B | Ball Float | 1997-09-01 |  | 1997-09-01 |  | Currently in Use | Diesel | 3000 | Fiberglass | 1997-09-01 | Double-Walled Flex | Pressurized
4440054 | 1 | [5 empty] | Removed from Ground | Other | 750 | Bare Steel | 1966-03-01 | Bare Steel
4440054 | 2 | [5 empty] | Removed from Ground | Other | 500 | Bare Steel | 1966-03-01 | Bare Steel
4440054 | 3 | [5 empty] | Removed from Ground | Other | 500 | Bare Steel | 1966-03-01 | Bare Steel
4440057 | 1 | [5 empty] | Removed from Ground | Other | 20000 | Bare Steel | 1977-02-25 | Unknown
4440057 | 2 | [5 empty] | Removed from Ground | Other | 20000 | Bare Steel | 1977-02-25 | Unknown
4440057 | 3 | [5 empty] | Removed from Ground | Diesel | 10000 | Bare Steel | 1981-02-25 | Bare Steel
4440057 | 4 | [5 empty] | Removed from Ground | Diesel | 6000 | Bare Steel | 1981-02-25 | Bare Steel
4440059 | 1 |  |  | yes |  | yes | Removed from Ground | Used Oil | 1000 | Bare Steel | 1984-02-26 | Galvanized Steel
4440060 | 1 | [5 empty] | Removed from Ground | Gas (Historical Use) | 2000 | Bare Steel | 1978-02-24 | Galvanized Steel
4440061 | 1 | [5 empty] | Removed from Ground | Diesel | 1000 | Cathodically Protected Steel | 1984-02-26 | Cathodically Protected | Suction (American)
4440062 | 1 | [5 empty] | Removed from Ground | Gas (Historical Use) | 5288 | Bare Steel | 1990-03-01 | Galvanized Steel
4440062 | 10 | [5 empty] | Removed from Ground | Diesel | 550 | Not Marked/Unknown | 1994-05-10 | Not Marked
4440062 | 11 |  |  | yes |  | yes | Removed from Ground | Used Oil | 275 | Not Marked/Unknown | 1994-05-10 | Not Marked
4440062 | 2 | [5 empty] | Removed from Ground | Gas (Historical Use) | 5288 | Bare Steel | 1990-03-01 | Galvanized Steel
4440062 | 3 | [5 empty] | Removed from Ground | Gas (Historical Use) | 5288 | Bare Steel | 1990-03-01 | Galvanized Steel
4440062 | 4 |  | 1990-04-25 |  | 1990-04-25 |  | Removed from Ground | Diesel | 5288 | Bare Steel | 1990-03-01 | Galvanized Steel
4440062 | 5 |  | 1990-04-25 |  | 1990-04-25 |  | Removed from Ground | Kerosene | 550 | Marked Unknown | 1990-03-01 | Unknown
4440062 | 6 |  |  | yes | 1990-04-25 | yes | Removed from Ground | Used Oil | 550 | Marked Unknown | 1990-03-01 | Unknown
4440062 | 7 | Ball Float | 2000-12-08 |  | 2000-12-08 |  | Currently in Use | Gas (Historical Use) | 8000 | Galvanic (STIP-3) | 1990-04-01 | Fiberglass Reinforced Plastic | Pressurized
4440062 | 8 | Ball Float | 2000-12-08 |  | 2000-12-08 |  | Currently in Use | Gas (Historical Use) | 8000 | Galvanic (STIP-3) | 1990-04-01 | Fiberglass Reinforced Plastic | Pressurized
4440062 | 9 | Ball Float | 2000-12-08 |  | 2000-12-08 |  | Currently in Use | Diesel | 8000 | Galvanic (STIP-3) | 1990-04-01 | Fiberglass Reinforced Plastic | Pressurized
4440063 | 1 | [5 empty] | Removed from Ground | Diesel | 20000 | Cathodically Protected Steel | 1980-02-11 | Cathodically Protected | Suction (American)
4440063 | 2 | [5 empty] | Removed from Ground | Diesel | 20000 | Cathodically Protected Steel | 1980-02-11 | Cathodically Protected | Suction (American)
4440063 | 3 | [5 empty] | Removed from Ground | Gas (Historical Use) | 10000 | Fiberglass | 1982-02-10 | Galvanized Steel
4440063 | 4 |  |  | yes |  | yes | Removed from Ground | Used Oil | 1000 | Bare Steel | 1980-02-11 | Galvanized Steel
4440063 | 5 | [5 empty] | Removed from Ground | Other | 6000 | Bare Steel | 1980-02-11 | Galvanized Steel
4440065 | 1 | Flapper Valve | 1991-05-30 |  | 1991-05-30 |  | Removed from Ground | Diesel | 10000 | Lined Interior | 1982-02-18 | Fiberglass Reinforced Plastic | Safe Suction (Euro)
4440065 | 2 | [5 empty] | Removed from Ground | Diesel | 4000 | Bare Steel | 1972-02-19 | Galvanized Steel
4440065 | 3 | [5 empty] | Removed from Ground | Gas (Historical Use) | 6000 | Bare Steel | 1972-02-19 | Galvanized Steel
4440065 | 4 | Flapper Valve | 1991-05-31 | no | 1991-05-31 | no | Currently in Use | Gas (Historical Use) | 15000 | Fiberglass Double Walled | 1991-05-31 | Double-Walled Fiberglass | Pressurized
4440065 | 5 |  | 2013-05-15 | no | 2013-05-15 | no | Currently in Use | Diesel | 10000 | Fiberglass Double Walled | 2013-05-15 | Double-Walled Fiberglass | Suction (American)
4440067 | 1 | [5 empty] | Removed from Ground | Gas (Historical Use) | 1000 | Bare Steel | 1975-02-15 | Galvanized Steel | Suction (American)
4440067 | 2 | [5 empty] | Removed from Ground | Gas (Historical Use) | 1000 | Bare Steel | 1984-02-15 | Galvanized Steel | Suction (American)
4440067 | 3 | Flapper Valve | 1997-03-27 |  | 1997-03-27 | yes | Closed in Ground | Gas (Historical Use) | 2000 | Fiberglass | 1997-03-27 | Fiberglass Reinforced Plastic | Safe Suction (Euro)
4440068 | 1 | [5 empty] | Removed from Ground | Gas (Historical Use) | 500 | Bare Steel | 1995-12-21 | Galvanized Steel
4440070 | 1 |  |  | yes |  | yes | Removed from Ground | Used Oil | 552 | Bare Steel | 1983-03-04 | Galvanized Steel | Gravity Fed
4440072 | 1 | [5 empty] | Removed from Ground | Gas (Historical Use) | 4000 | Bare Steel | 1979-02-28 | Bare Steel | Safe Suction (Euro)
4440072 | 2 | [5 empty] | Removed from Ground | Gas (Historical Use) | 4000 | Bare Steel | 1979-02-28 | Bare Steel | Safe Suction (Euro)
4440072 | 3 | [5 empty] | Removed from Ground | Diesel | 2000 | Bare Steel | 1970-02-27 | Bare Steel | Safe Suction (Euro)
4440074 | 1 | [5 empty] | Removed from Ground | Other | 10000 | Bare Steel | 1961-02-28 | Bare Steel
4440074 | 2 | [5 empty] | Removed from Ground | Other | 10000 | Bare Steel | 1977-02-28 | Bare Steel
4440074 | 3 | [5 empty] | Removed from Ground | Other | 10000 | Bare Steel | 1977-02-28 | Bare Steel
4440074 | 4 | [5 empty] | Removed from Ground | Diesel | 1000 | Bare Steel | 1970-02-28 | Bare Steel
4440074 | 5 | [5 empty] | Removed from Ground | Diesel | 5000 | Bare Steel | 1970-02-28 | Bare Steel
4440074 | 6 | Ball Float | 1999-01-01 |  | 1999-01-01 |  | Closed in Ground | Diesel | 8000 | Composite | 1999-01-01 | Secondary Containment | Safe Suction (Euro)
4440074 | CEP-1 | Flapper Valve | 1990-01-05 |  | 1990-01-05 |  | Currently in Use | Diesel | 30000 | Fiberglass | 1990-01-05 | Fiberglass Reinforced Plastic | Suction (American)
4440075 | DT-4 | [5 empty] | Removed from Ground | Gas (Historical Use) | 1000 | Bare Steel | 1978-03-04 | Unknown | Suction (American)
4440076 | DT-3 | [5 empty] | Removed from Ground | Gas (Historical Use) | 3000 | Bare Steel | 1978-03-04 | Unknown | Suction (American)
4440078 | 12 | [5 empty] | Removed from Ground | Diesel | 10000 | Bare Steel | 1978-03-04 | Unknown | Pressurized
4440078 | DT-1 | [5 empty] | Removed from Ground | Gas (Historical Use) | 3000 | Bare Steel | 1978-03-04 | Unknown | Suction (American)
4440079 | 1 | [5 empty] | Removed from Ground | Gas (Historical Use) | 3000 | Bare Steel | 1978-03-04 | Unknown
4440080 | 1 | [5 empty] | Removed from Ground | Other | 4000 | Fiberglass | 1984-02-26 | Not Marked
4440080 | 2 | [5 empty] | Currently in Use | Kerosene | 10000 | Fiberglass | 1984-02-26 | Not Marked
4440080 | 3 | [5 empty] | Currently in Use | Other | 4000 | Fiberglass | 1984-02-26 | Not Marked
4440081 | 1 | Flapper Valve | 1998-02-20 | no | 1998-02-20 | no | Temporarily out of use | Regular | 10000 | Steel-Impressed Current | 1977-03-04 | Steel (Impressed Current) | Suction (American)
4440082 | 1 | Flapper Valve | 1998-12-21 |  | 1998-12-11 |  | Currently in Use | Jet Fuel | 10000 | Fiberglass | 1983-02-27 | Steel/FG Secondary containment | Pressurized
4440083 | 1 | [5 empty] | Removed from Ground | Diesel | 2000 | Bare Steel | 1970-02-07 | Galvanized Steel
4440083 | 2 | [5 empty] | Removed from Ground | Gas (Historical Use) | 3000 | Bare Steel | 1970-02-07 | Galvanized Steel
4440083 | 3 | [5 empty] | Removed from Ground | Diesel | 500 | Bare Steel | 1981-02-07 | Galvanized Steel
4440083 | 4 |  | 1999-02-01 |  | 1999-02-01 |  | Removed from Ground | Gas (Historical Use) | 3000 | Double Walled | 1999-01-15 | Fiberglass Reinforced Plastic | Suction (American)
4440083 | 5 | Flapper Valve | 1999-04-01 | no | 1999-04-01 | no | Currently in Use | Premium | 2500 | Fiberglass Double Walled | 1999-04-01 | Fiberglass Reinforced Plastic | Safe Suction (Euro)
4440083 | 6 | Flapper Valve | 2006-01-01 | no | 2006-01-01 | no | Currently in Use | Diesel | 5000 | Fiberglass Double Walled | 2006-01-01 | Steel/FG Secondary containment | Safe Suction (Euro)
4440084 | 1 | [5 empty] | Removed from Ground | Gas (Historical Use) | 4000 | Marked Unknown | 1981-02-07 | Unknown
4440085 | 1 |  |  | yes |  | yes | Removed from Ground | Used Oil | 270 | Marked Unknown | 1976-02-28 | Unknown
4440086 | 1 |  | 1989-08-16 |  |  |  | Closed in Ground | Empty | 12000 | Bare Steel | 1983-03-05 | Galvanized Steel | Suction (American)
4440086 | 2 | Ball Float | 1989-08-16 |  | 1998-03-06 |  | Currently in Use | Aviation Gas/AV Gas | 20000 | Galvanic (STIP-3) | 2000-09-18 | Fiberglass Reinforced Plastic | Safe Suction (Euro)
4440088 | 1 | [5 empty] | Removed from Ground | Gas (Historical Use) | 10000 | Bare Steel | 1976-03-01 | Galvanized Steel
4440088 | 2 | [5 empty] | Removed from Ground | Gas (Historical Use) | 10000 | Bare Steel | 1976-03-01 | Galvanized Steel
4440088 | 3 | [5 empty] | Removed from Ground | Gas (Historical Use) | 10000 | Bare Steel | 1976-03-01 | Galvanized Steel
4440089 | 1 | [5 empty] | Removed from Ground | Diesel | 20000 | Bare Steel | 1966-02-18 | Bare Steel | Suction (American)
4440089 | 2 | [5 empty] | Removed from Ground | Diesel | 20000 | Fiberglass | 1980-02-19 | Galvanized Steel | Suction (American)
4440089 | 3 | [5 empty] | Removed from Ground | Diesel | 10000 | Bare Steel | 1966-02-18 | Bare Steel | Suction (American)
4440089 | 4 | [5 empty] | Removed from Ground | Gas (Historical Use) | 2000 | Bare Steel | 1981-02-18 | Bare Steel | Suction (American)
4440090 | 1 | Flapper Valve | 1998-07-25 |  | 1998-07-25 |  | Currently in Use | Gas (Historical Use) | 10000 | Steel-Impressed Current | 1985-02-19 | Steel (Impressed Current) | Pressurized
4440091 | 2 | [5 empty] | Closed in Ground | Diesel | 8000 | Bare Steel | 1966-03-03 | Galvanized Steel | Pressurized
4440091 | 3 | [5 empty] | Closed in Ground | Diesel | 20000 | Bare Steel | 1978-03-03 | Galvanized Steel | Pressurized
4440092 | 1 | [5 empty] | Removed from Ground | Empty | 30000 | Bare Steel | 1968-02-22 | Bare Steel
4440092 | 2 | [5 empty] | Removed from Ground | Empty | 30000 | Bare Steel | 1968-02-22 | Bare Steel
4440092 | 3 | [5 empty] | Removed from Ground | Empty | 30000 | Bare Steel | 1968-02-22 | Bare Steel
4440092 | 4 | [5 empty] | Removed from Ground | Empty | 30000 | Bare Steel | 1968-02-22 | Bare Steel
4440092 | 5 | [5 empty] | Removed from Ground | Gas (Historical Use) | 5000 | Marked Unknown | 1975-02-22 | Unknown
4440092 | 6 | [5 empty] | Removed from Ground | Gas (Historical Use) | 5000 | Marked Unknown | 1975-02-22 | Unknown
4440098 | 1 | [5 empty] | Closed in Ground | Empty | 2000 | Bare Steel | 1974-02-24 | Galvanized Steel | Suction (American)
4440100 | 1 | [5 empty] | Removed from Ground | Gas (Historical Use) | 8000 | Bare Steel | 1970-12-13 | Galvanized Steel
4440100 | 5 | [5 empty] | Removed from Ground | Other | 1000 | Bare Steel | 1983-01-01 | Galvanized Steel
4440100 | 6 | [5 empty] | Removed from Ground | Other | 500 | Bare Steel | 1983-01-01 | Galvanized Steel
4440100 | 7 |  |  | yes |  | yes | Removed from Ground | Used Oil | 1000 | Bare Steel | 1983-01-01 | Galvanized Steel
4440101 | 1 |  |  | yes |  | yes | Removed from Ground | Used Oil | 500 | Bare Steel | 1992-11-01 | Galvanized Steel
4440102 | 1 |  | 1993-08-22 |  | 1993-08-22 |  | Removed from Ground | Gas (Historical Use) | 15000 | Bare Steel | 1977-01-21 | Fiberglass Reinforced Plastic | Pressurized
4440102 | 2 |  | 1993-08-22 |  | 1993-08-22 |  | Removed from Ground | Gas (Historical Use) | 10000 | Bare Steel | 1977-01-21 | Fiberglass Reinforced Plastic | Pressurized
4440102 | 3 |  | 1993-08-22 |  | 1993-08-22 |  | Removed from Ground | Gas (Historical Use) | 10000 | Bare Steel | 1977-01-21 | Fiberglass Reinforced Plastic | Pressurized
4440103 | 1 | Ball Float | 1990-02-01 |  | 1990-02-01 |  | Currently in Use | Gas (Historical Use) | 10000 | Steel-Impressed Current | 1980-01-22 | Double-Walled Fiberglass | Pressurized
4440103 | 2 | Ball Float | 1990-02-01 |  | 1990-02-02 |  | Currently in Use | Gas (Historical Use) | 8000 | Steel-Impressed Current | 1980-01-22 | Double-Walled Fiberglass | Pressurized
4440103 | 3 | Ball Float | 1990-02-01 |  | 1990-02-01 |  | Currently in Use | Diesel | 8000 | Steel-Impressed Current | 1980-01-22 | Double-Walled Fiberglass | Pressurized
4440104 | 1 | [5 empty] | Removed from Ground | Diesel | 10000 | Cathodically Protected Steel | 1976-02-21 | Galvanized Steel
4440104 | 2 | [5 empty] | Removed from Ground | Gas (Historical Use) | 8000 | Cathodically Protected Steel | 1976-02-21 | Galvanized Steel
4440104 | 3 | [5 empty] | Removed from Ground | Gas (Historical Use) | 8000 | Cathodically Protected Steel | 1976-02-21 | Galvanized Steel
4440104 | 4 |  |  | yes |  | yes | Removed from Ground | Used Oil | 500 | Cathodically Protected Steel | 1976-02-21 | Galvanized Steel
4440105 | 1 | [5 empty] | Closed in Ground | Diesel | 3000 | Bare Steel | 1970-02-26 | Galvanized Steel
4440105 | 2 | Overfill Alarm | 1996-01-01 |  | 1996-01-01 |  | Removed from Ground | Gas (Historical Use) | 10000 | Galvanic (STIP-3) | 1983-02-27 | Fiberglass Reinforced Plastic | Pressurized
4440105 | 3 | Overfill Alarm | 1996-01-01 |  | 1996-01-01 |  | Removed from Ground | Diesel | 10000 | Galvanic (STIP-3) | 1974-02-26 | Fiberglass Reinforced Plastic | Pressurized
4440106 | 1 |  |  | yes |  | yes | Removed from Ground | Used Oil | 1000 | Bare Steel | 1978-02-24 | Galvanized Steel
4440106 | 2 | [5 empty] | Removed from Ground | Other | 1000 | Bare Steel | 1978-02-24 | Galvanized Steel
4440106 | 3 | [5 empty] | Removed from Ground | Other | 1000 | Bare Steel | 1978-02-24 | Galvanized Steel
4440106 | 4 | [5 empty] | Removed from Ground | Gas (Historical Use) | 10000 | Not Marked/Unknown | 1993-12-30 | Not Marked
4440106 | 5 | [5 empty] | Removed from Ground | Gas (Historical Use) | 2000 | Not Marked/Unknown | 1993-12-30 | Not Marked
4440106 | 6 | [5 empty] | Removed from Ground | Gas (Historical Use) | 2000 | Not Marked/Unknown | 1993-12-30 | Not Marked
4440107 | 1 | [5 empty] | Permanently Out of Use - historical purposes | Other | 750 | Bare Steel | 1966-03-03 | Bare Steel
4440107 | 2 | [5 empty] | Permanently Out of Use - historical purposes | Other | 750 | Bare Steel | 1966-03-03 | Bare Steel
4440107 | 3 | [5 empty] | Permanently Out of Use - historical purposes | Other | 500 | Bare Steel | 1966-03-03 | Bare Steel
4440108 | 1 | [5 empty] | Removed from Ground | Gas (Historical Use) | 8000 | Bare Steel | 1977-01-09 | Galvanized Steel
4440108 | 2 | [5 empty] | Removed from Ground | Gas (Historical Use) | 9000 | Bare Steel | 1964-01-10 | Galvanized Steel
4440108 | 3 | [5 empty] | Removed from Ground | Gas (Historical Use) | 10000 | Bare Steel | 1964-01-10 | Galvanized Steel
4440108 | 4 | Flapper Valve | 1991-10-01 |  | 1991-10-01 |  | Currently in Use | Gas (Historical Use) | 10000 | Epoxy | 1991-10-13 | Fiberglass Reinforced Plastic | Pressurized
4440108 | 5 | Flapper Valve | 1991-10-01 |  | 1991-10-01 |  | Currently in Use | Gas (Historical Use) | 10000 | Epoxy | 1991-10-13 | Fiberglass Reinforced Plastic | Pressurized
4440108 | 6 | Flapper Valve | 1991-10-01 |  | 1991-10-01 |  | Currently in Use | Gas (Historical Use) | 10000 | Epoxy | 1991-10-13 | Fiberglass Reinforced Plastic | Pressurized
4440109 | 1 | [5 empty] | Removed from Ground | Diesel | 10000 | Bare Steel | 1980-01-23 | Unknown
4440109 | 2 | [5 empty] | Removed from Ground | Diesel | 10000 | Bare Steel | 1980-01-23 | Unknown
4440109 | 3 |  |  | yes |  | yes | Removed from Ground | Used Oil | 500 | Bare Steel | 1980-01-23 | Unknown
4440109 | 4 | [5 empty] | Removed from Ground | Other | 500 | Bare Steel | 1980-01-23 | Unknown
4440116 | 1 | Ball Float | 1992-09-10 |  | 1992-09-10 |  | Removed from Ground | Diesel | 12000 | Fiberglass | 1984-12-10 | Fiberglass Reinforced Plastic | Pressurized
4440116 | 2 | Ball Float | 1992-09-10 |  | 1992-09-10 |  | Removed from Ground | Diesel | 12000 | Fiberglass | 1984-12-10 | Fiberglass Reinforced Plastic | Pressurized
4440116 | 3 |  | 1992-09-10 |  | 1992-09-10 |  | Removed from Ground | New Oil | 6000 | Fiberglass | 1984-12-10 | Fiberglass Reinforced Plastic | Suction (American)
4440116 | 4 |  | 1992-09-10 |  | 1992-09-10 |  | Removed from Ground | Other | 6000 | Tank Jacket | 1992-09-10 | Galvanized Steel | Suction (American)
4440116 | 5 |  | 1992-09-10 | yes | 1992-09-10 | yes | Removed from Ground | Used Oil | 1000 | Fiberglass | 1992-09-10 | Galvanized Steel | Gravity Fed
4440120 | 1 | [5 empty] | Removed from Ground | Diesel | 500 | Bare Steel | 1980-01-24 | Copper
4440121 | 1 | [5 empty] | Removed from Ground | Gas (Historical Use) | 1000 | Bare Steel | 1977-04-23 | Bare Steel | Suction (American)
4440121 | 2 | [5 empty] | Removed from Ground | Diesel | 10000 | Bare Steel | 1977-04-23 | Bare Steel | Suction (American)
4440121 | 3 | [5 empty] | Removed from Ground | Other | 500 | Not Marked/Unknown |  | Not Marked
4440122 | 1 | Flapper Valve | 1995-04-26 |  | 1995-04-26 |  | Removed from Ground | Gas (Historical Use) | 10000 | Steel-Impressed Current | 1981-02-26 | Steel (Impressed Current) | Pressurized
4440123 | 1 | [5 empty] | Removed from Ground | Gas (Historical Use) | 6000 | Bare Steel | 1979-03-04 | Galvanized Steel
4440123 | 2 | [5 empty] | Removed from Ground | Gas (Historical Use) | 6000 | Bare Steel | 1979-03-04 | Galvanized Steel
4440126 | 1 | [5 empty] | Removed from Ground | Gas (Historical Use) | 6000 | Bare Steel | 1981-02-24 | Galvanized Steel | Safe Suction (Euro)
4440127 | 1 | [5 empty] | Removed from Ground | Gas (Historical Use) | 10000 | Bare Steel | 1972-02-27 | Galvanized Steel
4440127 | 2 | [5 empty] | Removed from Ground | Diesel | 10000 | Bare Steel | 1976-02-27 | Galvanized Steel
4440127 | 3 |  |  | yes |  | yes | Removed from Ground | Used Oil | 1000 | Bare Steel | 1972-02-27 | Galvanized Steel
4440127 | 4 | [5 empty] | Removed from Ground | Other | 1000 | Bare Steel | 1972-02-27 | Galvanized Steel
4440127 | 5 | [5 empty] | Closed in Ground | Diesel | 10000 | Not Marked/Unknown |  | Not Marked
4440128 | 1 |  | 1997-04-24 |  | 1997-04-24 |  | Removed from Ground | Gas (Historical Use) | 1000 | Steel-Impressed Current | 1978-01-01 | Steel (Impressed Current) | Gravity Fed
4440128 | 2 | [5 empty] | Removed from Ground | Gas (Historical Use) | 1 | Bare Steel | 1988-06-01 | Galvanized Steel
4440131 | 1 | Flapper Valve | 1998-12-01 |  | 1998-12-01 |  | Currently in Use | Gas (Historical Use) | 10000 | Steel-Impressed Current | 1979-01-03 | Fiberglass Reinforced Plastic | Pressurized
4440131 | 2 | Flapper Valve | 1998-12-01 |  | 1998-12-01 |  | Currently in Use | Diesel | 10000 | Steel-Impressed Current | 1979-01-03 | Fiberglass Reinforced Plastic | Pressurized
4440131 | 3 | Flapper Valve | 1998-12-01 |  | 1998-12-01 |  | Currently in Use | Gas (Historical Use) | 6000 | Steel-Impressed Current | 1979-01-03 | Fiberglass Reinforced Plastic | Pressurized
4440132 | 1 | [5 empty] | Removed from Ground | Gas (Historical Use) | 12000 | Bare Steel | 1981-08-01 | Galvanized Steel | Pressurized
4440132 | 2 | [5 empty] | Removed from Ground | Gas (Historical Use) | 12000 | Bare Steel | 1981-08-01 | Galvanized Steel | Pressurized
4440132 | 3 | [5 empty] | Removed from Ground | Gas (Historical Use) | 12000 | Bare Steel | 1981-08-01 | Galvanized Steel | Pressurized
4440133 | 1 | Ball Float | 1993-09-10 |  | 1993-09-10 |  | Currently in Use | Gas (Historical Use) | 10152 | Galvanic (STIP-3) | 1983-11-01 | Fiberglass Reinforced Plastic | Pressurized
4440133 | 2 | Ball Float | 1993-09-10 |  | 1993-09-10 |  | Currently in Use | Gas (Historical Use) | 10152 | Galvanic (STIP-3) | 1983-11-01 | Fiberglass Reinforced Plastic | Pressurized
4440133 | 3 | Ball Float | 1993-09-10 |  | 1993-09-10 |  | Currently in Use | Gas (Historical Use) | 6048 | Galvanic (STIP-3) | 1983-11-01 | Fiberglass Reinforced Plastic | Pressurized
4440133 | 4 | Ball Float | 1993-09-10 |  | 1993-09-10 |  | Currently in Use | Diesel | 6048 | Galvanic (STIP-3) | 1983-11-01 | Fiberglass Reinforced Plastic | Pressurized
4440134 | 1 | [5 empty] | Removed from Ground | Gas (Historical Use) | 12000 | Bare Steel | 1982-11-01 | Bare Steel | Pressurized
4440134 | 2 | [5 empty] | Removed from Ground | Gas (Historical Use) | 12000 | Bare Steel | 1983-01-03 | Bare Steel | Pressurized
4440134 | 3 | [5 empty] | Removed from Ground | Gas (Historical Use) | 12000 | Bare Steel | 1983-01-03 | Bare Steel | Pressurized
4440135 | 1 | Ball Float | 1994-12-11 |  | 1994-12-11 |  | Currently in Use | Gas (Historical Use) | 11780 | Fiberglass | 1987-04-01 | Fiberglass Reinforced Plastic | Pressurized
4440135 | 2 | Ball Float | 1994-12-11 |  | 1994-12-11 |  | Currently in Use | Diesel | 11780 | Fiberglass | 1987-04-01 | Fiberglass Reinforced Plastic | Pressurized
4440135 | 3 | Ball Float | 1994-12-11 |  | 1994-12-11 |  | Currently in Use | Gas (Historical Use) | 11780 | Fiberglass | 1987-04-01 | Fiberglass Reinforced Plastic | Pressurized
4440141 | 1 | [5 empty] | Removed from Ground | Gas (Historical Use) | 8000 | Bare Steel | 1970-09-01 | Galvanized Steel | Pressurized
4440141 | 2 | [5 empty] | Removed from Ground | Gas (Historical Use) | 8000 | Bare Steel | 1970-09-01 | Galvanized Steel | Pressurized
4440141 | 3 | [5 empty] | Removed from Ground | Gas (Historical Use) | 8000 | Bare Steel | 1970-09-01 | Galvanized Steel | Pressurized
4440145 | 1 | [5 empty] | Removed from Ground | Gas (Historical Use) | 5000 | Bare Steel | 1967-01-01 | Galvanized Steel | Suction (American)
4440145 | 2 | [5 empty] | Removed from Ground | Gas (Historical Use) | 5000 | Bare Steel | 1967-01-01 | Galvanized Steel | Suction (American)
4440145 | 3 | [5 empty] | Removed from Ground | Gas (Historical Use) | 5000 | Bare Steel | 1967-01-01 | Galvanized Steel | Suction (American)
4440145 | 4 | [5 empty] | Removed from Ground | Gas (Historical Use) | 5000 | Bare Steel | 1967-01-01 | Galvanized Steel | Suction (American)
4440151 | 1 | [5 empty] | Removed from Ground | Gas (Historical Use) | 10000 | Bare Steel | 1974-02-06 | Galvanized Steel
4440151 | 2 | [5 empty] | Removed from Ground | Gas (Historical Use) | 12000 | Bare Steel | 1961-02-09 | Galvanized Steel
4440151 | 3 | [5 empty] | Removed from Ground | Gas (Historical Use) | 10000 | Bare Steel | 1961-02-09 | Galvanized Steel
4440151 | 4 | [5 empty] | Removed from Ground | Diesel | 10000 | Bare Steel | 1961-02-09 | Galvanized Steel
4440151 | 5 | [5 empty] | Removed from Ground | Gas (Historical Use) | 10000 | Cathodically Protected Steel | 1992-02-09 | Fiberglass Reinforced Plastic | Pressurized
4440151 | 6 | [5 empty] | Removed from Ground | Gas (Historical Use) | 8000 | Cathodically Protected Steel | 1992-02-09 | Fiberglass Reinforced Plastic | Pressurized
4440151 | 7 | [5 empty] | Removed from Ground | Gas (Historical Use) | 6000 | Cathodically Protected Steel | 1992-02-09 | Fiberglass Reinforced Plastic | Pressurized
4440156 | 1 | Ball Float | 1996-09-19 |  | 1996-09-19 |  | Currently in Use | Gas (Historical Use) | 10000 | Steel-Impressed Current | 1973-12-10 | Fiberglass Reinforced Plastic | Pressurized
4440156 | 2 | Ball Float | 1996-09-19 |  | 1996-09-19 |  | Currently in Use | Gas (Historical Use) | 10000 | Steel-Impressed Current | 1973-12-10 | Fiberglass Reinforced Plastic | Pressurized
4440156 | 3 | Ball Float | 1996-09-19 |  | 1996-09-19 |  | Currently in Use | Diesel | 10000 | Steel-Impressed Current | 1973-12-10 | Fiberglass Reinforced Plastic | Pressurized
4440157 | 1 |  | 1991-01-01 | no | 1991-01-01 | no | Temporarily out of use |  | 10000 | Fiberglass | 2008-08-06 | Fiberglass Reinforced Plastic | Pressurized
4440157 | 2 |  | 1991-01-01 | no | 1991-01-01 | no | Temporarily out of use |  | 10000 | Fiberglass | 2008-08-06 | Fiberglass Reinforced Plastic | Pressurized
4440157 | 3 |  | 1991-01-01 |  | 1991-01-01 |  | Removed from Ground | Gas (Historical Use) | 10000 | Fiberglass | 1985-02-06 | Fiberglass Reinforced Plastic | Pressurized
4440157 | 4 | [5 empty] | Removed from Ground | Kerosene | 8000 | Fiberglass | 1985-02-06 | Fiberglass Reinforced Plastic
4440157 | 5 | [5 empty] | Removed from Ground | Other | 1000 | Fiberglass | 1985-02-06 | Galvanized Steel
4440157 | 6 |  |  | yes |  | yes | Removed from Ground | Used Oil | 550 | Fiberglass | 1985-02-06 | Galvanized Steel
4440157 | 7A | Ball Float | 2009-08-08 | no | 2009-08-08 | no | Currently in Use | Gas (Historical Use) | 9000 | Fiberglass Double Walled | 2009-08-08 | Double-Walled Fiberglass | Pressurized
4440157 | 7B | Ball Float | 2009-08-08 | no | 2009-08-08 | no | Currently in Use | Gas (Historical Use) | 6000 | Fiberglass Double Walled | 2009-08-08 | Double-Walled Fiberglass | Pressurized
4440158 | 1 | Overfill Alarm | 1994-01-01 |  | 1987-01-01 |  | Currently in Use | Gas (Historical Use) | 12000 | Fiberglass | 1985-02-06 | Fiberglass Reinforced Plastic | Pressurized
4440158 | 2 | Overfill Alarm | 1994-01-01 |  | 1987-01-01 |  | Currently in Use | Gas (Historical Use) | 10000 | Fiberglass | 1985-02-06 | Fiberglass Reinforced Plastic | Pressurized
4440158 | 3 | Overfill Alarm | 1994-01-01 |  | 1987-01-01 |  | Currently in Use | Gas (Historical Use) | 10000 | Fiberglass | 1985-02-06 | Fiberglass Reinforced Plastic | Pressurized
4440158 | 4 | Overfill Alarm | 1994-01-01 |  | 1987-01-01 |  | Currently in Use | Diesel | 10000 | Fiberglass | 1985-02-06 | Fiberglass Reinforced Plastic | Pressurized
4440158 | 5 | Ball Float | 1994-01-01 |  | 1994-01-01 |  | Temporarily out of use | Other | 1000 | Fiberglass | 1985-02-06 | Double-Walled Flex | Pressurized
4440158 | 6 | Ball Float | 1994-01-01 | yes | 1994-01-01 | yes | Temporarily out of use | Used Oil | 550 | Fiberglass | 1985-02-06 | Double-Walled Flex | Pressurized
4440159 | 1 | Ball Float | 1994-01-01 |  | 1985-01-01 |  | Currently in Use | Gas (Historical Use) | 12000 | Fiberglass | 1985-02-06 | Fiberglass Reinforced Plastic | Pressurized
4440159 | 2 | Ball Float | 1994-01-01 |  | 1985-01-01 |  | Currently in Use | Gas (Historical Use) | 10000 | Fiberglass | 1985-02-06 | Fiberglass Reinforced Plastic | Pressurized
4440159 | 3 | Ball Float | 1994-01-01 |  | 1985-01-01 |  | Currently in Use | Gas (Historical Use) | 10000 | Fiberglass | 1985-02-06 | Fiberglass Reinforced Plastic | Pressurized
4440159 | 4 | Ball Float | 1994-01-01 |  | 1985-01-01 |  | Currently in Use | Diesel | 10000 | Fiberglass | 1985-02-06 | Fiberglass Reinforced Plastic | Pressurized
4440160 | 1 |  |  | yes |  | yes | Removed from Ground | Used Oil | 500 | Marked Unknown | 1971-03-04 | Unknown
4440160 | 2 | [5 empty] | Removed from Ground | Gas (Historical Use) | 500 | Not Marked/Unknown | 1995-05-02 | Unknown
4440160 | 3 | [5 empty] | Removed from Ground | Diesel | 3000 | Bare Steel | 1971-05-04 | Galvanized Steel
4440161 | 1 |  |  | yes |  | yes | Removed from Ground | Other | 350 | Bare Steel | 1980-02-29 | Galvanized Steel | Gravity Fed
4440162 | 1 |  |  | yes |  | yes | Removed from Ground | Used Oil | 1000 | Bare Steel | 1993-02-24 | Unknown
4440162 | 2 |  |  | yes |  | yes | Removed from Ground | Used Oil | 1000 | Bare Steel | 1993-02-24 | Unknown
4440162 | 3 | [5 empty] | Removed from Ground | Diesel | 0 | Not Marked/Unknown | 1994-02-28 | Not Marked
4440163 | 1AST |  |  | yes |  | yes | Removed from Ground | Used Oil | 1000 | Bare Steel | 1976-03-21 | Bare Steel
4440165 | 1 | [5 empty] | Removed from Ground | Gas (Historical Use) | 2000 | Bare Steel | 1966-03-05 | Galvanized Steel
4440165 | 2 | [5 empty] | Removed from Ground | Gas (Historical Use) | 500 | Bare Steel | 1972-03-05 | Galvanized Steel
4440166 | 1 | [5 empty] | Permanently Out of Use - historical purposes | Other | 1 | Bare Steel |  | Unknown
4440166 | 2 | [5 empty] | Permanently Out of Use - historical purposes | Other | 1 | Bare Steel |  | Unknown
4440166 | 3 | [5 empty] | Permanently Out of Use - historical purposes | Other | 1 | Bare Steel |  | Unknown
4440166 | 4 | [5 empty] | Permanently Out of Use - historical purposes | Other | 1 | Bare Steel |  | Unknown
4440166 | 5 | [5 empty] | Permanently Out of Use - historical purposes | Other | 1 | Bare Steel |  | Unknown
4440166 | 6 | [5 empty] | Permanently Out of Use - historical purposes | Other | 1 | Bare Steel |  | Unknown
4440167 | 1 | [5 empty] | Removed from Ground | Diesel | 10000 | Marked Unknown | 1980-02-29 | Unknown
4440167 | 2 | [5 empty] | Removed from Ground | Diesel | 10000 | Marked Unknown | 1980-02-29 | Unknown
4440167 | 3 | [5 empty] | Removed from Ground | Gas (Historical Use) | 3000 | Marked Unknown | 1980-02-29 | Unknown
4440167 | 4 | [5 empty] | Removed from Ground | Other | 5000 | Marked Unknown | 1991-05-25 | Unknown
4440167 | 5 |  |  | yes |  | yes | Removed from Ground | Used Oil | 560 | Marked Unknown | 1991-05-25 | Unknown
4440167 | 6 |  |  | no |  | no | Removed from Ground |  | 2000 |  | 2016-05-13 | Unknown
4440170 | 1 | [5 empty] | Removed from Ground | Gas (Historical Use) | 10000 | Fiberglass | 1985-04-22 | Galvanized Steel | Pressurized
4440170 | 2 |  | 1999-02-11 |  | 1998-10-29 |  | Removed from Ground | Diesel | 3000 | Composite | 1985-04-22 | Cathodically Protected | Suction (American)
4440171 | 1 | Ball Float | 1992-01-01 | no | 1992-01-01 | no | Currently in Use | Plus | 8000 | Steel-Impressed Current | 1982-03-10 | Fiberglass Reinforced Plastic | Pressurized
4440171 | 2 | Ball Float | 1992-01-01 | no | 1992-01-01 | no | Currently in Use | Diesel | 6000 | Steel-Impressed Current | 1982-03-10 | Fiberglass Reinforced Plastic | Pressurized
4440171 | 3 | Ball Float | 1992-01-01 | no | 1992-01-01 | no | Currently in Use | E-85 | 5000 | Steel-Impressed Current | 1982-03-10 | Fiberglass Reinforced Plastic | Pressurized
4440171 | 4 | Ball Float | 1992-01-01 | no | 1992-01-01 | no | Currently in Use | Regular | 12000 | Steel-Impressed Current | 1982-03-10 | Fiberglass Reinforced Plastic | Pressurized
4440171 | 5 | Ball Float | 1992-01-01 | no | 1992-01-01 | no | Currently in Use | Premium | 12000 | Steel-Impressed Current | 1982-03-10 | Fiberglass Reinforced Plastic | Pressurized
4440172 | 1 | Ball Float | 1998-07-19 | no | 1998-07-19 | no | Currently in Use | Kerosene | 3000 | Steel-Impressed Current | 1982-03-10 | Steel (Impressed Current) | Pressurized
4440172 | 2 | Ball Float | 1998-07-19 | no | 1998-07-19 | no | Currently in Use | Diesel | 8000 | Steel-Impressed Current | 1982-03-10 | Steel (Impressed Current) | Pressurized
4440172 | 3 | Ball Float | 1998-07-19 | no | 1998-07-19 | no | Currently in Use | Gas (Historical Use) | 8000 | Steel-Impressed Current | 1982-03-10 | Steel (Impressed Current) | Pressurized
4440172 | 4 | Ball Float | 1998-07-19 | no | 1998-07-19 | no | Currently in Use | Gas (Historical Use) | 12000 | Steel-Impressed Current | 1982-03-10 | Steel (Impressed Current) | Pressurized
4440172 | 5 | Ball Float | 1998-07-19 | no | 1998-07-19 | no | Currently in Use | Gas (Historical Use) | 12000 | Steel-Impressed Current | 1982-03-10 | Steel (Impressed Current) | Pressurized
4440174 | 1 | Ball Float | 1994-10-01 | no | 1994-10-01 | no | Removed from Ground | Diesel | 8000 | Steel-Impressed Current | 1981-03-10 | Fiberglass Reinforced Plastic | Pressurized
4440174 | 2 | Ball Float | 1994-10-01 | no | 1994-10-01 | no | Removed from Ground | Gas (Historical Use) | 8000 | Steel-Impressed Current | 1981-03-10 | Fiberglass Reinforced Plastic | Pressurized
4440174 | 3 | Ball Float | 1994-10-01 | no | 1994-10-01 | no | Removed from Ground | Gas (Historical Use) | 12000 | Steel-Impressed Current | 1981-03-10 | Fiberglass Reinforced Plastic | Pressurized
4440174 | 4 | Ball Float | 1994-10-01 | no | 1994-10-01 | no | Removed from Ground | Gas (Historical Use) | 12000 | Steel-Impressed Current | 1981-03-10 | Fiberglass Reinforced Plastic | Pressurized
4440174 | 5 | Ball Float | 2012-09-21 | no | 2012-09-21 | no | Currently in Use | Regular | 20000 | Composite Double Walled | 2012-09-21 | Double-Walled Fiberglass | Pressurized
4440174 | 6 | Ball Float | 2012-09-21 | no | 2012-09-21 | no | Currently in Use | Premium | 12000 | Composite Double Walled | 2012-09-21 | Double-Walled Fiberglass | Pressurized
4440174 | 7 | Ball Float | 2012-09-21 | no | 2012-09-21 | no | Currently in Use | Diesel | 12000 | Composite Double Walled | 2012-09-21 | Double-Walled Fiberglass | Pressurized
4440175 | 1 | [5 empty] | Removed from Ground | Gas (Historical Use) | 8000 | Bare Steel | 1982-03-10 | Galvanized Steel
4440175 | 2 | [5 empty] | Removed from Ground | Diesel | 10000 | Bare Steel | 1982-03-10 | Galvanized Steel
4440175 | 3 | [5 empty] | Removed from Ground | Gas (Historical Use) | 12000 | Bare Steel | 1982-03-10 | Galvanized Steel
4440175 | 4 | [5 empty] | Removed from Ground | Gas (Historical Use) | 12000 | Bare Steel | 1982-03-10 | Galvanized Steel
4440176 | 1 | Ball Float | 1992-12-01 | no | 1992-12-01 | no | Currently in Use | Premium | 12000 | Steel-Impressed Current | 1982-03-10 | Fiberglass Reinforced Plastic | Pressurized
4440176 | 2 | Ball Float | 1992-12-01 | no | 1992-12-01 | no | Currently in Use | Regular | 12000 | Steel-Impressed Current | 1982-03-10 | Fiberglass Reinforced Plastic | Pressurized
4440176 | 3 | Ball Float | 1992-12-01 | no | 1992-12-01 | no | Currently in Use | E-85 | 8000 | Steel-Impressed Current | 1982-03-10 | Fiberglass Reinforced Plastic | Pressurized
4440176 | 4 | Ball Float | 1992-12-01 | no | 1992-12-01 | no | Currently in Use | Diesel | 8000 | Steel-Impressed Current | 1982-03-10 | Fiberglass Reinforced Plastic | Pressurized
4440176 | 5 | Ball Float | 1992-12-01 | no | 1992-12-01 | no | Temporarily out of use | Kerosene | 3000 | Steel-Impressed Current | 1982-03-10 | Fiberglass Reinforced Plastic | Pressurized
4440177 | A | [5 empty] | Removed from Ground | Gas (Historical Use) | 8000 | Bare Steel | 1981-03-10 | Galvanized Steel | Pressurized
4440177 | B | [5 empty] | Removed from Ground | Gas (Historical Use) | 12000 | Bare Steel | 1981-03-10 | Galvanized Steel | Pressurized
4440177 | C | [5 empty] | Removed from Ground | Gas (Historical Use) | 12000 | Bare Steel | 1981-03-10 | Galvanized Steel | Pressurized
4440177 | D | [5 empty] | Removed from Ground | Diesel | 10000 | Bare Steel | 1981-03-10 | Galvanized Steel | Pressurized
4440177 | E | Flapper Valve | 1994-10-13 |  | 1994-10-13 |  | Currently in Use | Diesel | 15000 | Galvanic (STIP-3) | 1994-10-13 | Fiberglass Reinforced Plastic | Pressurized
4440177 | F | Flapper Valve | 1994-10-13 |  | 1994-10-13 |  | Currently in Use | Gas (Historical Use) | 15000 | Galvanic (STIP-3) | 1994-10-13 | Fiberglass Reinforced Plastic | Pressurized
4440177 | G | Flapper Valve | 1994-10-13 |  | 1994-10-13 |  | Currently in Use | Gas (Historical Use) | 10000 | Galvanic (STIP-3) | 1994-10-13 | Fiberglass Reinforced Plastic | Pressurized
4440178 | 1 | [5 empty] | Removed from Ground | Diesel | 12000 | Bare Steel | 1980-03-10 | Galvanized Steel
4440178 | 2 | [5 empty] | Removed from Ground | Gas (Historical Use) | 8000 | Bare Steel | 1980-03-10 | Galvanized Steel
4440178 | 3 | [5 empty] | Removed from Ground | Gas (Historical Use) | 12000 | Bare Steel | 1980-03-10 | Galvanized Steel
4440178 | 4 | [5 empty] | Removed from Ground | Gas (Historical Use) | 12000 | Bare Steel | 1980-03-10 | Galvanized Steel
4440178 | 5 | [5 empty] | Removed from Ground | Kerosene | 4000 | Bare Steel | 1984-01-01 | Galvanized Steel
4440178 | 6 | Ball Float | 2002-07-01 | no | 2002-07-01 | no | Currently in Use | Regular | 15000 | Epoxy | 2002-07-01 | Double-Walled Flex | Pressurized
4440178 | 7 | Ball Float | 2002-07-01 | no | 2002-07-01 | no | Currently in Use | Premium | 10000 | Epoxy | 2002-07-01 | Double-Walled Flex | Pressurized
4440178 | 8 | Ball Float | 2002-07-01 | no | 2002-07-01 | no | Currently in Use | Diesel | 5000 | Epoxy | 2002-07-01 | Double-Walled Flex | Pressurized
4440179 | 1 | [5 empty] | Removed from Ground | Gas (Historical Use) | 4000 | Marked Unknown | 1983-10-01 | Unknown
4440179 | 2 | [5 empty] | Removed from Ground | Gas (Historical Use) | 4000 | Marked Unknown | 1983-10-01 | Unknown
4440179 | 3 | [5 empty] | Removed from Ground | Gas (Historical Use) | 4000 | Marked Unknown | 1983-10-01 | Unknown
4440179 | 4 | [5 empty] | Removed from Ground | Gas (Historical Use) | 4000 | Marked Unknown | 1983-10-01 | Unknown
4440179 | 5 |  |  | yes |  | yes | Removed from Ground | Used Oil | 550 | Marked Unknown | 1983-10-01 | Unknown
4440179 | 6 | [5 empty] | Closed in Ground | Used Oil | 1000 | Marked Unknown | 1982-01-01 | Unknown
4440180 | 1 | Flapper Valve | 1994-10-01 |  | 1994-10-01 |  | Currently in Use | Gas (Historical Use) | 8000 | Steel-Impressed Current | 1980-03-10 | Fiberglass Reinforced Plastic | Pressurized
4440180 | 2 | Flapper Valve | 1994-10-01 |  | 1994-10-01 |  | Currently in Use | Diesel | 10000 | Steel-Impressed Current | 1980-03-10 | Fiberglass Reinforced Plastic | Pressurized
4440180 | 3 | Flapper Valve | 1994-10-01 |  | 1994-10-01 |  | Currently in Use | Gas (Historical Use) | 12000 | Steel-Impressed Current | 1980-03-10 | Fiberglass Reinforced Plastic | Pressurized
4440180 | 4 | Flapper Valve | 1994-10-01 |  | 1994-10-01 |  | Currently in Use | Gas (Historical Use) | 12000 | Steel-Impressed Current | 1980-03-10 | Fiberglass Reinforced Plastic | Pressurized
4440182 | 1 | [5 empty] | Removed from Ground | Gas (Historical Use) | 10000 | Bare Steel | 1976-03-11 | Galvanized Steel
4440182 | 2 | [5 empty] | Removed from Ground | Gas (Historical Use) | 8000 | Bare Steel | 1976-03-11 | Galvanized Steel
4440182 | 3 | [5 empty] | Removed from Ground | Gas (Historical Use) | 10000 | Bare Steel | 1976-03-11 | Galvanized Steel
4440182 | 4 | [5 empty] | Removed from Ground | Diesel | 2000 | Bare Steel | 1976-03-11 | Galvanized Steel
4440182 | 5 | [5 empty] | Removed from Ground | Kerosene | 3000 | Bare Steel | 1976-03-11 | Galvanized Steel
4440183 | 1 | [5 empty] | Removed from Ground | Diesel | 8000 | Bare Steel | 1974-03-28 | Galvanized Steel
4440183 | 2 | [5 empty] | Removed from Ground | Diesel | 4000 | Bare Steel | 1974-03-28 | Galvanized Steel
4440183 | 3 | [5 empty] | Removed from Ground | Kerosene | 2000 | Bare Steel | 1974-03-28 | Galvanized Steel
4440184 | 1 | [5 empty] | Removed from Ground | Other | 550 | Bare Steel | 1968-04-10 | Galvanized Steel
4440184 | 2 |  | 1997-05-02 |  | 1997-05-02 |  | Removed from Ground | Other | 550 | Composite | 1997-05-02 | Fiberglass Reinforced Plastic | Safe Suction (Euro)
4440185 | 1BARN | [5 empty] | Removed from Ground | Diesel | 0 | Bare Steel | 1987-08-01 | Galvanized Steel
4440185 | 1MAINT | Flapper Valve | 1998-12-01 | no | 1998-12-01 | no | Currently in Use | Diesel | 2000 | Composite Double Walled | 1988-01-01 | Fiberglass Reinforced Plastic | Pressurized
4440185 | 2BARN | [5 empty] | Removed from Ground | Gas (Historical Use) | 0 | Bare Steel | 1987-08-01 | Galvanized Steel
4440185 | 2MAINT | Flapper Valve | 1998-12-01 | no | 1998-12-01 | no | Currently in Use | E-10 | 2000 | Composite Double Walled | 1988-01-01 | Fiberglass Reinforced Plastic
4440185 | 3BOATHOUSE | Flapper Valve | 1998-12-01 |  | 1998-12-01 |  | Closed in Ground | Diesel | 1000 | Composite | 1988-01-01 | Fiberglass Reinforced Plastic | Safe Suction (Euro)
4440185 | 3BOATSHED | [5 empty] | Removed from Ground | Gas (Historical Use) | 0 | Bare Steel | 1987-08-01 | Galvanized Steel
4440185 | 410MILE | [5 empty] | Removed from Ground | Gas (Historical Use) | 0 | Bare Steel | 1980-07-01 | Unknown
4440185 | 4BOATHOUSE | Flapper Valve | 1998-12-01 | no | 1988-01-01 | no | Currently in Use | Regular | 500 | Composite Double Walled | 1988-01-01 | Fiberglass Reinforced Plastic | Safe Suction (Euro)
4440185 | 5AIRPORT | [5 empty] | Removed from Ground | Gas (Historical Use) | 0 | Bare Steel | 1989-11-01 | Unknown
4440191 | 1 |  |  | yes |  | yes | Removed from Ground | Used Oil | 500 | Marked Unknown | 1971-09-01 | Unknown | Safe Suction (Euro)
4440192 | 1 | [5 empty] | Permanently Out of Use - historical purposes | Gas (Historical Use) | 15177 | Bare Steel | 1963-04-30 | Unknown
4440192 | 2 | [5 empty] | Permanently Out of Use - historical purposes | Gas (Historical Use) | 8127 | Bare Steel | 1963-04-30 | Unknown
4440192 | 3 | [5 empty] | Permanently Out of Use - historical purposes | Gas (Historical Use) | 15177 | Bare Steel | 1963-04-30 | Unknown
4440193 | 1 | [5 empty] | Removed from Ground | Other | 5000 | Cathodically Protected Steel | 1982-02-25 | Galvanized Steel | Suction (American)
4440193 | 2 | [5 empty] | Removed from Ground | Other | 3000 | Cathodically Protected Steel | 1982-02-25 | Galvanized Steel | Suction (American)
4440193 | 3 |  |  | yes |  | yes | Removed from Ground | Used Oil | 1000 | Cathodically Protected Steel | 1982-02-25 | Galvanized Steel | Suction (American)
4440194 | 1 | [5 empty] | Removed from Ground | Other | 2000 | Cathodically Protected Steel | 1981-02-25 | Galvanized Steel | Suction (American)
4440194 | 2 | [5 empty] | Removed from Ground | Other | 2000 | Cathodically Protected Steel | 1981-02-25 | Galvanized Steel | Suction (American)
4440194 | 3 |  |  | yes |  | yes | Removed from Ground | Used Oil | 2000 | Cathodically Protected Steel | 1981-02-25 | Galvanized Steel | Suction (American)
4440195 | 217719 | [5 empty] | Removed from Ground | Other | 2000 | Bare Steel | 1979-02-26 | Galvanized Steel
4440195 | 217721 |  |  | yes |  | yes | Removed from Ground | Used Oil | 3000 | Bare Steel | 1979-02-26 | Galvanized Steel
4440195 | 526423 |  |  | yes |  | yes | Removed from Ground | Used Oil | 2000 | Bare Steel | 1984-02-26 | Galvanized Steel
4440195 | 526481 | [5 empty] | Removed from Ground | Other | 3000 | Bare Steel | 1984-02-26 | Galvanized Steel
4440195 | 526491 | [5 empty] | Removed from Ground | Other | 2000 | Bare Steel | 1979-02-26 | Galvanized Steel
4440196 | 1 | [5 empty] | Removed from Ground | Diesel | 2000 | Cathodically Protected Steel | 1971-01-01 | Copper | Suction (American)
4440197 | 1 | [5 empty] | Removed from Ground | Other | 5000 | Bare Steel | 1966-12-31 | Galvanized Steel | Suction (American)
4440197 | 2 | [5 empty] | Removed from Ground | Other | 3000 | Bare Steel | 1966-12-31 | Galvanized Steel | Suction (American)
4440197 | 3 |  |  | yes |  | yes | Removed from Ground | Used Oil | 2000 | Bare Steel | 1966-12-31 | Galvanized Steel
4440199 | 1 | Flapper Valve | 1998-12-20 | no | 1998-12-20 | no | Currently in Use | Diesel | 12000 | Steel-Impressed Current | 1980-04-29 | Fiberglass Reinforced Plastic | Pressurized
4440199 | 2 | Flapper Valve | 1998-12-20 | no | 1998-12-20 | no | Currently in Use | Gas (Historical Use) | 10000 | Steel-Impressed Current | 1980-04-29 | Fiberglass Reinforced Plastic | Pressurized
4440199 | 3 | Flapper Valve | 1998-12-20 | no | 1998-12-20 | no | Currently in Use | Gas (Historical Use) | 8000 | Steel-Impressed Current | 1980-04-29 | Fiberglass Reinforced Plastic | Pressurized
4440201 | 1 | [5 empty] | Removed from Ground | Diesel | 10000 | Bare Steel | 1968-03-10 | Bare Steel | Pressurized
4440201 | 2 | [5 empty] | Removed from Ground | Diesel | 10000 | Bare Steel | 1974-03-10 | Not Marked
4440201 | 3 | [5 empty] | Removed from Ground | Gas (Historical Use) | 10000 | Bare Steel | 1968-03-10 | Bare Steel | Pressurized
4440201 | 4 | [5 empty] | Removed from Ground | Other | 6000 | Bare Steel | 1968-03-10 | Bare Steel | Suction (American)
4440201 | 5 |  |  | yes |  | yes | Removed from Ground | Used Oil | 2000 | Bare Steel | 1968-03-10 | Bare Steel | Gravity Fed
4440201 | 6 | Flapper Valve | 1997-02-01 | no | 1997-02-01 | no | Currently in Use | Diesel | 20000 | Fiberglass Double Walled | 1996-01-01 | Double-Walled Fiberglass | Pressurized
4440203 | 1 |  |  | yes |  | yes | Removed from Ground | Used Oil | 550 | Bare Steel | 1966-04-30 | Galvanized Steel
4440203 | 2 | [5 empty] | Removed from Ground | Gas (Historical Use) | 6000 | Bare Steel | 1966-04-30 | Galvanized Steel
4440203 | 3 | [5 empty] | Removed from Ground | Gas (Historical Use) | 6000 | Bare Steel | 1966-04-30 | Galvanized Steel
4440203 | 4 | [5 empty] | Removed from Ground | Gas (Historical Use) | 6000 | Bare Steel | 1966-04-30 | Galvanized Steel
4440203 | 5 | [5 empty] | Removed from Ground | Diesel | 10000 | Bare Steel | 1981-04-30 | Galvanized Steel
4440203 | 6 | [5 empty] | Removed from Ground | Gas (Historical Use) | 10000 | Bare Steel | 1974-04-30 | Galvanized Steel
4440203 | 7 | Ball Float | 1988-01-01 | no | 1988-01-01 | no | Currently in Use | Gas (Historical Use) | 10000 | Fiberglass | 1988-01-01 | Fiberglass Reinforced Plastic | Pressurized
4440203 | 8 | Ball Float | 1988-01-01 | no | 1988-01-01 | no | Currently in Use | Gas (Historical Use) | 10000 | Fiberglass | 1988-01-01 | Fiberglass Reinforced Plastic | Pressurized
4440203 | 9 | Ball Float | 1988-01-01 | no | 1988-01-01 | no | Currently in Use | Diesel | 10000 | Fiberglass | 1988-01-01 | Fiberglass Reinforced Plastic | Pressurized
4440204 | 1 | [5 empty] | Removed from Ground | Gas (Historical Use) | 6000 | Bare Steel | 1963-04-04 | Galvanized Steel
4440204 | 2 | [5 empty] | Removed from Ground | Gas (Historical Use) | 6000 | Bare Steel | 1963-04-04 | Galvanized Steel
4440204 | 3 | [5 empty] | Removed from Ground | Gas (Historical Use) | 6000 | Bare Steel | 1963-04-04 | Galvanized Steel
4440204 | 4 | [5 empty] | Removed from Ground | Diesel | 10000 | Bare Steel | 1982-04-03 | Galvanized Steel
4440204 | 5 | Ball Float | 1991-01-01 | no | 1991-01-01 | no | Temporarily out of use | Gas (Historical Use) | 10000 | Fiberglass | 1987-04-01 | Fiberglass Reinforced Plastic | Pressurized
4440204 | 6 | Ball Float | 1991-01-01 | no | 1991-01-01 | no | Temporarily out of use | Gas (Historical Use) | 10000 | Fiberglass | 1987-04-01 | Fiberglass Reinforced Plastic | Pressurized
4440204 | 7 | Ball Float | 1991-01-01 | no | 1991-01-01 | no | Temporarily out of use | Gas (Historical Use) | 10000 | Fiberglass | 1987-04-01 | Fiberglass Reinforced Plastic | Pressurized
4440204 | 8 |  |  | yes | 2001-01-01 | yes | Temporarily out of use | Used Oil | 1000 | Fiberglass | 1987-04-01 | Fiberglass Reinforced Plastic
4440204 | 9 | Ball Float | 1991-01-01 | yes | 1991-01-01 | yes | Temporarily out of use | Diesel | 10000 | Fiberglass | 1987-04-01 | Fiberglass Reinforced Plastic | Pressurized
4440205 | 1 | [5 empty] | Removed from Ground | Gas (Historical Use) | 10000 | Fiberglass | 1983-05-01 | Fiberglass Reinforced Plastic
4440205 | 10 | Ball Float | 1985-01-01 | no | 1985-01-01 | no | Currently in Use | Diesel | 10000 | Fiberglass | 1985-01-01 | Fiberglass Reinforced Plastic | Pressurized
4440205 | 11 | Ball Float |  | yes | 1985-01-01 | yes | Temporarily out of use | Used Oil | 1000 | Fiberglass | 1985-01-01 | Fiberglass Reinforced Plastic | Gravity
4440205 | 2 | [5 empty] | Removed from Ground | Gas (Historical Use) | 10000 | Fiberglass | 1983-05-01 | Fiberglass Reinforced Plastic
4440205 | 3 | [5 empty] | Removed from Ground | Gas (Historical Use) | 10000 | Fiberglass | 1983-05-01 | Fiberglass Reinforced Plastic
4440205 | 4 | [5 empty] | Removed from Ground | Diesel | 10000 | Fiberglass | 1983-05-01 | Fiberglass Reinforced Plastic
4440205 | 5 |  |  | yes |  | yes | Removed from Ground | Used Oil | 550 | Bare Steel | 1962-04-30 | Galvanized Steel
4440205 | 6 |  |  | yes |  | yes | Removed from Ground | Used Oil | 550 | Bare Steel | 1965-04-30 | Galvanized Steel
4440205 | 7 | Ball Float | 1985-01-01 | no | 1985-01-01 | no | Currently in Use | Regular | 10000 | Fiberglass | 1985-01-01 | Fiberglass Reinforced Plastic | Pressurized
4440205 | 8 | Ball Float | 1985-01-01 | no | 1985-01-01 | no | Currently in Use | Premium | 10000 | Fiberglass | 1985-01-01 | Fiberglass Reinforced Plastic | Pressurized
4440205 | 9 | Ball Float | 1985-01-01 | no | 1985-01-01 | no | Currently in Use | Plus | 10000 | Fiberglass | 1985-01-01 | Fiberglass Reinforced Plastic | Pressurized
4440207 | 1 | [5 empty] | Removed from Ground | Gas (Historical Use) | 6000 | Bare Steel | 1980-04-30 | Galvanized Steel
4440207 | 2 |  | 1991-01-01 |  | 1991-01-01 |  | Removed from Ground | Gas (Historical Use) | 10000 | Fiberglass | 1973-04-30 | Fiberglass Reinforced Plastic | Pressurized
4440207 | 3 |  | 1991-01-01 |  | 1991-01-01 |  | Removed from Ground | Gas (Historical Use) | 10000 | Fiberglass | 1973-04-30 | Fiberglass Reinforced Plastic | Pressurized
4440207 | 4 |  | 1991-01-01 |  | 1991-01-01 |  | Removed from Ground | Gas (Historical Use) | 10000 | Fiberglass | 1974-04-30 | Fiberglass Reinforced Plastic | Pressurized
4440207 | 5 | Exempted | 2008-08-01 | yes | 2008-08-01 | yes | Currently in Use | Used Oil | 1000 | Fiberglass | 1985-01-01 | Fiberglass Reinforced Plastic
4440207 | 6 | Ball Float | 1991-01-01 | no | 1991-01-01 | no | Currently in Use | Diesel On Road | 10000 | Fiberglass | 1985-01-01 | Fiberglass Reinforced Plastic | Pressurized
4440207 | 7 | Ball Float | 1991-01-01 | no | 1991-01-01 | no | Currently in Use | Regular | 10000 | Fiberglass | 1985-01-01 | Fiberglass Reinforced Plastic | Pressurized
4440207 | 8 | Ball Float | 1991-01-01 | no | 1991-01-01 | no | Currently in Use | Premium | 10000 | Fiberglass | 1985-01-01 | Fiberglass Reinforced Plastic | Pressurized
4440208 | 1 | [5 empty] | Removed from Ground | Gas (Historical Use) | 10000 | Fiberglass | 1973-04-30 | Fiberglass Reinforced Plastic
4440208 | 2 | [5 empty] | Removed from Ground | Gas (Historical Use) | 10000 | Fiberglass | 1973-04-30 | Fiberglass Reinforced Plastic
4440208 | 3 | [5 empty] | Removed from Ground | Gas (Historical Use) | 10000 | Bare Steel | 1973-04-30 | Galvanized Steel
4440208 | 4 |  | 1987-01-01 | yes | 1987-01-01 | yes | Currently in Use | Used Oil | 550 | Fiberglass | 1988-04-25 | Fiberglass Reinforced Plastic
4440208 | 5 | Ball Float | 1987-01-01 | no | 1987-01-01 | no | Currently in Use | Gas (Historical Use) | 10000 | Fiberglass | 1987-01-01 | Fiberglass Reinforced Plastic | Pressurized
4440208 | 6 | Ball Float | 1987-01-01 | no | 1987-01-01 | no | Currently in Use | Gas (Historical Use) | 10000 | Fiberglass | 1987-01-01 | Fiberglass Reinforced Plastic | Pressurized
4440208 | 7 | Ball Float | 1987-01-01 | no | 1987-01-01 | no | Currently in Use | Diesel | 10000 | Fiberglass | 1987-01-01 | Fiberglass Reinforced Plastic | Pressurized
4440209 | 1 | [5 empty] | Removed from Ground | Gas (Historical Use) | 4000 | Bare Steel | 1976-04-30 | Galvanized Steel
4440209 | 10 |  | 1991-01-01 |  | 1991-01-01 |  | Removed from Ground | Gas (Historical Use) | 9728 | Fiberglass | 1986-08-20 | Fiberglass Reinforced Plastic | Pressurized
4440209 | 2 | [5 empty] | Removed from Ground | Gas (Historical Use) | 4000 | Bare Steel | 1973-04-30 | Galvanized Steel
4440209 | 3 | [5 empty] | Removed from Ground | Gas (Historical Use) | 4000 | Bare Steel | 1976-04-30 | Galvanized Steel
4440209 | 4 | [5 empty] | Removed from Ground | Gas (Historical Use) | 1000 | Bare Steel | 1973-04-30 | Galvanized Steel
4440209 | 5 | [5 empty] | Removed from Ground | Gas (Historical Use) | 4000 | Bare Steel | 1976-04-30 | Galvanized Steel
4440209 | 6 | [5 empty] | Removed from Ground | Gas (Historical Use) | 4000 | Bare Steel | 1976-04-30 | Galvanized Steel
4440209 | 7 | [5 empty] | Removed from Ground | Diesel | 10000 | Bare Steel | 1980-04-30 | Galvanized Steel
4440209 | 8 |  | 1991-01-01 |  | 1991-01-01 |  | Removed from Ground | Gas (Historical Use) | 10000 | Fiberglass | 1986-08-20 | Fiberglass Reinforced Plastic | Pressurized
4440209 | 9 |  | 1991-01-01 |  | 1991-01-01 |  | Removed from Ground | Gas (Historical Use) | 10000 | Fiberglass | 1986-08-20 | Fiberglass Reinforced Plastic | Pressurized
4440211 | 1 |  |  | yes |  | yes | Removed from Ground | Used Oil | 1000 | Bare Steel | 1961-04-30 | Galvanized Steel
4440211 | 2 | Ball Float | 2014-08-08 | no | 2014-08-08 | no | Currently in Use | Regular | 10000 | Fiberglass | 1984-04-30 | Fiberglass Reinforced Plastic | Pressurized
4440211 | 3 |  | 2014-08-08 | no | 2014-08-08 | no | Currently in Use | Premium | 10000 | Fiberglass | 1984-04-30 | Fiberglass Reinforced Plastic | Pressurized
4440211 | 4 |  | 2014-08-08 | no | 2014-08-08 | no | Currently in Use | Plus | 10000 | Fiberglass | 1984-04-30 | Fiberglass Reinforced Plastic | Pressurized
4440211 | 5 | Exempted | 2014-08-08 | no | 2014-08-08 | no | Currently in Use | Used Oil | 10000 | Fiberglass | 1984-04-30 | Fiberglass Reinforced Plastic | Pressurized
4440211 | 6 |  | 2014-08-08 | yes | 2014-08-08 | yes | Currently in Use | Used Oil | 1000 | Fiberglass | 1984-04-30 | Fiberglass Reinforced Plastic | Gravity
4440212 | 1 | [5 empty] | Permanently Out Of Use | Gas (Historical Use) | 550 | Bare Steel | 1973-04-30 | Galvanized Steel
4440212 | 10 | [5 empty] | Permanently Out Of Use | Gas (Historical Use) | 10000 | Fiberglass | 1988-01-01 | Fiberglass Reinforced Plastic
4440212 | 2 | [5 empty] | Permanently Out Of Use | Diesel | 6000 | Bare Steel | 1980-04-30 | Galvanized Steel
4440212 | 3 | [5 empty] | Permanently Out Of Use | Gas (Historical Use) | 10000 | Bare Steel | 1973-04-30 | Galvanized Steel
4440212 | 4 | [5 empty] | Permanently Out Of Use | Gas (Historical Use) | 10000 | Bare Steel | 1973-04-30 | Galvanized Steel
4440212 | 5 |  | 1988-01-01 | yes | 1988-01-01 | yes | Permanently Out Of Use | Used Oil | 1000 | Fiberglass | 1988-01-01 | Fiberglass Reinforced Plastic
4440212 | 6 | Ball Float | 1988-01-01 |  | 1988-01-01 |  | Temporarily out of use | Gas (Historical Use) | 10000 | Fiberglass | 1988-01-01 | Fiberglass Reinforced Plastic
4440212 | 7 | Ball Float | 1988-01-01 |  | 1988-01-01 |  | Temporarily out of use | Gas (Historical Use) | 10000 | Fiberglass | 1988-01-01 | Fiberglass Reinforced Plastic
4440212 | 8 | Ball Float | 1988-01-01 |  | 1988-01-01 |  | Temporarily out of use | Gas (Historical Use) | 10000 | Fiberglass | 1988-01-01 | Fiberglass Reinforced Plastic
4440212 | 9 | Ball Float | 1988-01-01 |  | 1988-01-01 |  | Temporarily out of use | Diesel | 10000 | Fiberglass | 1988-01-01 | Fiberglass Reinforced Plastic
4440213 | 1 | Ball Float | 1984-04-01 |  | 1984-04-01 |  | Removed from Ground | Gas (Historical Use) | 10000 | Fiberglass | 1984-04-30 | Fiberglass Reinforced Plastic | Pressurized
4440213 | 2 | Ball Float | 1984-04-01 |  | 1984-04-01 |  | Removed from Ground | Gas (Historical Use) | 10000 | Fiberglass | 1984-04-30 | Fiberglass Reinforced Plastic | Pressurized
4440213 | 3 | Ball Float | 1984-04-01 |  | 1984-04-01 |  | Removed from Ground | Gas (Historical Use) | 10000 | Fiberglass | 1984-04-30 | Fiberglass Reinforced Plastic | Pressurized
4440213 | 4 | Ball Float | 1984-04-01 |  | 1984-04-01 |  | Removed from Ground | Diesel | 10000 | Fiberglass | 1984-04-30 | Fiberglass Reinforced Plastic | Pressurized
4440213 | 5 |  |  | yes |  | yes | Removed from Ground | Used Oil | 500 | Bare Steel | 1997-08-01 | Bare Steel
4440214 | 1 | [5 empty] | Removed from Ground | Gas (Historical Use) | 0 | Fiberglass | 1974-04-30 | Fiberglass Reinforced Plastic
4440214 | 2 | [5 empty] | Removed from Ground | Gas (Historical Use) | 0 | Fiberglass | 1974-04-30 | Fiberglass Reinforced Plastic
4440214 | 3 | [5 empty] | Removed from Ground | Gas (Historical Use) | 0 | Fiberglass | 1974-04-30 | Fiberglass Reinforced Plastic
4440214 | 4 | [5 empty] | Removed from Ground | Gas (Historical Use) | 0 | Fiberglass | 1974-04-30 | Fiberglass Reinforced Plastic
4440214 | 5 | [5 empty] | Removed from Ground | Diesel | 0 | Bare Steel | 1980-04-30 | Galvanized Steel
4440216 | 1 |  |  | yes |  | yes | Removed from Ground | Used Oil | 550 | Bare Steel | 1963-05-01 | Galvanized Steel
4440216 | 10 | Ball Float | 2000-10-11 | no | 2000-10-11 | no | Currently in Use | Regular | 10000 | Fiberglass Double Walled | 2000-10-04 | Double-Walled Flex | Pressurized
4440216 | 11 | Ball Float | 2000-10-11 | no | 2000-10-11 | no | Currently in Use | Plus | 10000 | Fiberglass Double Walled | 2000-10-04 | Double-Walled Flex | Pressurized
4440216 | 12 | Ball Float | 2000-10-11 | no | 2000-10-11 | no | Currently in Use | Premium | 10000 | Fiberglass Double Walled | 2000-10-04 | Double-Walled Flex | Pressurized
4440216 | 2 | [5 empty] | Removed from Ground | Gas (Historical Use) | 6000 | Bare Steel | 1963-05-01 | Galvanized Steel
4440216 | 3 | [5 empty] | Removed from Ground | Gas (Historical Use) | 6000 | Bare Steel | 1963-05-01 | Galvanized Steel
4440216 | 4 | [5 empty] | Removed from Ground | Gas (Historical Use) | 6000 | Bare Steel | 1963-05-01 | Galvanized Steel
4440216 | 5 | [5 empty] | Removed from Ground | Gas (Historical Use) | 10000 | Fiberglass | 1988-01-01 | Fiberglass Reinforced Plastic
4440216 | 6 | [5 empty] | Removed from Ground | Gas (Historical Use) | 10000 | Fiberglass | 1988-01-01 | Fiberglass Reinforced Plastic
4440216 | 7 | [5 empty] | Removed from Ground | Gas (Historical Use) | 10000 | Fiberglass | 1988-01-01 | Fiberglass Reinforced Plastic
4440216 | 8 | [5 empty] | Removed from Ground | Gas (Historical Use) | 10000 | Fiberglass | 1988-01-01 | Fiberglass Reinforced Plastic
4440216 | 9 | Ball Float | 2000-10-11 | no | 2000-10-11 | no | Currently in Use | Regular | 10000 | Fiberglass Double Walled | 2000-10-04 | Double-Walled Flex | Pressurized
4440217 | 1 | Ball Float | 1987-01-01 |  | 1987-01-01 |  | Currently in Use | Gas (Historical Use) | 10000 | Fiberglass | 1987-01-01 | Fiberglass Reinforced Plastic | Pressurized
4440217 | 10 |  | 2004-11-30 |  | 2004-11-30 |  | Temporarily out of use | Gas (Historical Use) | 10000 | Fiberglass | 1988-04-01 | Fiberglass Reinforced Plastic
4440217 | 2 | Ball Float | 1987-01-01 |  | 1987-01-01 |  | Currently in Use | Gas (Historical Use) | 10000 | Fiberglass | 1987-01-01 | Fiberglass Reinforced Plastic | Pressurized
4440217 | 3 | Ball Float | 1987-01-01 |  | 1987-01-01 |  | Currently in Use | Diesel | 10000 | Fiberglass | 1987-01-01 | Fiberglass Reinforced Plastic | Pressurized
4440217 | 4 | [5 empty] | Removed from Ground | Gas (Historical Use) | 4000 | Not Marked/Unknown | 1962-04-30 | Galvanized Steel
4440217 | 5 | [5 empty] | Removed from Ground | Gas (Historical Use) | 4000 | Not Marked/Unknown | 1962-04-30 | Galvanized Steel
4440217 | 6 | [5 empty] | Removed from Ground | Gas (Historical Use) | 1 | Bare Steel | 1962-04-30 | Galvanized Steel
4440217 | 7 | [5 empty] | Removed from Ground | Gas (Historical Use) | 1 | Bare Steel | 1977-04-30 | Galvanized Steel
4440217 | 8 |  | 2004-11-30 |  | 2004-11-30 |  | Temporarily out of use | Gas (Historical Use) | 10000 | Fiberglass | 1988-04-01 | Fiberglass Reinforced Plastic
4440217 | 9 |  | 2004-11-30 |  | 2004-11-30 |  | Temporarily out of use | Gas (Historical Use) | 10000 | Fiberglass | 1988-04-01 | Fiberglass Reinforced Plastic
4440218 | 1 |  |  | yes |  | yes | Removed from Ground | Used Oil | 550 | Bare Steel | 1958-04-30 | Galvanized Steel
4440218 | 10 |  | 1988-04-25 |  | 1988-04-25 |  | Removed from Ground | Gas (Historical Use) | 10000 | Fiberglass | 1988-04-25 | Fiberglass Reinforced Plastic | Suction (American)
4440218 | 11 |  |  | yes |  | yes | Removed from Ground | Used Oil | 1000 | Fiberglass | 1988-04-25 | Fiberglass Reinforced Plastic
4440218 | 12 | Ball Float | 2002-08-01 | no | 2002-08-01 | no | Currently in Use | Regular | 12000 | Composite | 2002-08-01 | Double-Walled Flex | Pressurized
4440218 | 13 | Ball Float | 2002-08-01 | no | 2002-08-01 | no | Currently in Use | Premium | 6000 | Composite | 2002-08-01 | Double-Walled Flex | Pressurized
4440218 | 14 | Ball Float | 2002-08-01 | no | 2002-08-01 | no | Currently in Use | Plus | 6000 | Composite | 2002-08-01 | Double-Walled Flex | Pressurized
4440218 | 2 | [5 empty] | Removed from Ground | Gas (Historical Use) | 3000 | Bare Steel | 1958-04-30 | Galvanized Steel
4440218 | 3 | [5 empty] | Removed from Ground | Gas (Historical Use) | 3000 | Bare Steel | 1958-04-30 | Galvanized Steel
4440218 | 4 | [5 empty] | Removed from Ground | Gas (Historical Use) | 3000 | Bare Steel | 1958-04-30 | Galvanized Steel
4440218 | 5 | [5 empty] | Removed from Ground | Gas (Historical Use) | 3000 | Bare Steel | 1958-04-30 | Galvanized Steel
4440218 | 6 | [5 empty] | Removed from Ground | Gas (Historical Use) | 10000 | Bare Steel | 1973-04-30 | Galvanized Steel
4440218 | 7 |  | 1988-04-25 |  | 1988-04-25 |  | Removed from Ground | Gas (Historical Use) | 10000 | Fiberglass | 1988-04-25 | Fiberglass Reinforced Plastic | Suction (American)
4440218 | 8 |  | 1988-04-25 |  | 1988-04-25 |  | Removed from Ground | Diesel | 10000 | Fiberglass | 1988-04-25 | Fiberglass Reinforced Plastic | Suction (American)
4440218 | 9 |  | 1988-04-25 |  | 1988-04-25 |  | Removed from Ground | Gas (Historical Use) | 10000 | Fiberglass | 1988-04-25 | Fiberglass Reinforced Plastic | Suction (American)
4440219 | 1 | [5 empty] | Removed from Ground | Gas (Historical Use) | 4000 | Bare Steel | 1956-04-30 | Galvanized Steel
4440219 | 10 | [5 empty] | Removed from Ground | Gas (Historical Use) | 10000 | Fiberglass | 1988-04-25 | Fiberglass Reinforced Plastic
4440219 | 11 | [5 empty] | Removed from Ground | Gas (Historical Use) | 10000 | Fiberglass | 1988-04-25 | Fiberglass Reinforced Plastic
4440219 | 2 | [5 empty] | Removed from Ground | Gas (Historical Use) | 4000 | Bare Steel | 1956-04-30 | Galvanized Steel
4440219 | 3 | [5 empty] | Removed from Ground | Gas (Historical Use) | 4000 | Bare Steel | 1956-04-30 | Galvanized Steel
4440219 | 4 | [5 empty] | Removed from Ground | Gas (Historical Use) | 4000 | Bare Steel | 1956-04-30 | Galvanized Steel
4440219 | 5 | [5 empty] | Removed from Ground | Gas (Historical Use) | 6000 | Bare Steel | 1968-04-30 | Galvanized Steel
4440219 | 6 | [5 empty] | Removed from Ground | Diesel | 6000 | Bare Steel | 1980-04-30 | Galvanized Steel
4440219 | 7 | [5 empty] | Removed from Ground | Gas (Historical Use) | 10000 | Fiberglass | 1988-04-25 | Fiberglass Reinforced Plastic
4440219 | 8 | [5 empty] | Removed from Ground | Gas (Historical Use) | 10000 | Fiberglass | 1988-04-25 | Fiberglass Reinforced Plastic
4440219 | 9 | [5 empty] | Removed from Ground | Gas (Historical Use) | 10000 | Fiberglass | 1988-04-25 | Fiberglass Reinforced Plastic
4440220 | 1 | [5 empty] | Removed from Ground | Gas (Historical Use) | 10000 | Bare Steel | 1970-04-30 | Galvanized Steel
4440220 | 2 | [5 empty] | Removed from Ground | Gas (Historical Use) | 10000 | Bare Steel | 1970-04-30 | Galvanized Steel
4440220 | 3 | [5 empty] | Removed from Ground | Gas (Historical Use) | 10000 | Bare Steel | 1970-04-30 | Galvanized Steel
4440220 | 4 | [5 empty] | Removed from Ground | Gas (Historical Use) | 10000 | Bare Steel | 1970-04-30 | Galvanized Steel
4440220 | 5 | [5 empty] | Removed from Ground | Gas (Historical Use) | 10000 | Bare Steel | 1981-04-30 | Galvanized Steel
4440220 | 6 | Ball Float | 1987-01-01 |  | 1987-01-01 |  | Currently in Use | Gas (Historical Use) | 10000 | Fiberglass | 1987-01-01 | Fiberglass Reinforced Plastic | Pressurized
4440220 | 7 | Ball Float | 1987-01-01 |  | 1987-01-01 |  | Currently in Use | Gas (Historical Use) | 10000 | Fiberglass | 1987-01-01 | Fiberglass Reinforced Plastic | Pressurized
4440220 | 8 | Ball Float | 1987-01-01 |  | 1987-01-01 |  | Currently in Use | Diesel | 10000 | Fiberglass | 1987-01-01 | Fiberglass Reinforced Plastic | Pressurized
4440221 | 1 | [5 empty] | Removed from Ground | Gas (Historical Use) | 6000 | Bare Steel | 1968-04-30 | Galvanized Steel
4440221 | 2 | [5 empty] | Removed from Ground | Gas (Historical Use) | 6000 | Bare Steel | 1968-04-30 | Galvanized Steel
4440221 | 3 | [5 empty] | Removed from Ground | Gas (Historical Use) | 6000 | Bare Steel | 1968-04-30 | Galvanized Steel
4440221 | 4 | [5 empty] | Removed from Ground | Gas (Historical Use) | 10000 | Bare Steel | 1974-04-30 | Galvanized Steel
4440221 | 5 | [5 empty] | Removed from Ground | Diesel | 10000 | Bare Steel | 1982-04-30 | Galvanized Steel
4440221 | 58036 |  | 1990-01-12 | no | 1990-01-12 | no | Currently in Use | Regular | 10000 | Fiberglass | 1990-01-12 | Fiberglass Reinforced Plastic | Pressurized
4440221 | 58037 |  | 1990-01-12 | no | 1990-01-12 | no | Currently in Use | Premium | 10000 | Fiberglass | 1990-01-12 | Fiberglass Reinforced Plastic | Pressurized
4440221 | 58038 |  | 1990-01-12 | no | 1990-01-12 | no | Currently in Use | Diesel | 10000 | Fiberglass | 1990-01-12 | Fiberglass Reinforced Plastic | Pressurized
4440222 | 1 |  |  | yes |  | yes | Removed from Ground | Used Oil | 550 | Bare Steel | 1968-04-30 | Galvanized Steel
4440222 | 10 |  |  | yes |  | yes | Removed from Ground | Used Oil | 1000 | Fiberglass | 1988-04-25 | Fiberglass Reinforced Plastic
4440222 | 2 | [5 empty] | Removed from Ground | Gas (Historical Use) | 6000 | Bare Steel | 1968-04-30 | Galvanized Steel
4440222 | 3 | [5 empty] | Removed from Ground | Gas (Historical Use) | 6000 | Bare Steel | 1968-04-30 | Galvanized Steel
4440222 | 4 | [5 empty] | Removed from Ground | Diesel | 6000 | Bare Steel | 1968-04-30 | Galvanized Steel
4440222 | 5 | [5 empty] | Removed from Ground | Gas (Historical Use) | 10000 | Bare Steel | 1977-04-30 | Galvanized Steel
4440222 | 6 | [5 empty] | Removed from Ground | Gas (Historical Use) | 10000 | Fiberglass | 1988-04-25 | Fiberglass Reinforced Plastic
4440222 | 7 | [5 empty] | Removed from Ground | Gas (Historical Use) | 10000 | Fiberglass | 1988-04-25 | Fiberglass Reinforced Plastic
4440222 | 8 | [5 empty] | Removed from Ground | Gas (Historical Use) | 10000 | Fiberglass | 1988-04-25 | Not Marked
4440222 | 9 | [5 empty] | Removed from Ground | Diesel | 10000 | Fiberglass | 1988-04-25 | Fiberglass Reinforced Plastic
4440223 | 1 |  |  | yes |  | yes | Removed from Ground | Used Oil | 550 | Bare Steel | 1966-04-30 | Galvanized Steel
4440223 | 2 | [5 empty] | Removed from Ground | Gas (Historical Use) | 6000 | Bare Steel | 1964-04-30 | Galvanized Steel
4440223 | 3 | [5 empty] | Removed from Ground | Gas (Historical Use) | 6000 | Bare Steel | 1964-04-30 | Galvanized Steel
4440223 | 4 | [5 empty] | Removed from Ground | Gas (Historical Use) | 6000 | Bare Steel | 1964-04-30 | Galvanized Steel
4440223 | 5 | [5 empty] | Removed from Ground | Gas (Historical Use) | 10000 | Bare Steel | 1973-04-30 | Galvanized Steel
4440223 | 6 |  | 1988-04-25 | no | 1988-04-25 | no | Currently in Use | Regular | 10000 | Fiberglass | 1988-04-25 | Double-Walled Fiberglass | Pressurized
4440223 | 7 |  | 1988-04-25 | no | 1988-05-25 | no | Currently in Use | Premium | 10000 | Fiberglass | 1988-04-25 | Double-Walled Fiberglass | Pressurized
4440223 | 8 |  | 1988-04-25 | no | 1988-04-25 | no | Currently in Use | Diesel | 10000 | Fiberglass | 1988-04-25 | Double-Walled Fiberglass | Pressurized
4440224 | 1 | [5 empty] | Removed from Ground | Gas (Historical Use) | 6000 | Bare Steel | 1965-04-30 | Galvanized Steel
4440224 | 10 | [5 empty] | Removed from Ground | Diesel | 10000 | Fiberglass | 1986-01-01 | Fiberglass Reinforced Plastic
4440224 | 11 | [5 empty] | Removed from Ground | Gas (Historical Use) | 10000 | Fiberglass | 1986-01-01 | Fiberglass Reinforced Plastic
4440224 | 2 | [5 empty] | Removed from Ground | Gas (Historical Use) | 6000 | Bare Steel | 1965-04-30 | Galvanized Steel
4440224 | 3 | [5 empty] | Removed from Ground | Gas (Historical Use) | 6000 | Bare Steel | 1965-04-30 | Galvanized Steel
4440224 | 4 | [5 empty] | Removed from Ground | Gas (Historical Use) | 10000 | Bare Steel | 1968-04-30 | Galvanized Steel
4440224 | 5 | [5 empty] | Removed from Ground | Diesel | 10000 | Bare Steel | 1980-04-30 | Galvanized Steel
4440224 | 6 |  |  | yes |  | yes | Removed from Ground | Used Oil | 1000 | Fiberglass | 1992-02-20 | Not Marked
4440224 | 7 | [5 empty] | Removed from Ground | Gas (Historical Use) | 10000 | Fiberglass | 1986-01-01 | Fiberglass Reinforced Plastic
4440224 | 8 | [5 empty] | Removed from Ground | Gas (Historical Use) | 10000 | Fiberglass | 1986-01-01 | Fiberglass Reinforced Plastic
4440224 | 9 | [5 empty] | Removed from Ground | Gas (Historical Use) | 10000 | Fiberglass | 1986-01-01 | Fiberglass Reinforced Plastic
4440224 | A | [5 empty] | Currently in Use | Gas (Historical Use) | 12000 | Cathodically Protected Steel | 1982-01-01 | Galvanized Steel | Pressurized
4440224 | B | [5 empty] | Currently in Use | Gas (Historical Use) | 12000 | Cathodically Protected Steel | 1982-01-01 | Galvanized Steel | Pressurized
4440224 | C | [5 empty] | Currently in Use | Gas (Historical Use) | 8000 | Cathodically Protected Steel | 1982-01-01 | Galvanized Steel | Pressurized
4440224 | D | [5 empty] | Currently in Use | Diesel | 8000 | Cathodically Protected Steel | 1982-01-01 | Galvanized Steel | Pressurized
4440224 | E | [5 empty] | Currently in Use | Kerosene | 3000 | Cathodically Protected Steel | 1982-01-01 | Fiberglass Reinforced Plastic | Pressurized
4440227 | 1 |  |  | yes |  | yes | Removed from Ground | Used Oil | 1000 | Bare Steel | 1968-04-30 | Galvanized Steel
4440227 | 10 |  | 1989-01-01 | no | 1989-01-01 | no | Removed from Ground | Gas (Historical Use) | 10000 | Fiberglass | 1989-01-01 | Fiberglass Reinforced Plastic | Pressurized
4440227 | 11 |  | 1989-01-01 | no | 1989-01-01 | no | Removed from Ground | Gas (Historical Use) | 10000 | Fiberglass | 1989-01-01 | Fiberglass Reinforced Plastic | Pressurized
4440227 | 12 |  |  | yes |  | yes | Removed from Ground | Used Oil | 1000 | Fiberglass | 1988-01-01 | Fiberglass Reinforced Plastic
4440227 | 13 | Ball Float | 2004-02-10 | no | 2004-02-10 | no | Currently in Use | Regular | 10000 | Fiberglass Double Walled | 2003-12-08 | Double-Walled Flex | Pressurized
4440227 | 14 | Ball Float | 2004-02-10 | no | 2004-02-10 | no | Currently in Use | Regular | 10000 | Fiberglass Double Walled | 2003-12-08 | Double-Walled Flex | Pressurized
4440227 | 15 | Ball Float | 2004-02-10 | no | 2004-02-10 | no | Currently in Use | Premium | 10000 | Fiberglass Double Walled | 2003-12-08 | Double-Walled Flex | Pressurized
4440227 | 16 | Ball Float | 2004-02-10 | no | 2004-02-10 | no | Currently in Use | Premium | 10000 | Fiberglass Double Walled | 2003-12-08 | Double-Walled Flex | Pressurized
4440227 | 2 |  |  | no |  | no | Removed from Ground | Gas (Historical Use) | 6000 | Bare Steel | 1968-04-30 | Galvanized Steel
4440227 | 3 |  |  | no |  | no | Removed from Ground | Gas (Historical Use) | 6000 | Bare Steel | 1968-04-30 | Galvanized Steel
4440227 | 4 |  |  | no |  | no | Removed from Ground | Gas (Historical Use) | 6000 | Bare Steel | 1968-04-30 | Galvanized Steel
4440227 | 5 |  |  | no |  | no | Removed from Ground | Gas (Historical Use) | 6000 | Bare Steel | 1968-04-30 | Galvanized Steel
4440227 | 6 |  |  | no |  | no | Removed from Ground | Diesel | 6000 | Bare Steel | 1968-04-30 | Galvanized Steel
4440227 | 7 |  |  | no |  | no | Removed from Ground | Gas (Historical Use) | 10000 | Bare Steel | 1971-05-01 | Galvanized Steel
4440227 | 8 |  |  | no |  | no | Removed from Ground | Gas (Historical Use) | 10000 | Bare Steel | 1974-04-30 | Galvanized Steel
4440227 | 9 |  | 1989-01-01 | no | 1989-01-01 | no | Removed from Ground | Gas (Historical Use) | 10000 | Fiberglass | 1989-01-01 | Fiberglass Reinforced Plastic | Pressurized
4440228 | 1 |  |  | yes |  | yes | Removed from Ground | Used Oil | 550 | Bare Steel | 1964-04-30 | Galvanized Steel
4440228 | 2 | [5 empty] | Removed from Ground | Gas (Historical Use) | 6000 | Bare Steel | 1968-04-30 | Galvanized Steel
4440228 | 3 | [5 empty] | Removed from Ground | Gas (Historical Use) | 6000 | Bare Steel | 1968-04-30 | Galvanized Steel
4440228 | 4 | [5 empty] | Removed from Ground | Gas (Historical Use) | 10000 | Bare Steel | 1968-04-30 | Galvanized Steel
4440228 | 5 | [5 empty] | Removed from Ground | Gas (Historical Use) | 10000 | Bare Steel | 1974-04-30 | Galvanized Steel
4440228 | 6 | [5 empty] | Removed from Ground | Diesel | 10000 | Bare Steel | 1980-04-30 | Galvanized Steel
4440228 | 7 | [5 empty] | Removed from Ground | Gas (Historical Use) | 6000 | Bare Steel | 1968-04-30 | Galvanized Steel
4440229 | 1 | [5 empty] | Removed from Ground | Gas (Historical Use) | 3000 | Bare Steel | 1962-04-30 | Galvanized Steel
4440229 | 2 | [5 empty] | Removed from Ground | Gas (Historical Use) | 3000 | Bare Steel | 1962-04-30 | Galvanized Steel
4440229 | 3 | [5 empty] | Removed from Ground | Diesel | 3000 | Bare Steel | 1962-04-30 | Galvanized Steel
4440229 | 4 | [5 empty] | Removed from Ground | Gas (Historical Use) | 3000 | Bare Steel | 1962-04-30 | Galvanized Steel
4440230 | 1 |  |  | yes |  | yes | Removed from Ground | Used Oil | 550 | Bare Steel | 1968-04-30 | Galvanized Steel
4440230 | 2 | [5 empty] | Removed from Ground | Gas (Historical Use) | 6000 | Fiberglass | 1968-04-30 | Cathodically Protected | Pressurized
4440230 | 3 | [5 empty] | Removed from Ground | Gas (Historical Use) | 6000 | Bare Steel | 1968-04-30 | Galvanized Steel
4440230 | 4 | [5 empty] | Removed from Ground | Gas (Historical Use) | 6000 | Bare Steel | 1968-04-30 | Galvanized Steel
4440230 | 5 | [5 empty] | Removed from Ground | Diesel | 10000 | Bare Steel | 1980-04-30 | Galvanized Steel
4440230 | 6 |  | 1985-01-01 |  | 1985-01-01 |  | Removed from Ground | Gas (Historical Use) | 10000 | Fiberglass | 1985-01-01 | Fiberglass Reinforced Plastic | Pressurized
4440230 | 7 |  | 1985-01-01 |  | 1985-01-01 |  | Removed from Ground | Gas (Historical Use) | 10000 | Fiberglass | 1985-01-01 | Fiberglass Reinforced Plastic | Pressurized
4440230 | 8 |  | 1985-01-01 |  | 1985-01-01 |  | Removed from Ground | Gas (Historical Use) | 10000 | Fiberglass | 1985-01-01 | Fiberglass Reinforced Plastic | Pressurized
4440231 | 1 | Ball Float | 1995-12-24 |  | 1995-12-24 |  | Removed from Ground | Gas (Historical Use) | 4000 | Steel-Impressed Current | 1971-04-22 | Fiberglass Reinforced Plastic | Pressurized
4440231 | 2 | Ball Float | 1995-12-24 |  | 1995-12-24 |  | Removed from Ground | Gas (Historical Use) | 4000 | Steel-Impressed Current | 1971-04-22 | Fiberglass Reinforced Plastic | Pressurized
4440231 | 3 | Ball Float | 1995-12-24 |  | 1995-12-24 |  | Removed from Ground | Gas (Historical Use) | 4000 | Steel-Impressed Current | 1971-04-22 | Fiberglass Reinforced Plastic | Pressurized
4440231 | 4 | Ball Float | 1995-12-24 |  | 1995-12-24 |  | Removed from Ground | Gas (Historical Use) | 4000 | Steel-Impressed Current | 1971-04-22 | Fiberglass Reinforced Plastic | Pressurized
4440231 | 5 | Ball Float | 1995-12-24 |  | 1995-12-24 |  | Currently in Use | Gas (Historical Use) | 8000 | Galvanic (STIP-3) | 1985-04-21 | Fiberglass Reinforced Plastic | Pressurized
4440231 | 6 | Ball Float | 2008-07-10 | no | 2008-07-10 | no | Currently in Use | Gas (Historical Use) | 8000 | Fiberglass Double Walled | 2008-07-10 | Fiberglass Reinforced Plastic | Pressurized
4440231 | 7 | Ball Float | 2008-07-10 | no | 2008-07-10 | no | Currently in Use | Gas (Historical Use) | 8000 | Fiberglass Double Walled | 2008-07-10 | Fiberglass Reinforced Plastic | Pressurized
4440233 | 1 | [5 empty] | Removed from Ground | Gas (Historical Use) | 10000 | Bare Steel | 1977-01-01 | Galvanized Steel
4440233 | 2 | [5 empty] | Removed from Ground | Diesel | 10000 | Bare Steel | 1977-01-01 | Galvanized Steel
4440233 | 3 |  |  | yes |  | yes | Removed from Ground | Used Oil | 1000 | Bare Steel | 1977-01-01 | Galvanized Steel | Gravity Fed
4440233 | 4 |  |  | yes |  | yes | Removed from Ground | Used Oil | 1000 | Bare Steel | 1977-01-01 | Unknown
4440233 | 5 | [5 empty] | Removed from Ground | Other | 560 | Bare Steel | 1977-01-01 | Galvanized Steel | Gravity Fed
4440233 | 552000 | Flapper Valve | 1990-05-01 |  | 1990-05-01 |  | Currently in Use | Gas (Historical Use) | 10000 | Fiberglass Double Walled | 1990-05-01 | Double-Walled Fiberglass | Pressurized
4440233 | 552006 | Ball Float | 1990-05-01 |  | 1990-05-01 |  | Currently in Use | Diesel | 10000 | Fiberglass Double Walled | 1990-05-01 | Double-Walled Fiberglass | Pressurized
4440233 | 6 | [5 empty] | Removed from Ground | Other | 1000 | Bare Steel | 1977-01-01 | Galvanized Steel | Gravity Fed
4440233 | 7 | [5 empty] | Removed from Ground | Gas (Historical Use) | 10000 | Bare Steel | 1977-01-01 | Galvanized Steel
4440234 | 1 | [5 empty] | Removed from Ground | Diesel | 6000 | Bare Steel | 1947-12-31 | Unknown
4440234 | 2 |  |  | yes |  | yes | Removed from Ground | Used Oil | 560 | Bare Steel | 1947-12-31 | Galvanized Steel | Gravity Fed
4440234 | 3 | [5 empty] | Removed from Ground | Gas (Historical Use) | 10000 | Bare Steel | 1957-12-31 | Unknown
4440234 | 4 | Overfill Alarm | 1988-11-01 | no | 1988-11-01 | no | Currently in Use | Diesel | 10000 | Fiberglass Double Walled | 1988-11-01 | Double-Walled Fiberglass | Pressurized
4440234 | 5 | Overfill Alarm | 1988-11-01 | no | 1988-11-01 | no | Currently in Use | Regular | 10000 | Fiberglass Double Walled | 1988-11-01 | Double-Walled Fiberglass | Pressurized
4440235 | 1 | [5 empty] | Removed from Ground | Gas (Historical Use) | 3000 | Bare Steel | 1947-12-31 | Unknown
4440236 | 1 | [5 empty] | Removed from Ground | Diesel | 6000 | Bare Steel | 1947-12-31 | Bare Steel
4440236 | 1A | Ball Float | 1988-12-09 |  | 1988-12-09 |  | Currently in Use | Gas (Historical Use) | 10000 | Fiberglass Double Walled | 1988-12-09 | Fiberglass Reinforced Plastic | Pressurized
4440236 | 2 | [5 empty] | Removed from Ground | Diesel | 500 | Bare Steel | 1947-12-31 | Unknown
4440236 | 2A | Ball Float | 1988-12-09 |  | 1988-12-09 |  | Currently in Use | Diesel | 10000 | Fiberglass Double Walled | 1988-12-09 | Fiberglass Reinforced Plastic | Pressurized
4440236 | 3 |  |  | yes |  | yes | Removed from Ground | Used Oil | 560 | Bare Steel | 1947-12-31 | Bare Steel
4440236 | 4 | [5 empty] | Removed from Ground | Gas (Historical Use) | 10000 | Bare Steel | 1957-12-31 | Unknown
4440237 | 1 | [5 empty] | Removed from Ground | Diesel | 6000 | Bare Steel | 1947-12-31 | Unknown
4440237 | 2 | [5 empty] | Removed from Ground | Gas (Historical Use) | 10000 | Bare Steel | 1957-12-31 | Unknown
4440237 | 3 |  |  | yes |  | yes | Removed from Ground | Used Oil | 560 | Bare Steel | 1964-01-01 | Galvanized Steel | Gravity Fed
4440238 | 1 | Overfill Alarm | 1995-12-01 | no | 1995-12-01 | yes | Currently in Use |  | 8000 | Steel-Impressed Current | 1998-10-01 | Fiberglass Reinforced Plastic | Pressurized
4440238 | 2 | Overfill Alarm | 1995-12-01 | no | 1995-12-01 | yes | Currently in Use |  | 8000 | Steel-Impressed Current | 1998-10-01 | Fiberglass Reinforced Plastic | Pressurized
4440238 | 3 | Overfill Alarm | 1995-12-01 | no | 1995-12-01 | yes | Currently in Use |  | 8000 | Steel-Impressed Current | 1998-10-01 | Fiberglass Reinforced Plastic | Pressurized
4440239 | 1 | [5 empty] | Removed from Ground | Gas (Historical Use) | 6000 | Cathodically Protected Steel | 1984-04-21 | Galvanized Steel | Suction (American)
4440239 | 2 | [5 empty] | Removed from Ground | Gas (Historical Use) | 6000 | Cathodically Protected Steel | 1984-04-21 | Galvanized Steel | Suction (American)
4440239 | 3 | [5 empty] | Removed from Ground | Gas (Historical Use) | 6000 | Cathodically Protected Steel | 1984-04-21 | Galvanized Steel | Suction (American)
4440240 | 1 | Ball Float | 1995-04-27 |  | 1995-04-27 |  | Currently in Use | Gas (Historical Use) | 8000 | Steel-Impressed Current | 1985-04-30 | Fiberglass Reinforced Plastic | Pressurized
4440240 | 2 | Ball Float | 1995-04-27 |  | 1995-04-27 |  | Currently in Use | Gas (Historical Use) | 8000 | Steel-Impressed Current | 1985-04-30 | Fiberglass Reinforced Plastic | Pressurized
4440240 | 3 | Ball Float | 1995-04-27 |  | 1995-04-27 |  | Currently in Use | Gas (Historical Use) | 8000 | Steel-Impressed Current | 1985-04-30 | Fiberglass Reinforced Plastic | Pressurized
4440243 | 1 | [5 empty] | Removed from Ground | Gas (Historical Use) | 10000 | Bare Steel | 1986-05-02 | Galvanized Steel | Suction (American)
4440243 | 2 | [5 empty] | Removed from Ground | Diesel | 10000 | Bare Steel | 1986-05-02 | Galvanized Steel | Suction (American)
4440243 | 3 | [5 empty] | Removed from Ground | Diesel | 6000 | Bare Steel | 1966-05-02 | Galvanized Steel
4440243 | M279040 | Ball Float | 1997-05-26 |  | 1997-05-26 |  | Currently in Use | Diesel | 12000 | Tank Jacket | 1997-05-21 | Double-Walled Flex | Pressurized
4440243 | M279041 | Flapper Valve | 1997-05-26 |  | 1997-05-26 |  | Currently in Use | Gas (Historical Use) | 12000 | Tank Jacket | 1997-05-21 | Double-Walled Flex | Pressurized
4440244 | L049776 | Flapper Valve | 1996-05-30 |  | 1996-05-30 |  | Currently in Use | Gas (Historical Use) | 10000 | Galvanic (STIP-3) | 1987-05-02 | Fiberglass Reinforced Plastic | Safe Suction (Euro)
4440244 | L049783 | Flapper Valve | 1996-05-30 |  | 1996-05-30 |  | Currently in Use | Diesel | 10000 | Galvanic (STIP-3) | 1987-05-02 | Fiberglass Reinforced Plastic | Safe Suction (Euro)
4440246 | 1 | [5 empty] | Removed from Ground | Gas (Historical Use) | 10000 | Bare Steel | 1971-05-03 | Galvanized Steel
4440246 | 2 | [5 empty] | Removed from Ground | Gas (Historical Use) | 5000 | Bare Steel | 1971-05-03 | Galvanized Steel
4440246 | 3 | [5 empty] | Removed from Ground | Diesel | 10000 | Bare Steel | 1971-05-03 | Galvanized Steel
4440246 | 4 | [5 empty] | Removed from Ground | Diesel | 5000 | Bare Steel | 1971-05-03 | Galvanized Steel
4440246 | L213098 |  | 1990-03-01 |  | 1990-03-01 |  | Currently in Use | Gas (Historical Use) | 10000 | Tank Jacket | 1990-03-01 | Fiberglass Reinforced Plastic | Safe Suction (Euro)
4440246 | L213103 |  | 1990-03-01 |  | 1990-03-01 |  | Currently in Use | Diesel | 10000 | Tank Jacket | 1990-03-01 | Fiberglass Reinforced Plastic | Safe Suction (Euro)
4440248 | 1 |  |  | yes | 1982-05-02 | yes | Removed from Ground | Used Oil | 4000 | Bare Steel | 1982-05-02 | Galvanized Steel
4440248 | 2 | [5 empty] | Removed from Ground | Other | 1011 | Bare Steel | 1982-05-02 | Galvanized Steel
4440248 | 3 | [5 empty] | Removed from Ground | Other | 1011 | Bare Steel | 1982-05-02 | Galvanized Steel
4440248 | L514075 | Ball Float | 1998-12-22 |  | 1998-12-22 |  | Currently in Use | New Oil | 1000 | Tank Jacket | 1998-12-22 | Fiberglass Reinforced Plastic | Safe Suction (Euro)
4440248 | L514086 | Ball Float | 1998-12-22 |  | 1998-12-22 |  | Currently in Use | New Oil | 1000 | Tank Jacket | 1998-12-22 | Fiberglass Reinforced Plastic | Safe Suction (Euro)
4440248 | L855088 | Ball Float | 1999-07-29 | yes | 1996-02-13 | yes | Currently in Use | Used Oil | 4000 | Tank Jacket | 1996-02-13 | Fiberglass Reinforced Plastic | Gravity Fed
4440249 | 1 | [5 empty] | Removed from Ground | Gas (Historical Use) | 10000 | Bare Steel | 1971-05-03 | Galvanized Steel | Pressurized
4440249 | 2 | [5 empty] | Removed from Ground | Diesel | 10000 | Bare Steel | 1971-05-03 | Galvanized Steel | Suction (American)
4440249 | 3 |  |  | yes |  | yes | Removed from Ground | Used Oil | 550 | Bare Steel | 1991-09-27 | Galvanized Steel | Gravity Fed
4440249 | L295116 | Flapper Valve | 1991-10-09 |  | 1991-10-09 |  | Currently in Use | Gas (Historical Use) | 12000 | Tank Jacket | 1991-10-03 | Double-Walled Flex | Pressurized
4440249 | L295117 | Flapper Valve | 1991-10-09 |  | 1991-10-09 |  | Currently in Use | Diesel | 12000 | Tank Jacket | 1991-10-03 | Double-Walled Fiberglass | Safe Suction (Euro)
4440250 | 1 | [5 empty] | Removed from Ground | Gas (Historical Use) | 1000 | Bare Steel | 1967-05-02 | Galvanized Steel
4440251 | 1 | [5 empty] | Removed from Ground | Gas (Historical Use) | 10000 | Bare Steel | 1976-05-02 | Galvanized Steel
4440253 | 1 | [5 empty] | Removed from Ground | Gas (Historical Use) | 1000 | Bare Steel | 1976-05-15 | Galvanized Steel | Suction (American)
4440253 | 2 | [5 empty] | Removed from Ground | Diesel | 1000 | Bare Steel | 1976-05-02 | Galvanized Steel | Suction (American)
4440254 | 1 | [5 empty] | Removed from Ground | Gas (Historical Use) | 10000 | Fiberglass | 1984-05-02 | Fiberglass Reinforced Plastic
4440254 | 2 | [5 empty] | Removed from Ground | Diesel | 6000 | Fiberglass | 1984-05-02 | Fiberglass Reinforced Plastic
4440254 | M158058 | Ball Float | 1997-03-11 |  | 1997-03-11 |  | Currently in Use | Diesel | 12134 | Tank Jacket | 1997-03-11 | Double-Walled Flex | Pressurized
4440254 | M158062 | Ball Float | 1997-03-11 |  | 1997-03-11 |  | Currently in Use | Gas (Historical Use) | 12158 | Tank Jacket | 1997-03-11 | Double-Walled Flex | Pressurized
4440255 | 1 | [5 empty] | Removed from Ground | Gas (Historical Use) | 1000 | Bare Steel | 1971-05-03 | Galvanized Steel
4440255 | 2 | [5 empty] | Removed from Ground | Diesel | 1000 | Bare Steel | 1971-05-03 | Galvanized Steel
4440256 | 1 | [5 empty] | Removed from Ground | Gas (Historical Use) | 1000 | Bare Steel | 1973-01-01 | Galvanized Steel | Suction (American)
4440256 | 2 | [5 empty] | Removed from Ground | Diesel | 1000 | Bare Steel | 1973-01-01 | Galvanized Steel | Suction (American)
4440256 | L295148 | Flapper Valve | 1992-11-01 |  | 1992-11-01 |  | Closed in Ground | Gas (Historical Use) | 1034 | Tank Jacket | 1992-11-27 | Double-Walled Fiberglass | Safe Suction (Euro)
4440256 | L295149 | Flapper Valve | 1992-11-01 |  | 1992-11-01 |  | Currently in Use | Gas (Historical Use) | 1034 | Tank Jacket | 1992-11-27 | Double-Walled Fiberglass | Safe Suction (Euro)
4440256 | N628095 | Flapper Valve | 2004-04-06 | no | 2004-04-06 | no | Currently in Use | Diesel | 12000 | Tank Jacket | 2004-03-19 | Double-Walled Fiberglass | Pressurized
4440258 | 1 | [5 empty] | Removed from Ground | Gas (Historical Use) | 1000 | Bare Steel | 1971-05-03 | Galvanized Steel
4440258 | 2 | [5 empty] | Removed from Ground | Diesel | 1000 | Bare Steel | 1971-05-03 | Galvanized Steel
4440258 | L295150 | Flapper Valve | 1992-12-21 |  | 1992-12-21 |  | Currently in Use | Diesel | 1000 | Tank Jacket | 1992-10-28 | Double-Walled Fiberglass | Safe Suction (Euro)
4440259 | 1 |  |  | no |  | no | Removed from Ground | Diesel | 1000 | Bare Steel | 1971-05-03 | Galvanized Steel | Suction (American)
4440259 | L295159 | Flapper Valve | 1993-02-23 | no | 1993-02-23 | no | Currently in Use | Diesel | 1051 | Tank Jacket | 1993-02-23 | Fiberglass Reinforced Plastic | Safe Suction (Euro)
4440260 | F602450 | [5 empty] | Removed from Ground | Gas (Historical Use) | 500 | Bare Steel | 1974-05-03 | Galvanized Steel | Suction (American)
4440260 | F602461 | [5 empty] | Removed from Ground | Diesel | 500 | Bare Steel | 1974-05-03 | Galvanized Steel | Suction (American)
4440262 | F602475 | [5 empty] | Removed from Ground | Diesel | 500 | Bare Steel | 1971-05-03 | Galvanized Steel
4440263 | F602276 | [5 empty] | Removed from Ground | Diesel | 500 | Bare Steel | 1971-05-03 | Galvanized Steel
4440264 | F602388 | [5 empty] | Removed from Ground | Diesel | 500 | Bare Steel | 1974-05-12 | Galvanized Steel | Suction (American)
4440264 | L295153 | Flapper Valve | 1992-09-28 | no | 1992-09-28 | no | Currently in Use | Diesel | 1031 | Tank Jacket | 1992-09-28 | Fiberglass Reinforced Plastic | Safe Suction (Euro)
4440265 | 1 | [5 empty] | Removed from Ground | Gas (Historical Use) | 500 | Bare Steel | 1971-05-03 | Galvanized Steel | Suction (American)
4440265 | 628098 | Flapper Valve | 2003-12-23 | no | 2003-12-23 | no | Currently in Use | Diesel | 12000 | Fiberglass Double Walled | 2003-12-09 | Double-Walled Fiberglass | Pressurized
4440265 | F602480 | [5 empty] | Removed from Ground | Diesel | 1000 | Bare Steel | 1971-05-03 | Galvanized Steel | Suction (American)
4440265 | L295151 | Flapper Valve | 1992-09-08 |  | 1992-09-08 |  | Currently in Use | Gas (Historical Use) | 1016 | Tank Jacket | 1992-09-08 | Double-Walled Fiberglass | Safe Suction (Euro)
4440266 | 1 | [5 empty] | Removed from Ground | Gas (Historical Use) | 1000 | Bare Steel | 1971-05-03 | Galvanized Steel
4440266 | 2 | [5 empty] | Removed from Ground | Diesel | 1000 | Bare Steel | 1971-05-03 | Galvanized Steel
4440267 | F602478 | [5 empty] | Removed from Ground | Diesel | 500 | Bare Steel | 1971-05-03 | Galvanized Steel | Suction (American)
4440267 | G858313 | [5 empty] | Removed from Ground | Gas (Historical Use) | 1000 | Bare Steel | 1971-05-03 | Galvanized Steel | Suction (American)
4440267 | L295160 | Flapper Valve | 1993-02-23 | no | 1993-02-23 | no | Currently in Use | Diesel | 1044 | Tank Jacket | 1993-02-23 | Fiberglass Reinforced Plastic | Safe Suction (Euro)
4440268 | 1 | [5 empty] | Removed from Ground | Gas (Historical Use) | 1000 | Bare Steel | 1971-05-03 | Galvanized Steel | Suction (American)
4440268 | 2 | [5 empty] | Removed from Ground | Diesel | 1000 | Bare Steel | 1971-05-03 | Galvanized Steel | Suction (American)
4440268 | L295158 | [5 empty] | Removed from Ground | Diesel | 1044 | Tank Jacket | 1992-11-25 | Fiberglass Reinforced Plastic | Safe Suction (Euro)
4440269 | 1 | [5 empty] | Removed from Ground | Diesel | 500 | Bare Steel | 1971-05-03 | Galvanized Steel
4440270 | 1 | [5 empty] | Removed from Ground | Diesel | 1000 | Bare Steel | 1971-05-03 | Galvanized Steel
4440271 | 1 | [5 empty] | Removed from Ground | Gas (Historical Use) | 500 | Bare Steel | 1971-05-03 | Galvanized Steel
4440271 | 2 | [5 empty] | Removed from Ground | Diesel | 1000 | Bare Steel | 1971-05-03 | Galvanized Steel
4440272 | 1 | [5 empty] | Removed from Ground | Gas (Historical Use) | 1000 | Bare Steel | 1971-05-03 | Galvanized Steel
4440273 | 1 | [5 empty] | Removed from Ground | Diesel | 500 | Bare Steel | 1973-03-22 | Galvanized Steel
4440273 | 2 | [5 empty] | Removed from Ground | Gas (Historical Use) | 1000 | Bare Steel | 1973-03-22 | Galvanized Steel
4440273 | 3 | [5 empty] | Removed from Ground | Kerosene | 500 | Bare Steel | 1973-03-22 | Galvanized Steel
4440273 | 4 | [5 empty] | Removed from Ground | Gas (Historical Use) | 200 | Bare Steel | 1973-03-22 | Galvanized Steel
4440274 | 1 | [5 empty] | Removed from Ground | Gas (Historical Use) | 6000 | Bare Steel | 1971-05-08 | Galvanized Steel
4440274 | 10 |  |  | yes |  | yes | Removed from Ground | Used Oil | 550 | Marked Unknown | 2000-02-10 | Unknown
4440274 | 2 | [5 empty] | Removed from Ground | Gas (Historical Use) | 6000 | Bare Steel | 1971-05-08 | Galvanized Steel
4440274 | 3 | [5 empty] | Removed from Ground | Gas (Historical Use) | 6000 | Bare Steel | 1971-05-08 | Galvanized Steel
4440274 | 4 | [5 empty] | Removed from Ground | Gas (Historical Use) | 10000 | Bare Steel | 1971-05-08 | Galvanized Steel
4440274 | 5 | [5 empty] | Removed from Ground | Diesel | 6000 | Bare Steel | 1984-05-08 | Galvanized Steel
4440274 | 6 |  | 1989-11-01 |  | 1989-11-01 |  | Permanently Out Of Use | Gas (Historical Use) | 10000 | Fiberglass | 1989-11-01 | Fiberglass Reinforced Plastic | Pressurized
4440274 | 7 |  | 1989-11-01 |  | 1989-11-01 |  | Permanently Out Of Use | Gas (Historical Use) | 10000 | Fiberglass | 1989-11-01 | Fiberglass Reinforced Plastic | Pressurized
4440274 | 8 |  | 1989-11-01 |  | 1989-11-01 |  | Permanently Out Of Use | Gas (Historical Use) | 10000 | Fiberglass | 1989-11-01 | Fiberglass Reinforced Plastic | Pressurized
4440274 | 9 |  | 1989-11-01 |  | 1989-11-01 |  | Permanently Out Of Use | Diesel | 6000 | Fiberglass | 1989-11-01 | Fiberglass Reinforced Plastic | Pressurized
4440275 | 1 | [5 empty] | Removed from Ground | Gas (Historical Use) | 8000 | Bare Steel | 1981-05-08 | Galvanized Steel
4440275 | 2 | [5 empty] | Removed from Ground | Gas (Historical Use) | 8000 | Bare Steel | 1981-05-08 | Galvanized Steel
4440275 | 3 | [5 empty] | Removed from Ground | Gas (Historical Use) | 8000 | Bare Steel | 1981-05-08 | Galvanized Steel
4440275 | 4 | [5 empty] | Removed from Ground | Gas (Historical Use) | 6000 | Not Marked/Unknown |  | Unknown
4440275 | 5 | Ball Float | 1996-04-01 |  | 1996-04-01 |  | Currently in Use | Gas (Historical Use) | 12000 | Fiberglass | 1996-04-01 | Double-Walled Fiberglass | Pressurized
4440275 | 6 | Ball Float | 1996-04-01 |  | 1996-04-01 |  | Currently in Use | Gas (Historical Use) | 12000 | Fiberglass | 1996-04-01 | Double-Walled Fiberglass | Pressurized
4440276 | 1 | [5 empty] | Removed from Ground | Gas (Historical Use) | 6000 | Bare Steel | 1975-05-08 | Galvanized Steel
4440276 | 2 | [5 empty] | Removed from Ground | Gas (Historical Use) | 4000 | Bare Steel | 1975-05-08 | Galvanized Steel
4440276 | 3 | [5 empty] | Removed from Ground | Gas (Historical Use) | 6000 | Bare Steel | 1975-05-08 | Galvanized Steel
4440276 | 4 |  | 1995-03-01 |  | 1995-03-01 |  | Currently in Use | Gas (Historical Use) | 10000 | Steel-Impressed Current | 1983-05-08 | Cathodically Protected | Pressurized
4440276 | 5 |  | 1995-03-01 |  | 1995-03-01 |  | Temporarily out of use | Gas (Historical Use) | 10000 | Steel-Impressed Current | 1983-05-08 | Fiberglass Reinforced Plastic | Pressurized
4440276 | 6 |  | 1995-03-01 |  | 1995-03-01 |  | Currently in Use | Gas (Historical Use) | 10000 | Steel-Impressed Current | 1983-05-08 | Fiberglass Reinforced Plastic | Pressurized
4440276 | 7 |  | 1995-03-01 |  | 1995-03-01 |  | Currently in Use | Diesel | 10000 | Steel-Impressed Current | 1983-05-08 | Fiberglass Reinforced Plastic | Pressurized
4440276 | 8 | Flapper Valve | 1995-03-01 |  | 1995-03-01 |  | Currently in Use | Kerosene | 6000 | Steel-Impressed Current | 1983-05-08 | Fiberglass Reinforced Plastic | Pressurized
4440276 | 9 |  | 1995-03-01 |  | 1995-03-01 |  | Temporarily out of use | Diesel | 20000 | Steel-Impressed Current | 1989-01-01 | Fiberglass Reinforced Plastic | Pressurized
4440277 | 1 |  | 1998-11-06 |  | 1998-11-06 |  | Removed from Ground | Gas (Historical Use) | 12000 | Steel-Impressed Current | 1965-05-08 | Cathodically Protected
4440277 | 2 |  | 1998-11-06 |  | 1998-11-06 |  | Removed from Ground | Gas (Historical Use) | 12000 | Steel-Impressed Current | 1965-05-08 | Cathodically Protected
4440277 | 3 |  | 1998-11-06 |  | 1998-11-06 |  | Removed from Ground | Gas (Historical Use) | 12000 | Steel-Impressed Current | 1965-05-08 | Cathodically Protected
4440278 | 1 | [5 empty] | Removed from Ground | Gas (Historical Use) | 4000 | Bare Steel | 1975-05-09 | Galvanized Steel
4440278 | 2 | [5 empty] | Removed from Ground | Gas (Historical Use) | 4000 | Bare Steel | 1975-05-09 | Galvanized Steel
4440278 | 3 | [5 empty] | Removed from Ground | Gas (Historical Use) | 8000 | Bare Steel | 1975-05-09 | Galvanized Steel
4440278 | 4 | [5 empty] | Removed from Ground | Gas (Historical Use) | 8000 | Bare Steel | 1975-05-09 | Galvanized Steel
4440278 | 5 | [5 empty] | Removed from Ground | Diesel | 6000 | Bare Steel | 1975-05-09 | Galvanized Steel
4440278 | 6 |  |  | yes |  | yes | Removed from Ground | Used Oil | 500 | Not Marked/Unknown | 1998-02-12 | Not Marked
4440279 | 1 | [5 empty] | Removed from Ground | Gas (Historical Use) | 6000 | Bare Steel | 1956-05-12 | Unknown
4440279 | 2 | [5 empty] | Removed from Ground | Gas (Historical Use) | 6000 | Bare Steel | 1956-05-12 | Unknown
4440279 | 3 | [5 empty] | Removed from Ground | Gas (Historical Use) | 6000 | Bare Steel | 1956-05-12 | Unknown
4440279 | 4 |  |  | yes |  | yes | Removed from Ground | Used Oil | 550 | Bare Steel | 1956-05-12 | Unknown
4440279 | 5 |  | 1990-07-07 |  | 1990-07-07 |  | Removed from Ground | Gas (Historical Use) | 10000 | Cathodically Protected Steel | 1990-07-07 | Fiberglass Reinforced Plastic | Pressurized
4440279 | 6 |  | 1990-07-07 |  | 1990-07-07 |  | Removed from Ground | Gas (Historical Use) | 10000 | Cathodically Protected Steel | 1990-07-07 | Fiberglass Reinforced Plastic
4440279 | 7 |  | 1990-07-07 |  | 1990-07-07 |  | Removed from Ground | Gas (Historical Use) | 10000 | Cathodically Protected Steel | 1990-07-07 | Fiberglass Reinforced Plastic
4440279 | 8 |  | 1990-07-07 |  | 1990-07-07 |  | Removed from Ground | Diesel | 10000 | Cathodically Protected Steel | 1990-07-07 | Fiberglass Reinforced Plastic
4440280 | 1 | [5 empty] | Removed from Ground | Empty | 10000 | Bare Steel | 1979-05-02 | Unknown
4440280 | 2 | [5 empty] | Removed from Ground | Diesel | 300 | Bare Steel | 1976-01-01 | Galvanized Steel | Pressurized
4440281 | 1 | [5 empty] | Removed from Ground | Other | 0 | Bare Steel | 1998-07-29 | Galvanized Steel
4440282 | 1 | [5 empty] | Removed from Ground | Other | 1 | Fiberglass | 1984-05-15 | Galvanized Steel
4440282 | 10 | [5 empty] | Removed from Ground | Other | 1000 | Bare Steel | 1981-04-20 | Galvanized Steel
4440282 | 11 | [5 empty] | Removed from Ground | Other | 1000 | Bare Steel | 1978-04-20 | Galvanized Steel
4440282 | 2 | [5 empty] | Removed from Ground | Other | 1 | Fiberglass | 1984-05-15 | Galvanized Steel
4440282 | 3 | [5 empty] | Removed from Ground | Gas (Historical Use) | 3000 | Bare Steel | 1978-05-09 | Not Marked
4440282 | 4 | [5 empty] | Removed from Ground | Gas (Historical Use) | 10000 | Not Marked/Unknown | 1981-05-09 | Not Marked
4440282 | 5 | [5 empty] | Removed from Ground | Diesel | 3000 | Not Marked/Unknown | 1981-05-09 | Not Marked
4440282 | 6 | [5 empty] | Removed from Ground | Other | 1000 | Bare Steel | 1965-12-31 | Galvanized Steel
4440282 | 7 | [5 empty] | Removed from Ground | Other | 1000 | Bare Steel | 1961-12-31 | Galvanized Steel
4440282 | 8 | [5 empty] | Removed from Ground | Other | 1000 | Bare Steel | 1961-12-31 | Galvanized Steel
4440282 | 9 | [5 empty] | Removed from Ground | Other | 1000 | Bare Steel | 1981-04-20 | Galvanized Steel
4440284 | 1 |  | 1998-12-21 |  | 1998-12-21 |  | Removed from Ground | Gas (Historical Use) | 2000 | Steel-Impressed Current | 1998-12-21 | Cathodically Protected | Suction (American)
4440284 | 2 |  | 1998-12-21 | no | 1998-12-21 | no | Removed from Ground | Gas (Historical Use) | 2000 | Cathodically Protected Steel | 1998-12-21 | Cathodically Protected | Suction (American)
4440284 | 3 |  | 1998-12-21 | no | 1998-12-21 | no | Removed from Ground | Gas (Historical Use) | 3000 | Cathodically Protected Steel | 1998-12-21 | Cathodically Protected | Suction (American)
4440284 | 4 |  | 1998-12-21 | no | 1998-12-21 | no | Removed from Ground | Gas (Historical Use) | 4000 | Cathodically Protected Steel | 2006-03-03 | Cathodically Protected | Suction (American)
4440284 | 5 |  |  | yes |  | yes | Removed from Ground | Used Oil | 500 | Bare Steel | 2006-03-03 | Galvanized Steel | Gravity Fed
4440285 | 1 | [5 empty] | Removed from Ground | Other | 1000 | Not Marked/Unknown | 1992-07-21 | Not Marked
4440286 | 2 | [5 empty] | Removed from Ground | Kerosene | 5000 | Bare Steel | 1979-05-02 | Galvanized Steel
4440286 | 1 | [5 empty] | Removed from Ground | Kerosene | 5000 | Bare Steel | 1979-05-02 | Galvanized Steel
4440287 | 1 | [5 empty] | Closed in Ground | Other | 10000 | Bare Steel | 1963-05-14 | Unknown
4440287 | 2 | [5 empty] | Closed in Ground | Other | 10000 | Bare Steel | 1963-05-14 | Unknown
4440287 | 3 | [5 empty] | Closed in Ground | Gas (Historical Use) | 10000 | Bare Steel | 1963-05-14 | Unknown
4440290 | 1 | [5 empty] | Removed from Ground | Other | 1000 | Bare Steel | 1984-05-01 | Galvanized Steel | Safe Suction (Euro)
4440290 | 2 |  |  | yes |  | yes | Removed from Ground | Used Oil | 1000 | Bare Steel | 1984-05-01 | Galvanized Steel | Safe Suction (Euro)
4440295 | 1 | [5 empty] | Permanently Out Of Use | Gas (Historical Use) | 2000 | Cathodically Protected Steel | 1982-05-05 | Galvanized Steel
4440295 | 2 | [5 empty] | Permanently Out Of Use | Gas (Historical Use) | 700 | Cathodically Protected Steel | 1981-05-05 | Galvanized Steel
4440296 | 1 | Ball Float | 1989-05-01 | no | 1989-05-01 | no | Currently in Use | Gas (Historical Use) | 12000 | Fiberglass | 1988-12-16 | Steel (Impressed Current) | Pressurized
4440296 | 2 | Ball Float | 1989-05-01 | no | 1989-05-10 | no | Currently in Use | Gas (Historical Use) | 12000 | Fiberglass | 1988-12-16 | Steel (Impressed Current) | Pressurized
4440296 | 3 | Ball Float | 1989-05-01 | no | 1989-05-01 | no | Currently in Use | Gas (Historical Use) | 12000 | Fiberglass | 1988-12-16 | Steel (Impressed Current) | Pressurized
4440297 | 1 | [5 empty] | Removed from Ground | Other | 10000 | Fiberglass | 1992-01-13 | Bare Steel
4440297 | 2 |  |  | yes |  | yes | Removed from Ground | Used Oil | 10000 | Bare Steel | 1966-06-13 | Bare Steel
4440297 | 3 | [5 empty] | Removed from Ground | Diesel | 580 | Bare Steel | 1957-06-13 | Galvanized Steel
4440297 | 4 | [5 empty] | Removed from Ground | Diesel | 30000 | Bare Steel | 1957-06-13 | Galvanized Steel
4440297 | 5 | [5 empty] | Removed from Ground | Diesel | 30000 | Bare Steel | 1957-06-13 | Galvanized Steel
4440297 | 7 | [5 empty] | Removed from Ground | Diesel | 625 | Bare Steel | 1957-06-13 | Galvanized Steel
4440297 | 8 | [5 empty] | Removed from Ground | Diesel | 20000 | Bare Steel | 1957-06-13 | Galvanized Steel
4440298 | 1 | Flapper Valve | 1992-09-01 | no | 1992-09-01 | no | Currently in Use | Diesel | 10000 | Fiberglass | 1986-06-17 | Fiberglass Reinforced Plastic | Suction (American)
4440300 | 1 | Ball Float | 1998-10-01 | no | 1998-10-01 | no | Currently in Use | Regular | 8000 | Steel-Impressed Current | 1983-05-02 | Fiberglass Reinforced Plastic | Pressurized
4440300 | 2 | Ball Float | 1998-10-01 | no | 1998-10-01 | no | Currently in Use | Premium | 8000 | Steel-Impressed Current | 1983-05-02 | Fiberglass Reinforced Plastic | Pressurized
4440300 | 3 | Ball Float | 1998-10-01 | no | 1998-10-01 | no | Currently in Use | Plus | 8000 | Steel-Impressed Current | 1983-05-02 | Fiberglass Reinforced Plastic | Pressurized
4440301 | 1 | [5 empty] | Removed from Ground | Gas (Historical Use) | 10000 | Cathodically Protected Steel | 1998-05-29 | Cathodically Protected | Pressurized
4440301 | 2 | [5 empty] | Removed from Ground | Gas (Historical Use) | 10000 | Bare Steel | 1998-05-29 | Unknown | Pressurized
4440301 | 3 | [5 empty] | Removed from Ground | Gas (Historical Use) | 10000 | Bare Steel | 1998-05-29 | Unknown | Pressurized
4440301 | 4 | [5 empty] | Removed from Ground | Gas (Historical Use) | 10000 | Bare Steel | 1998-05-29 | Unknown | Pressurized
4440301 | 5 | Ball Float | 1998-08-01 | no | 1998-08-01 | no | Currently in Use | Diesel | 8000 | Epoxy | 1998-08-01 | Fiberglass Reinforced Plastic | Pressurized
4440301 | 6 | Ball Float | 1998-08-01 |  | 1998-08-01 |  | Currently in Use | Gas (Historical Use) | 12000 | Epoxy | 1998-08-01 | Fiberglass Reinforced Plastic | Pressurized
4440301 | 7 | Ball Float | 1998-08-01 |  | 1998-08-01 |  | Currently in Use | Gas (Historical Use) | 12000 | Epoxy | 1998-08-01 | Fiberglass Reinforced Plastic | Pressurized
4440302 | 1 | [5 empty] | Removed from Ground | Gas (Historical Use) | 8000 | Bare Steel | 1973-04-24 | Galvanized Steel | Suction (American)
4440302 | 2 | [5 empty] | Removed from Ground | Gas (Historical Use) | 8000 | Bare Steel | 1973-04-24 | Galvanized Steel | Suction (American)
4440304 | 1 | Ball Float | 1998-10-01 |  | 1998-10-01 |  | Currently in Use | Gas (Historical Use) | 10000 | Steel-Impressed Current | 1998-11-01 | Fiberglass Reinforced Plastic | Pressurized
4440304 | 2 | Ball Float | 1998-10-01 |  | 1998-10-01 |  | Currently in Use | Gas (Historical Use) | 8000 | Steel-Impressed Current | 1998-11-01 | Fiberglass Reinforced Plastic | Pressurized
4440304 | 3 | Ball Float | 1998-10-01 |  | 1998-10-01 |  | Currently in Use | Gas (Historical Use) | 8000 | Steel-Impressed Current | 1998-11-01 | Fiberglass Reinforced Plastic | Pressurized
4440308 | 1 |  |  | no |  | no | Removed from Ground | Gas (Historical Use) | 2005 | Bare Steel | 1980-05-12 | Galvanized Steel | Suction (American)
4440308 | 3 | Flapper Valve | 1997-06-12 | no | 1997-06-12 | no | Removed from Ground | Gas (Historical Use) | 6000 | Composite | 1997-07-01 | Fiberglass Reinforced Plastic | Suction (American)
4440311 | 1 |  | 1994-09-28 |  | 1994-09-28 |  | Closed in Ground | Diesel | 10000 | Bare Steel | 1994-09-28 | Galvanized Steel
4440311 | 10 | Overfill Alarm | 1993-07-01 | no | 1993-07-01 | no | Currently in Use | Diesel | 30000 | Fiberglass Double Walled | 1993-07-01 | Double-Walled Fiberglass | Pressurized
4440311 | 2 |  | 1994-09-28 |  | 1994-09-28 |  | Removed from Ground | Diesel | 10000 | Bare Steel | 1981-05-08 | Galvanized Steel
4440311 | 3 |  | 1994-09-28 |  | 1994-09-28 |  | Removed from Ground | Diesel | 5000 | Bare Steel | 1981-05-08 | Galvanized Steel
4440311 | 4 |  | 1993-07-01 |  | 1993-07-01 |  | Removed from Ground | Diesel | 5000 | Bare Steel | 1981-05-08 | Galvanized Steel
4440311 | 5 |  | 1993-07-01 |  | 1993-07-01 |  | Closed in Ground | Diesel | 2000 | Bare Steel | 1972-05-08 | Galvanized Steel | Pressurized
4440311 | 6 | Overfill Alarm | 1994-09-28 |  | 1994-09-28 |  | Closed in Ground | Diesel | 12000 | Tank Jacket | 1994-09-28 | Double-Walled Fiberglass | Safe Suction (Euro)
4440311 | 7 | Overfill Alarm | 1994-09-28 |  | 1994-09-28 |  | Closed in Ground | Diesel | 5000 | Tank Jacket | 1994-09-28 | Double-Walled Fiberglass | Safe Suction (Euro)
4440311 | 8 | Overfill Alarm | 1994-09-28 |  | 1994-09-28 |  | Closed in Ground | Diesel | 2000 | Tank Jacket | 1994-09-28 | Double-Walled Fiberglass | Safe Suction (Euro)
4440311 | 9 | Overfill Alarm | 1993-07-01 | no | 1993-07-01 | no | Currently in Use | Diesel | 30000 | Fiberglass Double Walled | 1993-07-01 | Double-Walled Fiberglass | Pressurized
4440312 | 1 | [5 empty] | Removed from Ground | Diesel | 1500 | Tank Jacket | 1994-11-01 | Fiberglass Reinforced Plastic
4440312 | 2 | Overfill Alarm | 1994-11-01 | no | 1994-11-01 | no | Currently in Use | Diesel | 2000 | Fiberglass | 1994-11-01 | Fiberglass Reinforced Plastic
4440313 | 1 | [5 empty] | Removed from Ground | Diesel | 550 | Bare Steel | 1964-05-08 | Galvanized Steel
4440313 | 2 | Overfill Alarm | 1994-10-19 | no | 1994-10-19 | no | Currently in Use | Diesel | 2000 | Fiberglass Double Walled | 1994-10-19 | Fiberglass Reinforced Plastic
4440314 | 1 | [5 empty] | Removed from Ground | Diesel | 2000 | Bare Steel | 1980-05-08 | Galvanized Steel
4440314 | 2 | Overfill Alarm | 1994-10-27 |  | 1994-10-27 |  | Currently in Use | Diesel | 2000 | Tank Jacket | 1994-10-27 | Fiberglass Reinforced Plastic
4440316 | 1 | [5 empty] | Removed from Ground | Gas (Historical Use) | 40000 | Fiberglass | 1983-05-08 | Not Marked
4440316 | 2 |  |  | no |  | no | Closed in Ground | Not Marked/Tank Removed | 10000 | Fiberglass Double Walled | 2010-06-25 | Bare Steel
4440316 | 3 | [5 empty] | Removed from Ground | Gas (Historical Use) | 40000 | Fiberglass | 1983-05-08 | Not Marked
4440316 | 4 |  |  | no |  | no | Closed in Ground | Not Marked/Tank Removed | 10000 | Fiberglass Double Walled | 2010-06-25 | Bare Steel
4440318 | 1 | [5 empty] | Removed from Ground | Other | 3000 | Marked Unknown | 1955-05-07 | Unknown
4440318 | 2 |  |  | yes |  | yes | Removed from Ground | Used Oil | 3000 | Marked Unknown | 1955-05-07 | Unknown
4440318 | 3 | [5 empty] | Removed from Ground | Diesel | 15000 | Marked Unknown | 1976-05-06 | Unknown
4440318 | 4 | [5 empty] | Removed from Ground | Diesel | 15000 | Marked Unknown | 1976-05-06 | Unknown
4440318 | 5 | [5 empty] | Removed from Ground | Other | 6000 | Marked Unknown | 1976-05-06 | Unknown
4440319 | 1 | [5 empty] | Removed from Ground | Gas (Historical Use) | 2000 | Bare Steel | 1981-03-27 | Unknown
4440319 | 2 | [5 empty] | Removed from Ground | Diesel | 3000 | Bare Steel | 1981-03-27 | Unknown
4440319 | 3 |  |  | yes |  | yes | Removed from Ground | Used Oil | 500 | Bare Steel | 1981-03-27 | Unknown
4440320 | 1 | [5 empty] | Removed from Ground | Gas (Historical Use) | 1000 | Bare Steel | 1960-04-16 | Galvanized Steel
4440327 | 428711 | [5 empty] | Closed in Ground | Gas (Historical Use) | 10000 | Cathodically Protected Steel | 1986-05-02 | Galvanized Steel
4440329 | 1 |  |  | yes |  | yes | Removed from Ground | Used Oil | 1000 | Fiberglass | 1998-08-12 | Not Marked
4440331 | 1 | Ball Float | 1994-09-16 | no | 1994-09-16 | no | Currently in Use | Regular | 10000 | Fiberglass | 1986-06-01 | Fiberglass Reinforced Plastic | Pressurized
4440331 | 2 | Ball Float | 1994-09-16 | no | 1994-09-16 | no | Currently in Use | Plus | 10000 | Fiberglass | 1986-06-01 | Fiberglass Reinforced Plastic | Pressurized
4440331 | 3 | Ball Float | 1994-09-16 | no | 1994-09-16 | no | Currently in Use | Premium | 10000 | Fiberglass | 1986-06-01 | Fiberglass Reinforced Plastic | Pressurized
4440334 | 1 |  |  | yes |  | yes | Removed from Ground | Used Oil | 500 | Bare Steel |  | Galvanized Steel
4440335 | 1 | [5 empty] | Closed in Ground | Other | 550 | Bare Steel | 1999-11-12 | Not Marked
4440335 | 2 | [5 empty] | Closed in Ground | Other | 550 | Bare Steel | 1999-11-12 | Not Marked
4440335 | 3 |  |  | yes |  | yes | Closed in Ground | Used Oil | 550 | Bare Steel | 1999-11-12 | Not Marked
4440335 | 4 | [5 empty] | Closed in Ground | Other | 1000 | Bare Steel | 1999-11-12 | Not Marked
4440336 | 1 | [5 empty] | Removed from Ground | Gas (Historical Use) | 6000 | Bare Steel | 1952-12-31 | Unknown
4440336 | 2 | [5 empty] | Removed from Ground | Diesel | 4000 | Bare Steel | 1952-12-31 | Unknown
4440337 | 1 | [5 empty] | Removed from Ground | Gas (Historical Use) | 3000 | Cathodically Protected Steel | 1954-12-31 | Galvanized Steel
4440337 | 2 | [5 empty] | Removed from Ground | Diesel | 500 | Cathodically Protected Steel | 1954-12-31 | Galvanized Steel
4440337 | 3 | [5 empty] | Removed from Ground | Gas (Historical Use) | 1000 | Not Marked/Unknown | 1991-06-01 | Not Marked
4440337 | 4 | [5 empty] | Removed from Ground | Gas (Historical Use) | 1000 | Not Marked/Unknown | 1991-06-01 | Not Marked
4440341 | 1 |  | 1992-05-01 |  | 1992-05-01 |  | Removed from Ground | Gas (Historical Use) | 5000 | Steel-Impressed Current | 1992-05-01 | Fiberglass Reinforced Plastic | Pressurized
4440341 | 2 |  | 1992-05-01 |  | 1992-05-01 |  | Removed from Ground | Gas (Historical Use) | 10000 | Steel-Impressed Current | 1992-05-01 | Fiberglass Reinforced Plastic | Pressurized
4440341 | 3 |  | 1992-05-01 |  | 1992-05-01 |  | Removed from Ground | Gas (Historical Use) | 10000 | Steel-Impressed Current | 1992-05-01 | Fiberglass Reinforced Plastic | Pressurized
4440341 | 4 | Ball Float | 2006-07-01 | no | 2006-07-01 | no | Currently in Use | Gas (Historical Use) | 12000 | Composite | 2006-07-01 | Fiberglass Reinforced Plastic | Pressurized
4440341 | 5 | Ball Float | 2006-07-01 | no | 2006-07-01 | no | Currently in Use | Gas (Historical Use) | 6000 | Composite | 2006-07-01 | Fiberglass Reinforced Plastic | Pressurized
4440341 | 6 | Ball Float | 2006-07-01 | no | 2006-07-01 | no | Currently in Use | Gas (Historical Use) | 6000 | Composite | 2006-07-01 | Fiberglass Reinforced Plastic | Pressurized
4440342 | 1 | [5 empty] | Removed from Ground | Diesel | 10000 | Bare Steel | 1980-06-20 | Bare Steel
4440344 | NO#LEAD#1 | [5 empty] | Removed from Ground | Gas (Historical Use) | 10000 | Bare Steel | 1980-03-31 | Galvanized Steel | Pressurized
4440344 | NO#LEAD#2 | [5 empty] | Removed from Ground | Gas (Historical Use) | 10000 | Bare Steel | 1980-03-31 | Galvanized Steel | Pressurized
4440344 | REG | [5 empty] | Removed from Ground | Gas (Historical Use) | 10000 | Bare Steel | 1980-03-31 | Galvanized Steel | Pressurized
4440344 | SEPARATOR |  |  | yes |  | yes | Removed from Ground | Used Oil | 550 | Bare Steel | 1980-03-31 | Galvanized Steel | Pressurized
4440344 | XTRA | [5 empty] | Removed from Ground | Gas (Historical Use) | 10000 | Bare Steel | 1980-03-31 | Galvanized Steel | Pressurized
4440347 | 1 | [5 empty] | Permanently Out Of Use | Gas (Historical Use) | 12000 | Bare Steel | 1986-06-05 | Galvanized Steel
4440349 | 1 | [5 empty] | Removed from Ground | Gas (Historical Use) | 10000 | Bare Steel | 1981-01-01 | Galvanized Steel | Safe Suction (Euro)
4440349 | 2 | Flapper Valve | 1994-05-26 |  | 1994-05-26 |  | Removed from Ground | Gas (Historical Use) | 8000 | Composite | 1994-05-26 | Flex | Suction (American)
4440350 | 1 | [5 empty] | Removed from Ground | Gas (Historical Use) | 10000 | Bare Steel | 1969-06-02 | Fiberglass Reinforced Plastic
4440350 | 2 | [5 empty] | Removed from Ground | Gas (Historical Use) | 10000 | Bare Steel | 1969-06-02 | Fiberglass Reinforced Plastic
4440350 | 3 |  |  | yes |  | yes | Removed from Ground | Used Oil | 10000 | Bare Steel | 1969-06-02 | Fiberglass Reinforced Plastic
4440350 | 329216 | Ball Float | 2006-07-07 | no | 2006-07-07 | no | Currently in Use | Diesel | 4000 | Epoxy | 2006-07-07 | Fiberglass Reinforced Plastic | Pressurized
4440350 | 329217 | Ball Float | 2006-07-07 | no | 2006-07-07 | no | Currently in Use | Regular | 8000 | Epoxy | 2006-07-07 | Fiberglass Reinforced Plastic | Pressurized
4440350 | 329218 | Ball Float | 2006-07-07 | no | 2006-07-07 | no | Currently in Use | Premium | 10000 | Epoxy | 2006-07-07 | Fiberglass Reinforced Plastic | Pressurized
4440350 | 4 |  |  | yes |  | yes | Removed from Ground | Used Oil | 550 | Not Marked/Unknown | 1992-01-01 | Not Marked
4440352 | 1 | [5 empty] | Removed from Ground | Gas (Historical Use) | 5000 | Cathodically Protected Steel | 1969-03-19 | Galvanized Steel | Pressurized
4440352 | 2 | [5 empty] | Removed from Ground | Gas (Historical Use) | 10000 | Cathodically Protected Steel | 1969-03-19 | Galvanized Steel | Pressurized
4440352 | 3 | [5 empty] | Removed from Ground | Gas (Historical Use) | 10000 | Cathodically Protected Steel | 1969-03-19 | Galvanized Steel | Pressurized
4440352 | 4 |  |  | yes |  | yes | Removed from Ground | Used Oil | 1000 | Fiberglass | 1985-03-19 | Fiberglass Reinforced Plastic
4440352 | 5 | Ball Float | 1993-11-01 |  | 1993-11-01 |  | Removed from Ground | Gas (Historical Use) | 10000 | Fiberglass Double Walled | 1993-11-02 | Fiberglass Reinforced Plastic | Pressurized
4440352 | 6 | Ball Float | 1993-11-01 |  | 1993-11-01 |  | Removed from Ground | Gas (Historical Use) | 10000 | Fiberglass Double Walled | 1993-11-02 | Fiberglass Reinforced Plastic | Pressurized
4440352 | 7 | Ball Float | 1993-11-01 |  | 1993-11-01 |  | Removed from Ground | Gas (Historical Use) | 10000 | Fiberglass Double Walled | 1993-11-02 | Fiberglass Reinforced Plastic | Pressurized
4440353 | 1 | Ball Float | 1995-03-01 |  | 1995-03-01 |  | Temporarily out of use | Gas (Historical Use) | 8000 | Galvanic (STIP-3) | 1985-09-12 | Fiberglass Reinforced Plastic | Pressurized
4440353 | 2 | Ball Float | 1995-03-01 |  | 1995-03-01 |  | Temporarily out of use | Gas (Historical Use) | 8000 | Galvanic (STIP-3) | 1985-09-12 | Fiberglass Reinforced Plastic | Pressurized
4440353 | 3 | Ball Float | 1995-03-01 |  | 1995-03-01 |  | Temporarily out of use | Gas (Historical Use) | 8000 | Galvanic (STIP-3) | 1985-09-12 | Fiberglass Reinforced Plastic | Pressurized
4440353 | 4 |  |  | yes |  | yes | Removed from Ground | Empty | 550 | Bare Steel | 1958-06-06 | Unknown
4440354 | 1 |  | 1998-12-03 |  | 1998-12-03 |  | Removed from Ground | Diesel | 10196 | Cathodically Protected Steel | 1986-07-01 | Cathodically Protected | Suction (American)
4440355 | 1 | [5 empty] | Removed from Ground | Gas (Historical Use) | 1000 | Bare Steel | 1975-05-09 | Bare Steel | Suction (American)
4440357 | 3 | [5 empty] | Removed from Ground | Hazardous Substance | 1000 | Bare Steel | 1950-05-06 | Not Marked
4440357 | 1 | [5 empty] | Removed from Ground | Gas (Historical Use) | 1000 | Bare Steel | 1970-05-06 | Unknown
4440357 | 2 | [5 empty] | Removed from Ground | Other | 1200 | Bare Steel | 1978-05-06 | Unknown
4440357 | 3 | [5 empty] | Removed from Ground | Hazardous Substance | 1000 | Bare Steel | 1950-05-06 | Not Marked
4440358 | 1 | [5 empty] | Removed from Ground | Diesel | 10000 | Bare Steel | 1984-04-14 | Galvanized Steel
4440358 | 2 | [5 empty] | Removed from Ground | Gas (Historical Use) | 2000 | Bare Steel | 1978-04-14 | Galvanized Steel
4440358 | 3 | Flapper Valve | 1999-03-05 |  | 1999-03-05 |  | Currently in Use | Diesel | 10000 | Composite | 1999-03-05 | Fiberglass Reinforced Plastic | Suction (American)
4440358 | 4 | Flapper Valve | 1999-03-05 |  | 1999-03-05 |  | Currently in Use | Gas (Historical Use) | 2000 | Composite | 1999-03-05 | Fiberglass Reinforced Plastic | Suction (American)
4440363 | 1 | Overfill Alarm | 1992-05-07 | no | 1992-05-07 | no | Currently in Use | Diesel | 20000 | Fiberglass Double Walled | 1992-05-07 | Double-Walled Fiberglass | Pressurized
4440363 | 2 | [5 empty] | Removed from Ground | Other | 500 | Bare Steel | 1982-05-07 | Galvanized Steel
4440364 | 1 | [5 empty] | Removed from Ground | Gas (Historical Use) | 2000 | Marked Unknown | 1965-05-08 | Unknown
4440366 | 1 | [5 empty] | Removed from Ground | Gas (Historical Use) | 5000 | Bare Steel | 1971-05-08 | Cathodically Protected
4440366 | 2 | [5 empty] | Removed from Ground | Gas (Historical Use) | 5000 | Bare Steel | 1971-05-08 | Cathodically Protected
4440366 | 3 | [5 empty] | Removed from Ground | Gas (Historical Use) | 5000 | Bare Steel | 1971-05-08 | Cathodically Protected
4440366 | 4 | [5 empty] | Removed from Ground | Gas (Historical Use) | 5000 | Bare Steel | 1971-05-08 | Cathodically Protected
4440368 | 1 | [5 empty] | Currently in Use | Hazardous Substance | 1000 | Bare Steel | 1982-04-08 | Galvanized Steel
4440368 | 2 | [5 empty] | Currently in Use | Hazardous Substance | 1000 | Bare Steel | 1982-04-08 | Galvanized Steel
4440374 | 1 | [5 empty] | Removed from Ground | Gas (Historical Use) | 3000 | Bare Steel | 1964-07-15 | Galvanized Steel
4440374 | 2 | [5 empty] | Removed from Ground | Gas (Historical Use) | 4000 | Bare Steel | 1964-07-15 | Galvanized Steel
4440374 | 3 | [5 empty] | Removed from Ground | Gas (Historical Use) | 5000 | Bare Steel | 1968-07-15 | Galvanized Steel
4440374 | 4 | [5 empty] | Removed from Ground | Gas (Historical Use) | 10000 | Bare Steel | 1970-04-21 | Galvanized Steel
4440374 | 5 |  |  | yes |  | yes | Removed from Ground | Used Oil | 1000 | Bare Steel | 1966-04-21 | Galvanized Steel
4440374 | 6 | Ball Float | 1994-06-27 | no | 1994-06-27 | no | Removed from Ground | E-10 | 12000 | Fiberglass Double Walled | 2016-02-09 | Fiberglass Reinforced Plastic | Pressurized
4440374 | 7 | Ball Float | 1994-06-27 | no | 1994-06-27 | no | Removed from Ground | E-10 | 12000 | Fiberglass Double Walled | 2016-02-09 | Fiberglass Reinforced Plastic | Pressurized
4440374 | 8 | Ball Float | 1994-06-27 | no | 1994-06-27 | no | Removed from Ground | E-10 | 12000 | Fiberglass Double Walled | 2016-02-09 | Fiberglass Reinforced Plastic | Pressurized
4440374 | 9 | Ball Float | 2007-07-16 | yes | 2007-07-16 | yes | Removed from Ground | Used Oil | 1000 | Fiberglass Double Walled | 1990-04-03
4440382 | 1 | [5 empty] | Removed from Ground | Gas (Historical Use) | 10000 | Fiberglass | 1985-04-21 | Fiberglass Reinforced Plastic | Pressurized
4440382 | 2 | [5 empty] | Removed from Ground | Gas (Historical Use) | 10000 | Fiberglass | 1985-04-21 | Fiberglass Reinforced Plastic | Pressurized
4440382 | 3 | [5 empty] | Removed from Ground | Gas (Historical Use) | 10000 | Fiberglass | 1985-04-21 | Fiberglass Reinforced Plastic | Pressurized
4440382 | 4 |  |  | yes |  | yes | Removed from Ground | Used Oil | 1000 | Fiberglass | 1985-04-21 | Fiberglass Reinforced Plastic | Gravity Fed
4440382 | 5 | [5 empty] | Removed from Ground | Other | 560 | Bare Steel | 1970-07-15 | Galvanized Steel
4440382 | 6 | [5 empty] | Removed from Ground | Other | 560 | Bare Steel | 1970-07-15 | Galvanized Steel
4440389 | 1 | Ball Float | 2009-02-12 |  |  | no | Currently in Use | Gas (Historical Use) | 10000 | Composite | 1982-07-01 | Fiberglass Reinforced Plastic | Pressurized
4440389 | 2 | Ball Float | 2009-02-12 |  |  | no | Currently in Use | Gas (Historical Use) | 8000 | Composite | 1982-07-01 | Fiberglass Reinforced Plastic | Pressurized
4440389 | 3 | Ball Float | 2009-02-12 |  |  | no | Currently in Use | Diesel | 8000 | Composite | 1982-07-01 | Fiberglass Reinforced Plastic | Pressurized
4440390 | 1 |  |  | yes |  | yes | Removed from Ground | Used Oil | 550 | Bare Steel | 1971-04-16 | Bare Steel | Gravity Fed
4440390 | 2 | [5 empty] | Removed from Ground | Gas (Historical Use) | 10000 | Bare Steel | 1971-01-01 | Not Marked
4440390 | 3 | [5 empty] | Removed from Ground | Gas (Historical Use) | 10000 | Bare Steel | 1971-01-01 | Not Marked
4440390 | 4 | [5 empty] | Removed from Ground | Gas (Historical Use) | 10000 | Bare Steel | 1971-01-01 | Not Marked
4440391 | 1 |  |  | yes |  | yes | Removed from Ground | Used Oil | 110 | Bare Steel | 1980-04-15 | Bare Steel | Gravity Fed
4440391 | 2 |  |  | no |  | no | Removed from Ground | Gas (Historical Use) | 10000 | Bare Steel | 1970-01-01
4440391 | 3 |  |  | no |  | no | Removed from Ground | Gas (Historical Use) | 10000 | Bare Steel | 1970-01-01
4440391 | 4 |  |  | no |  | no | Removed from Ground | Gas (Historical Use) | 10000 | Bare Steel | 1970-01-01
4440391 | 5 |  |  | no |  | no | Removed from Ground | Used Oil | 250 | Unknown
4440392 | 1 |  |  | yes |  | yes | Removed from Ground | Used Oil | 250 | Bare Steel | 1979-04-16 | Bare Steel | Gravity Fed
4440393 | 1 | [5 empty] | Removed from Ground | Other | 8000 | Bare Steel | 1974-07-17 | Copper | Suction (American)
4440394 | 1 | [5 empty] | Removed from Ground | Gas (Historical Use) | 10000 | Bare Steel | 1976-07-17 | Galvanized Steel
4440394 | 2 | [5 empty] | Removed from Ground | Gas (Historical Use) | 10000 | Bare Steel | 1976-07-17 | Galvanized Steel
4440394 | 3 | [5 empty] | Removed from Ground | Other | 10000 | Bare Steel | 1979-09-01 | Copper | Suction (American)
4440394 | 4 | [5 empty] | Removed from Ground | Diesel | 250 | Bare Steel | 1974-07-17 | Copper
4440394 | 5 | [5 empty] | Removed from Ground | Gas (Historical Use) | 10000 | Composite | 1986-05-22 | Galvanized Steel
4440394 | 6 | [5 empty] | Removed from Ground | Other | 1000 | Bare Steel | 1974-01-01 | Unknown | Suction (American)
4440394 | 7 |  | 1996-12-10 |  | 1996-12-10 |  | Removed from Ground | Diesel | 6000 | Double Walled | 1996-12-10 | Copper | Suction (American)
4440395 | 1 | [5 empty] | Removed from Ground | Other | 10000 | Bare Steel | 1971-07-09 | Copper | Suction (American)
4440396 | 1 | [5 empty] | Removed from Ground | Gas (Historical Use) | 3000 | Bare Steel | 1974-07-17 | Galvanized Steel | Pressurized
4440396 | 2 | [5 empty] | Removed from Ground | Gas (Historical Use) | 12000 | Bare Steel | 1974-07-17 | Galvanized Steel | Pressurized
4440397 | 1 | [5 empty] | Removed from Ground | Gas (Historical Use) | 12000 | Bare Steel | 1979-07-09 | Double Walled
4440398 | 1 | [5 empty] | Removed from Ground | Gas (Historical Use) | 4000 | Bare Steel | 1976-07-08 | Unknown | Pressurized
4440398 | 2 | [5 empty] | Removed from Ground | Gas (Historical Use) | 4000 | Bare Steel | 1976-07-08 | Unknown | Pressurized
4440398 | 3 |  |  | yes |  | yes | Removed from Ground | Used Oil | 5000 | Bare Steel | 1975-07-01 | Unknown | Gravity Fed
4440399 | 1 | [5 empty] | Removed from Ground | Gas (Historical Use) | 3000 | Bare Steel | 1974-07-08 | Bare Steel
4440399 | 2 |  |  | yes |  | yes | Removed from Ground | Used Oil | 550 | Epoxy | 1993-12-28 | Bare Steel
4440399 | 3 | [5 empty] | Removed from Ground | Gas (Historical Use) | 12000 | Marked Unknown | 1996-01-05 | Unknown
4440400 | 1 | [5 empty] | Removed from Ground | Gas (Historical Use) | 12000 | Bare Steel | 1980-07-08 | Copper
4440401 | 1 | [5 empty] | Removed from Ground | Diesel | 12000 | Bare Steel | 1974-07-08 | Copper | Suction (American)
4440401 | 2 | [5 empty] | Removed from Ground | Empty | 6000 | Bare Steel | 1974-07-08 | Copper
4440401 | 3 | [5 empty] | Removed from Ground | Diesel | 1000 | Bare Steel | 1989-12-15 | Unknown | Suction (American)
4440402 | 1 | [5 empty] | Removed from Ground | Gas (Historical Use) | 12000 | Bare Steel | 1980-07-08 | Double Walled
4440402 | 2 | [5 empty] | Removed from Ground | Other | 2000 | Bare Steel | 1980-07-08 | Double Walled
4440402 | 3 |  |  | yes |  | yes | Removed from Ground | Used Oil | 1000 | Bare Steel | 1980-07-08 | Double Walled
4440402 | 4 |  |  | yes |  | yes | Removed from Ground | Used Oil | 1000 | Bare Steel | 1980-07-08 | Double Walled
4440404 | 1 |  |  | no |  | no | Removed from Ground |  | 10000 | Bare Steel | 1970-07-03 | Copper | Suction (American)
4440404 | 2 | Flapper Valve | 1997-08-25 | no | 1997-08-25 | no | Currently in Use | Diesel | 6000 | Fiberglass Double Walled | 1997-08-25 | Double-Walled Fiberglass | Suction (American)
4440405 | 1 | [5 empty] | Removed from Ground | Gas (Historical Use) | 12000 | Bare Steel | 1982-07-03 | Copper
4440405 | 2 | [5 empty] | Removed from Ground | Diesel | 10000 | Cathodically Protected Steel | 1978-07-03 | Copper | Suction (American)
4440405 | 3 | [5 empty] | Removed from Ground | Kerosene | 10000 | Cathodically Protected Steel | 1978-07-03 | Copper | Suction (American)
4440408 | 1 | [5 empty] | Removed from Ground | Other | 1000 | Bare Steel | 1982-07-08 | Copper | Suction (American)
4440408 | 2 | [5 empty] | Removed from Ground | Diesel | 550 | Bare Steel | 1940-01-01 | Unknown | Suction (American)
4440408 | 3 | [5 empty] | Closed in Ground | Other | 120 | Marked Unknown | 1950-01-01 | Unknown
4440408 | 4 | [5 empty] | Removed from Ground | Other | 550 | Marked Unknown | 1995-01-25 | Unknown
4440410 | 1 |  |  | no |  | no | Removed from Ground | Diesel | 10000 | Bare Steel | 1972-07-08 | Copper | Suction (American)
4440410 | 2 | Flapper Valve | 1998-02-09 | no | 1998-02-09 | no | Currently in Use | Diesel | 10000 | Fiberglass Double Walled | 1993-03-01 | Copper | Suction (American)
4440411 | 1 | [5 empty] | Removed from Ground | Gas (Historical Use) | 12000 | Bare Steel | 1980-07-08 | Copper
4440411 | 2 | [5 empty] | Removed from Ground | Gas (Historical Use) | 12000 | Double Walled | 1990-11-21 | Fiberglass Reinforced Plastic | Pressurized
4440411 | 3 | [5 empty] | Removed from Ground | Gas (Historical Use) | 3000 | Bare Steel | 1987-06-15 | Bare Steel
4440412 | 1 | [5 empty] | Removed from Ground | Gas (Historical Use) | 2000 | Bare Steel | 1981-04-30 | Galvanized Steel | Suction (American)
4440412 | 2 | [5 empty] | Removed from Ground | Gas (Historical Use) | 1000 | Bare Steel | 1981-04-30 | Galvanized Steel | Safe Suction (Euro)
4440413 | 1 | [5 empty] | Removed from Ground | Gas (Historical Use) | 500 | Marked Unknown | 1961-05-06 | Unknown
4440413 | 2 | [5 empty] | Removed from Ground | Diesel | 500 | Marked Unknown | 1961-05-06 | Unknown
4440414 | 1 | [5 empty] | Removed from Ground | Gas (Historical Use) | 10000 | Galvanic (STIP-3) | 1983-05-01 | Steel (Impressed Current)
4440414 | 2 | [5 empty] | Removed from Ground | Gas (Historical Use) | 10000 | Galvanic (STIP-3) | 1983-05-01 | Steel (Impressed Current)
4440414 | 3 | [5 empty] | Removed from Ground | Gas (Historical Use) | 8000 | Cathodically Protected Steel | 1983-05-01 | Galvanized Steel
4440414 | 4 | [5 empty] | Removed from Ground | Diesel | 8000 | Galvanic (STIP-3) | 1983-05-01 | Steel (Impressed Current)
4440414 | 5 | Flapper Valve | 1985-04-30 | no | 1985-04-30 | no | Currently in Use | Kerosene | 4000 | Galvanic (STIP-3) | 1999-09-08 | Steel (Impressed Current) | Safe Suction (Euro)
4440414 | 6 | Ball Float | 1991-04-14 | no | 1991-04-14 | no | Currently in Use | Premium | 10000 | Galvanic (STIP-3) | 1991-04-14 | Steel (Impressed Current) | Pressurized
4440414 | 7 | Ball Float | 1991-04-14 | no | 1991-04-14 | no | Currently in Use | Plus | 10000 | Galvanic (STIP-3) | 1991-04-14 | Steel (Impressed Current) | Pressurized
4440414 | 8 | Ball Float | 1991-04-14 | no | 1991-04-14 | no | Currently in Use | Diesel | 6000 | Galvanic (STIP-3) | 1991-04-14 | Steel (Impressed Current) | Pressurized
4440414 | 9 | Ball Float | 1991-04-14 | no | 1991-04-14 | no | Currently in Use | Regular | 10000 | Galvanic (STIP-3) | 1991-04-14 | Steel (Impressed Current) | Pressurized
4440415 | 1 | [5 empty] | Removed from Ground | Gas (Historical Use) | 10000 | Cathodically Protected Steel | 1984-04-30 | Galvanized Steel
4440415 | 10 |  | 1994-03-10 |  | 1994-03-10 |  | Removed from Ground | Kerosene | 550 | Composite | 1985-10-30 | Cathodically Protected | Pressurized
4440415 | 2 | [5 empty] | Removed from Ground | Gas (Historical Use) | 10000 | Cathodically Protected Steel | 1984-04-30 | Galvanized Steel
4440415 | 3 | [5 empty] | Removed from Ground | Gas (Historical Use) | 6000 | Cathodically Protected Steel | 1984-04-30 | Galvanized Steel
4440415 | 4 | [5 empty] | Removed from Ground | Diesel | 6000 | Cathodically Protected Steel | 1984-04-30 | Galvanized Steel
4440415 | 5 | [5 empty] | Removed from Ground | Kerosene | 1000 | Cathodically Protected Steel | 1984-04-30 | Galvanized Steel
4440415 | 6 | Ball Float | 1991-08-14 |  | 1991-08-14 |  | Currently in Use | Gas (Historical Use) | 10000 | Composite | 1991-08-14 | Fiberglass Reinforced Plastic | Pressurized
4440415 | 7 | Ball Float | 1991-08-14 | no | 1991-08-14 | no | Currently in Use | Regular | 10000 | Composite | 1991-08-14 | Fiberglass Reinforced Plastic | Pressurized
4440415 | 8 | Ball Float | 1991-08-14 |  | 1991-08-14 |  | Currently in Use | Gas (Historical Use) | 10000 | Composite | 1991-08-14 | Fiberglass Reinforced Plastic | Pressurized
4440415 | 9 | Ball Float | 1991-08-14 | no | 1991-08-14 | no | Temporarily out of use | Diesel | 10000 | Composite | 1991-08-14 | Fiberglass Reinforced Plastic | Pressurized
4440416 | 1 | Ball Float | 1998-12-16 | no | 1998-12-16 | no | Currently in Use | Regular | 10000 | Steel-Impressed Current | 2002-01-18 | Fiberglass Reinforced Plastic | Pressurized
4440416 | 2 | Ball Float | 1998-12-16 | no | 1998-12-16 | no | Currently in Use | Premium | 8000 | Steel-Impressed Current | 2002-01-18 | Fiberglass Reinforced Plastic | Pressurized
4440416 | 3 | Ball Float | 1998-12-22 | no | 1998-12-22 | no | Currently in Use | Diesel | 3000 | Steel-Impressed Current | 2002-01-18 | Fiberglass Reinforced Plastic | Pressurized
4440416 | 4 | Ball Float | 1998-12-16 | no | 1998-12-16 | no | Temporarily out of use | Diesel | 3000 | Steel-Impressed Current | 1977-04-30 | Fiberglass Reinforced Plastic | Pressurized
4440416 | 5 | Ball Float | 1998-12-16 | no | 1998-12-16 | no | Temporarily out of use | Diesel | 3000 | Steel-Impressed Current | 1977-04-30 | Fiberglass Reinforced Plastic | Pressurized
4440416 | 6 |  | 1998-12-16 | no | 1998-12-16 | no | Temporarily out of use | Kerosene | 4000 | Steel-Impressed Current | 1987-01-01 | Fiberglass Reinforced Plastic | Pressurized
4440419 | 1 | [5 empty] | Removed from Ground | Diesel | 4000 | Bare Steel | 1955-04-29 | Galvanized Steel
4440419 | 2 | [5 empty] | Removed from Ground | Diesel | 4000 | Bare Steel | 1955-04-29 | Galvanized Steel
4440419 | 3 | [5 empty] | Removed from Ground | Diesel | 4000 | Bare Steel | 1955-04-29 | Galvanized Steel
4440419 | 4 | [5 empty] | Removed from Ground | Diesel | 4000 | Bare Steel | 1955-04-29 | Galvanized Steel
4440419 | 5 | [5 empty] | Removed from Ground | Diesel | 20000 | Bare Steel | 1973-04-28 | Galvanized Steel
4440419 | 6 | [5 empty] | Removed from Ground | Gas (Historical Use) | 1000 | Bare Steel | 1955-04-29 | Galvanized Steel
4440419 | 7 |  |  | yes |  | yes | Removed from Ground | Used Oil | 1000 | Bare Steel | 1955-04-29 | Galvanized Steel
4440419 | 8 | [5 empty] | Removed from Ground | Other | 1500 | Bare Steel | 1955-04-29 | Galvanized Steel
4440419 | 9 | [5 empty] | Removed from Ground | Other | 1500 | Bare Steel | 1955-04-29 | Galvanized Steel
4440420 | 1 | Flapper Valve | 1996-01-01 |  | 1996-01-01 |  | Removed from Ground | Gas (Historical Use) | 4000 | Galvanic (STIP-3) | 1984-05-02 | Galvanized Steel | Suction (American)
4440421 | 1 | [5 empty] | Removed from Ground | Gas (Historical Use) | 1000 | Bare Steel | 1976-05-02 | Galvanized Steel
4440422 | 1 | [5 empty] | Removed from Ground | Gas (Historical Use) | 6000 | Bare Steel | 1976-04-21 | Galvanized Steel | Pressurized
4440422 | 10 | Ball Float | 1997-09-01 |  | 1997-09-01 |  | Currently in Use | Diesel | 12000 | Fiberglass Double Walled | 1997-09-01 | Double-Walled Flex | Pressurized
4440422 | 2 | [5 empty] | Removed from Ground | Gas (Historical Use) | 6000 | Bare Steel | 1976-04-21 | Galvanized Steel | Pressurized
4440422 | 3 | [5 empty] | Removed from Ground | Gas (Historical Use) | 6000 | Bare Steel | 1976-04-21 | Galvanized Steel | Pressurized
4440422 | 4 | [5 empty] | Removed from Ground | Gas (Historical Use) | 6000 | Bare Steel | 1976-04-21 | Galvanized Steel | Pressurized
4440422 | 5 |  | 1991-01-01 |  | 1991-01-01 |  | Removed from Ground | Gas (Historical Use) | 12000 | Cathodically Protected Steel | 1991-01-01 | Fiberglass Reinforced Plastic | Pressurized
4440422 | 6 |  | 1991-01-01 |  | 1991-01-01 |  | Removed from Ground | Gas (Historical Use) | 12000 | Cathodically Protected Steel | 1991-01-01 | Fiberglass Reinforced Plastic | Pressurized
4440422 | 7 |  | 1991-01-01 |  | 1991-01-01 |  | Removed from Ground | Gas (Historical Use) | 12000 | Cathodically Protected Steel | 1991-01-01 | Fiberglass Reinforced Plastic | Pressurized
4440422 | 8 | Ball Float | 1997-09-01 |  | 1997-09-01 |  | Currently in Use | Gas (Historical Use) | 12000 | Fiberglass Double Walled | 1997-09-01 | Double-Walled Flex | Pressurized
4440422 | 9 | Ball Float | 1997-09-01 |  | 1997-09-01 |  | Currently in Use | Gas (Historical Use) | 12000 | Fiberglass Double Walled | 1997-09-01 | Double-Walled Flex | Pressurized
4440423 | 1 | [5 empty] | Removed from Ground | Gas (Historical Use) | 8000 | Bare Steel | 1970-01-01 | Galvanized Steel | Pressurized
4440423 | 2 | [5 empty] | Removed from Ground | Gas (Historical Use) | 8000 | Bare Steel | 1970-01-01 | Galvanized Steel | Pressurized
4440423 | 3 | [5 empty] | Removed from Ground | Gas (Historical Use) | 8000 | Bare Steel | 1970-01-01 | Galvanized Steel | Pressurized
4440423 | 4 | Ball Float | 1995-06-01 |  | 1995-06-01 |  | Currently in Use | Gas (Historical Use) | 10000 | Composite | 1995-08-02 | Fiberglass Reinforced Plastic | Pressurized
4440423 | 5 | Ball Float | 1995-06-01 |  | 1995-06-01 |  | Currently in Use | Gas (Historical Use) | 10000 | Composite | 1995-08-02 | Fiberglass Reinforced Plastic | Pressurized
4440423 | 6 | Ball Float | 1995-06-01 |  | 1995-06-01 |  | Currently in Use | Diesel | 10000 | Composite | 1995-05-02 | Fiberglass Reinforced Plastic | Pressurized
4440424 | 1 | Flapper Valve | 1995-03-20 | no | 1995-03-20 | no | Currently in Use | Diesel | 25000 | Fiberglass | 1985-04-17 | Double-Walled Flex | Pressurized
4440424 | 10 | [5 empty] | Removed from Ground | Gas (Historical Use) | 20000 | Bare Steel | 1980-04-18 | Bare Steel | Pressurized
4440424 | 11 | [5 empty] | Removed from Ground | Gas (Historical Use) | 10000 | Bare Steel | 1980-04-18 | Bare Steel | Pressurized
4440424 | 12 | Flapper Valve | 2002-10-15 | yes | 2002-10-15 | yes | Currently in Use | Diesel | 12000 | Fiberglass Double Walled | 2002-10-15 | Double-Walled Flex | Pressurized
4440424 | 2 | Flapper Valve | 1995-03-20 |  | 1995-03-20 |  | Currently in Use | Diesel | 25000 | Fiberglass | 1985-04-17 | Double-Walled Flex | Pressurized
4440424 | 3 | Flapper Valve | 1995-03-20 |  | 1995-03-20 |  | Currently in Use | Diesel | 25000 | Fiberglass | 1985-04-17 | Double-Walled Flex | Pressurized
4440424 | 4 | Flapper Valve | 1995-03-20 |  | 1995-03-20 |  | Currently in Use | Diesel | 25000 | Fiberglass | 1985-04-17 | Double-Walled Flex | Pressurized
4440424 | 5 |  | 1995-03-20 |  | 1995-03-20 |  | Removed from Ground | Gas (Historical Use) | 10000 | Fiberglass | 1985-04-17 | Double Walled | Pressurized
4440424 | 6 | Flapper Valve | 1995-03-20 |  | 1995-03-20 |  | Currently in Use | Gas (Historical Use) | 10000 | Fiberglass | 1986-04-01 | Double-Walled Flex | Pressurized
4440424 | 7 | Flapper Valve | 1995-03-20 |  | 1995-03-20 |  | Currently in Use | Gas (Historical Use) | 10000 | Fiberglass | 1986-04-01 | Double-Walled Flex | Pressurized
4440424 | 8 | [5 empty] | Removed from Ground | Other | 10000 | Fiberglass | 1986-04-17 | Galvanized Steel
4440424 | 9 |  |  | yes |  | yes | Removed from Ground | Used Oil | 2000 | Fiberglass | 1986-04-17 | Not Marked
4440426 | 1 |  | 1997-09-01 |  | 1997-09-01 |  | Removed from Ground | Gas (Historical Use) | 4000 | Steel-Impressed Current | 1978-05-02 | Bare Steel | Safe Suction (Euro)
4440426 | 2 |  | 1997-09-01 |  | 1997-09-01 |  | Removed from Ground | Gas (Historical Use) | 3000 | Steel-Impressed Current | 1956-05-02 | Bare Steel | Safe Suction (Euro)
4440426 | 3 |  | 1997-09-01 |  | 1997-09-01 |  | Removed from Ground | Gas (Historical Use) | 3000 | Steel-Impressed Current | 1956-05-02 | Bare Steel | Safe Suction (Euro)
4440426 | 4 |  | 1997-09-01 |  | 1997-09-01 |  | Removed from Ground | Diesel | 3000 | Steel-Impressed Current | 1956-05-02 | Galvanized Steel | Safe Suction (Euro)
4440426 | 5 |  |  | yes | 1997-09-01 | yes | Removed from Ground | Used Oil | 500 | Steel-Impressed Current | 1956-05-02 | Bare Steel | Safe Suction (Euro)
4440427 | 1 | [5 empty] | Removed from Ground | Gas (Historical Use) | 6000 | Bare Steel | 1976-05-03 | Galvanized Steel
4440427 | 2 | [5 empty] | Removed from Ground | Gas (Historical Use) | 6000 | Bare Steel | 1976-05-03 | Galvanized Steel
4440427 | 3 | [5 empty] | Removed from Ground | Gas (Historical Use) | 6000 | Bare Steel | 1981-05-03 | Galvanized Steel
4440427 | 4 | [5 empty] | Removed from Ground | Gas (Historical Use) | 10000 | Bare Steel | 1983-05-04 | Galvanized Steel
4440428 | 4 | [5 empty] | Removed from Ground | Diesel | 280 | Bare Steel | 1968-04-30 | Galvanized Steel
4440428 | U1 | [5 empty] | Removed from Ground | Gas (Historical Use) | 10000 | Bare Steel | 1968-04-30 | Galvanized Steel | Safe Suction (Euro)
4440428 | U2 | [5 empty] | Removed from Ground | Gas (Historical Use) | 10000 | Bare Steel | 1968-04-30 | Galvanized Steel | Safe Suction (Euro)
4440428 | WO1 |  |  | yes |  | yes | Removed from Ground | Used Oil | 550 | Bare Steel | 1968-04-30 | Galvanized Steel | Gravity Fed
4440429 | 4 | [5 empty] | Removed from Ground | Other | 250 | Bare Steel | 1999-01-01 | Copper | Safe Suction (Euro)
4440429 | U1 | [5 empty] | Removed from Ground | Gas (Historical Use) | 10000 | Bare Steel | 1968-05-01 | Galvanized Steel | Safe Suction (Euro)
4440429 | U2 | [5 empty] | Removed from Ground | Gas (Historical Use) | 10000 | Bare Steel | 1968-05-01 | Galvanized Steel | Safe Suction (Euro)
4440429 | WO1 |  |  | yes |  | yes | Removed from Ground | Used Oil | 550 | Bare Steel | 1968-05-01 | Galvanized Steel | Gravity Fed
4440432 | 1 | [5 empty] | Removed from Ground | Gas (Historical Use) | 12000 | Bare Steel | 1973-04-30 | Galvanized Steel
4440432 | 10 |  |  | yes | 2010-12-31 | yes | Temporarily out of use | Empty | 550 | Galvanic (STIP-3) | 1996-07-01 | Galvanized Steel | Gravity Fed
4440432 | 2 | [5 empty] | Removed from Ground | Gas (Historical Use) | 8000 | Bare Steel | 1973-04-30 | Galvanized Steel
4440432 | 3 | [5 empty] | Removed from Ground | Gas (Historical Use) | 6000 | Bare Steel | 1973-04-30 | Galvanized Steel
4440432 | 4 | [5 empty] | Removed from Ground | Gas (Historical Use) | 4000 | Bare Steel | 1973-04-30 | Galvanized Steel
4440432 | 5 |  |  | yes | 1973-04-30 | yes | Removed from Ground | Empty | 1000 | Cathodically Protected Steel | 1973-04-30 | Galvanized Steel | Pressurized
4440432 | 6 | Ball Float | 2011-10-06 | no | 1988-02-04 | no | Currently in Use | Regular | 10000 | Galvanic (STIP-3) | 1988-02-04 | Galvanized Steel | Pressurized
4440432 | 7 | Ball Float | 2011-10-06 | no | 1988-02-04 | no | Currently in Use | Premium | 10000 | Galvanic (STIP-3) | 1988-02-04 | Galvanized Steel | Pressurized
4440432 | 8 | Ball Float | 2011-10-06 | no | 1988-02-04 | no | Currently in Use | Diesel | 10000 | Galvanic (STIP-3) | 1988-02-04 | Galvanized Steel | Pressurized
4440432 | 9 |  |  | yes | 2010-12-31 | yes | Temporarily out of use | Empty | 550 | Galvanic (STIP-3) | 1996-07-01 | Galvanized Steel | Gravity Fed
4440433 | 1 |  |  | yes |  | yes | Removed from Ground | Used Oil | 1000 | Bare Steel | 1966-04-01 | Galvanized Steel
4440433 | T1 | Flapper Valve | 2006-12-28 | no | 2006-11-22 | no | Currently in Use | Regular | 20000 | Fiberglass Double Walled | 2006-11-02 | Double-Walled Fiberglass | Pressurized
4440433 | T2 | Flapper Valve | 2006-12-28 | no | 2006-11-22 | no | Currently in Use | Regular | 20000 | Fiberglass Double Walled | 2006-11-02 | Double-Walled Fiberglass | Pressurized
4440433 | T3A | Flapper Valve | 2006-12-28 | no | 2006-11-22 | no | Currently in Use | Premium | 8000 | Fiberglass Double Walled | 2006-11-02 | Double-Walled Fiberglass | Pressurized
4440433 | T3B | Flapper Valve | 2006-12-28 | no | 2006-11-22 | no | Currently in Use | Diesel | 12000 | Fiberglass Double Walled | 2006-11-02 | Double-Walled Fiberglass | Pressurized
4440434 | 1 |  |  | yes |  | yes | Removed from Ground | Used Oil | 1000 | Bare Steel | 1966-04-01 | Galvanized Steel
4440435 | 1 |  |  | yes |  | yes | Removed from Ground | Used Oil | 1000 | Bare Steel | 1966-04-01 | Galvanized Steel
4440436 | 1 |  |  | yes |  | yes | Removed from Ground | Used Oil | 1000 | Bare Steel | 1970-04-01 | Galvanized Steel
4440438 | 1 | [5 empty] | Removed from Ground | Gas (Historical Use) | 560 | Bare Steel | 1994-08-03 | Galvanized Steel
4440438 | 2 | [5 empty] | Removed from Ground | Gas (Historical Use) | 560 | Bare Steel | 1994-08-03 | Galvanized Steel
4440439 | 1 | [5 empty] | Permanently Out of Use - historical purposes | Empty | 1 | Marked Unknown |  | Unknown
4440439 | 2 | [5 empty] | Permanently Out of Use - historical purposes | Empty | 1 | Marked Unknown |  | Unknown
4440439 | 3 | [5 empty] | Permanently Out of Use - historical purposes | Empty | 1 | Marked Unknown |  | Unknown
4440439 | 4 | [5 empty] | Permanently Out of Use - historical purposes | Empty | 1 | Marked Unknown |  | Unknown
4440439 | 5 | [5 empty] | Permanently Out of Use - historical purposes | Empty | 1 | Marked Unknown |  | Unknown
4440441 | 1 | Flapper Valve | 1998-12-11 | no | 1996-11-08 | no | Removed from Ground | Diesel | 10000 | Steel-Impressed Current | 1984-04-01 | Steel (Impressed Current) | Safe Suction (Euro)
4440441 | 2 | [5 empty] | Removed from Ground | Diesel | 2000 | Bare Steel | 1993-04-19 | Bare Steel | Safe Suction (Euro)
4440443 | 1 | [5 empty] | Removed from Ground | Gas (Historical Use) | 3000 | Bare Steel | 1978-03-25 | Galvanized Steel | Suction (American)
4440444 | 1 | [5 empty] | Removed from Ground | Diesel | 8250 | Bare Steel | 1964-03-26 | Bare Steel
4440444 | 2 | [5 empty] | Removed from Ground | Other | 7650 | Bare Steel | 1961-03-26 | Bare Steel
4440445 | 1 | [5 empty] | Removed from Ground | Gas (Historical Use) | 10000 | Bare Steel | 1963-03-27 | Galvanized Steel
4440445 | 2 | [5 empty] | Removed from Ground | Gas (Historical Use) | 10000 | Bare Steel | 1963-03-27 | Galvanized Steel
4440445 | 3 | [5 empty] | Removed from Ground | Kerosene | 10000 | Bare Steel | 1964-03-26 | Galvanized Steel
4440445 | 4 | [5 empty] | Removed from Ground | Kerosene | 10000 | Bare Steel | 1976-03-26 | Galvanized Steel
4440446 | 1 | [5 empty] | Removed from Ground | Gas (Historical Use) | 3000 | Bare Steel |  | Galvanized Steel
4440446 | 2 | [5 empty] | Removed from Ground | Gas (Historical Use) | 3000 | Bare Steel |  | Galvanized Steel
4440446 | 3 | [5 empty] | Removed from Ground | Gas (Historical Use) | 3000 | Bare Steel |  | Galvanized Steel
4440446 | 4 |  |  | yes |  | yes | Removed from Ground | Used Oil | 1000 | Bare Steel |  | Galvanized Steel
4440446 | 5 |  |  | no |  | no | Removed from Ground | Used Oil | 500 | Unknown | 2008-09-22
4440448 | 1 | [5 empty] | Removed from Ground | Gas (Historical Use) | 500 | Bare Steel | 1968-04-01 | Galvanized Steel
4440448 | 2 | [5 empty] | Removed from Ground | Diesel | 500 | Bare Steel | 1982-01-01 | Bare Steel
4440448 | 3 | [5 empty] | Removed from Ground | Gas (Historical Use) | 1000 | Bare Steel | 1982-01-01 | Bare Steel
4440450 | 1 | [5 empty] | Removed from Ground | Gas (Historical Use) | 1000 | Bare Steel | 1968-04-01 | Galvanized Steel
4440450 | 2 |  |  | no |  | no | Removed from Ground | Gas (Historical Use) | 6000 | Unknown | 2014-06-23
4440450 | 3 |  |  | no |  | no | Removed from Ground | Diesel | 3000 | Unknown | 2014-06-23 | Unknown
4440453 | 1 | [5 empty] | Removed from Ground | Gas (Historical Use) | 1000 | Bare Steel | 1962-04-01 | Galvanized Steel
4440456 | 1 | Ball Float | 1997-07-15 | no | 1997-07-15 | no | Currently in Use | Regular | 10000 | Steel-Impressed Current | 1997-07-15 |  | Pressurized
4440456 | 2 | Ball Float | 1997-07-15 | no | 1997-07-15 | no | Currently in Use | Plus | 10000 | Steel-Impressed Current | 1997-07-15 |  | Pressurized
4440456 | 3 | Ball Float | 1997-07-15 | no | 1997-07-15 | no | Currently in Use | Premium | 10000 | Steel-Impressed Current | 1997-07-15 |  | Pressurized
4440456 | 4 | Ball Float | 1997-07-15 | no | 1997-07-15 | no | Currently in Use | Kerosene | 6000 | Steel-Impressed Current | 1997-07-15 | Steel (Impressed Current) | Pressurized
4440457 | 1 | [5 empty] | Removed from Ground | Gas (Historical Use) | 10000 | Bare Steel | 1978-04-08 | Galvanized Steel
4440459 | 1 | Ball Float | 1997-07-29 | no | 1997-07-29 | no | Currently in Use | Regular | 10270 | Steel-Impressed Current | 1979-01-01 | Fiberglass Reinforced Plastic | Pressurized
4440459 | 2 | Ball Float | 1997-07-29 | no | 1997-07-29 | no | Currently in Use | Regular | 10270 | Steel-Impressed Current | 1979-01-01 | Fiberglass Reinforced Plastic | Pressurized
4440459 | 3 | Ball Float | 1997-07-29 | no | 1997-07-29 | no | Currently in Use | Premium | 10270 | Steel-Impressed Current | 1979-01-01 | Fiberglass Reinforced Plastic | Pressurized
4440459 | 4 | Ball Float | 1997-07-29 | no | 1997-07-29 | no | Currently in Use | Diesel | 10270 | Steel-Impressed Current | 1979-01-01 | Fiberglass Reinforced Plastic | Pressurized
4440461 | 1 |  | 1990-05-01 |  | 1990-05-01 |  | Removed from Ground | Gas (Historical Use) | 10000 | Steel-Impressed Current | 1980-03-31 | Fiberglass Reinforced Plastic | Pressurized
4440461 | 2 |  | 1990-05-01 |  | 1990-05-01 |  | Removed from Ground | Gas (Historical Use) | 10000 | Steel-Impressed Current | 1980-03-31 | Fiberglass Reinforced Plastic | Pressurized
4440461 | 3 |  | 1990-05-01 |  | 1990-05-01 |  | Removed from Ground | Gas (Historical Use) | 10000 | Steel-Impressed Current | 1980-03-31 | Fiberglass Reinforced Plastic | Pressurized
4440461 | 4 |  | 1990-05-01 |  | 1990-05-01 |  | Removed from Ground | Gas (Historical Use) | 10000 | Steel-Impressed Current | 1980-03-31 | Fiberglass Reinforced Plastic | Pressurized
4440462 | 1 | Ball Float | 1997-08-02 |  | 1997-08-02 |  | Removed from Ground | Gas (Historical Use) | 10270 | Steel-Impressed Current | 1980-03-31 | Fiberglass Reinforced Plastic | Pressurized
4440462 | 2 | Ball Float | 1997-08-02 |  | 1997-08-02 |  | Removed from Ground | Gas (Historical Use) | 10270 | Steel-Impressed Current | 1980-03-31 | Fiberglass Reinforced Plastic | Pressurized
4440462 | 3 | Ball Float | 1997-08-02 |  | 1997-08-02 |  | Removed from Ground | Gas (Historical Use) | 10270 | Steel-Impressed Current | 1980-03-31 | Fiberglass Reinforced Plastic | Pressurized
4440462 | 5 | Ball Float | 1997-08-02 |  | 1997-08-02 |  | Removed from Ground | Diesel | 10270 | Steel-Impressed Current | 1980-03-31 | Fiberglass Reinforced Plastic | Pressurized
4440463 | 1 |  | 1997-08-02 |  | 1997-08-02 |  | Removed from Ground | Gas (Historical Use) | 10000 | Cathodically Protected Steel | 1980-03-31 | Fiberglass Reinforced Plastic | Pressurized
4440463 | 2 |  | 1997-08-02 |  | 1997-08-02 |  | Removed from Ground | Gas (Historical Use) | 10000 | Cathodically Protected Steel | 1980-03-31 | Fiberglass Reinforced Plastic | Pressurized
4440463 | 3 |  | 1997-08-02 |  | 1997-08-02 |  | Removed from Ground | Gas (Historical Use) | 10000 | Cathodically Protected Steel | 1980-03-31 | Fiberglass Reinforced Plastic | Pressurized
4440463 | 4 |  | 1997-08-02 |  | 1997-08-02 |  | Removed from Ground | Gas (Historical Use) | 10000 | Cathodically Protected Steel | 1980-03-31 | Fiberglass Reinforced Plastic | Pressurized
4440464 | 1 | Ball Float | 1990-05-01 |  | 1990-05-01 |  | Currently in Use | Diesel | 10270 | Steel-Impressed Current | 1978-03-31 | Fiberglass Reinforced Plastic | Pressurized
4440464 | 2 | Ball Float | 1990-05-01 |  | 1990-05-01 |  | Currently in Use | Gas (Historical Use) | 10270 | Steel-Impressed Current | 1978-03-31 | Fiberglass Reinforced Plastic | Pressurized
4440464 | 3 | Ball Float | 1990-05-01 |  | 1990-05-01 |  | Currently in Use | Gas (Historical Use) | 10270 | Steel-Impressed Current | 1978-03-31 | Fiberglass Reinforced Plastic | Pressurized
4440464 | 5 | Ball Float | 1990-05-01 |  | 1990-05-01 |  | Currently in Use | Gas (Historical Use) | 10270 | Steel-Impressed Current | 1978-03-31 | Fiberglass Reinforced Plastic | Pressurized
4440465 | 1 | Ball Float | 1993-12-21 | no | 1993-12-21 | no | Currently in Use | Gas (Historical Use) | 10000 | Fiberglass | 1993-12-21 | Fiberglass Reinforced Plastic | Pressurized
4440465 | 2 | Ball Float | 1993-12-21 | no | 1993-12-21 | no | Currently in Use | Gas (Historical Use) | 10000 | Fiberglass | 1993-12-21 | Fiberglass Reinforced Plastic | Pressurized
4440465 | 3 | Ball Float | 1993-12-21 | no | 1993-12-21 | no | Currently in Use | Gas (Historical Use) | 10000 | Fiberglass | 1993-12-12 | Fiberglass Reinforced Plastic | Pressurized
4440465 | 4 | [5 empty] | Removed from Ground | Gas (Historical Use) | 10270 | Bare Steel | 1977-03-31 | Galvanized Steel | Pressurized
4440466 | 1 | Ball Float | 1997-08-02 |  | 1997-08-02 |  | Currently in Use | Gas (Historical Use) | 15060 | Steel-Impressed Current | 1973-07-01 | Fiberglass Reinforced Plastic | Pressurized
4440466 | 2 | Ball Float | 1997-08-02 |  | 1997-08-02 |  | Currently in Use | Gas (Historical Use) | 10270 | Steel-Impressed Current | 1977-07-01 | Fiberglass Reinforced Plastic | Pressurized
4440466 | 3 | Ball Float | 1997-08-02 |  | 1997-08-02 |  | Currently in Use | Diesel | 15060 | Steel-Impressed Current | 1973-07-01 | Fiberglass Reinforced Plastic | Pressurized
4440467 | 1 | [5 empty] | Removed from Ground | Gas (Historical Use) | 15060 | Bare Steel | 1973-03-31 | Galvanized Steel | Pressurized
4440467 | 2 | [5 empty] | Removed from Ground | Gas (Historical Use) | 10270 | Bare Steel | 1978-03-31 | Galvanized Steel | Pressurized
4440467 | 3 | [5 empty] | Removed from Ground | Gas (Historical Use) | 15060 | Bare Steel | 1973-03-31 | Galvanized Steel | Pressurized
4440468 | 1 |  |  | no |  | no | Removed from Ground | Gas (Historical Use) | 15060 | Bare Steel | 1972-03-31 | Galvanized Steel
4440468 | 10 | Flapper Valve | 2011-12-01 | no | 2011-12-01 | no | Currently in Use | Gas (Historical Use) | 12000 | Fiberglass Double Walled | 2011-10-01 | Double-Walled Fiberglass | Pressurized
4440468 | 11 | Flapper Valve | 2011-12-01 | no | 2011-12-01 | no | Currently in Use | Diesel | 12000 | Fiberglass Double Walled | 2011-10-01 | Double-Walled Fiberglass | Pressurized
4440468 | 2 |  |  | no |  | no | Removed from Ground | Gas (Historical Use) | 10270 | Bare Steel | 1978-03-31 | Galvanized Steel
4440468 | 4 |  |  | no |  | no | Removed from Ground | Gas (Historical Use) | 15060 | Bare Steel | 1972-03-31 | Galvanized Steel
4440468 | 5 | Ball Float | 1991-02-12 | no | 1991-02-12 | no | Removed from Ground | Diesel | 12000 | Fiberglass | 1991-01-09 | Fiberglass Reinforced Plastic | Pressurized
4440468 | 6 | Ball Float | 1991-02-12 | no | 1991-02-12 | no | Removed from Ground | Gas (Historical Use) | 10000 | Fiberglass | 1991-01-09 | Fiberglass Reinforced Plastic | Pressurized
4440468 | 7 | Ball Float | 1991-02-12 | no | 1991-02-12 | no | Removed from Ground | Gas (Historical Use) | 12000 | Fiberglass | 1991-01-09 | Fiberglass Reinforced Plastic | Pressurized
4440468 | 8 | Flapper Valve | 2012-04-01 | no | 2012-04-01 | no | Currently in Use | Gas (Historical Use) | 20000 | Fiberglass Double Walled | 2011-10-01 | Double-Walled Fiberglass | Pressurized
4440468 | 9 | Flapper Valve | 2011-12-01 | no | 2011-12-01 | no | Currently in Use | Gas (Historical Use) | 20000 | Fiberglass Double Walled | 2011-10-01 | Double-Walled Fiberglass | Pressurized
4440469 | 1 | [5 empty] | Removed from Ground | Gas (Historical Use) | 10000 | Bare Steel | 1978-03-31 | Galvanized Steel
4440469 | 2 | [5 empty] | Removed from Ground | Gas (Historical Use) | 8020 | Bare Steel | 1971-04-01 | Galvanized Steel
4440469 | 3 | [5 empty] | Removed from Ground | Gas (Historical Use) | 6047 | Bare Steel | 1971-04-01 | Galvanized Steel
4440469 | 4 | [5 empty] | Removed from Ground | Gas (Historical Use) | 6047 | Bare Steel | 1971-04-01 | Galvanized Steel
4440469 | 5 | Ball Float | 1991-02-28 |  | 1991-02-28 |  | Currently in Use | Gas (Historical Use) | 10000 | Fiberglass | 1991-02-28 | Fiberglass Reinforced Plastic | Pressurized
4440469 | 6 | Ball Float | 1991-02-28 |  | 1991-02-28 |  | Currently in Use | Gas (Historical Use) | 10000 | Fiberglass | 1991-02-28 | Fiberglass Reinforced Plastic | Pressurized
4440469 | 7 | Ball Float | 1991-02-28 |  | 1991-02-28 |  | Currently in Use | Gas (Historical Use) | 10000 | Fiberglass | 1991-02-28 | Fiberglass Reinforced Plastic | Pressurized
4440481 | 1 | [5 empty] | Removed from Ground | Diesel | 10000 | Not Marked/Unknown | 1998-10-08 | Not Marked
4440481 | 2 | [5 empty] | Removed from Ground | Gas (Historical Use) | 10000 | Not Marked/Unknown | 1998-10-06 | Not Marked
4440481 | 3 | [5 empty] | Removed from Ground | Gas (Historical Use) | 10000 | Not Marked/Unknown | 1998-10-08 | Not Marked
4440481 | 4 |  |  | yes |  | yes | Removed from Ground | Used Oil | 500 | Not Marked/Unknown | 1998-10-08 | Not Marked
4440481 | A | [5 empty] | Removed from Ground | Gas (Historical Use) | 10150 | Fiberglass | 1974-04-01 | Unknown
4440482 | 1 | [5 empty] | Temporarily out of use | Gas (Historical Use) | 8084 | Fiberglass | 1970-04-01 | Unknown
4440482 | 2 | [5 empty] | Temporarily out of use | Gas (Historical Use) | 8084 | Fiberglass | 1970-04-01 | Unknown
4440482 | 3 |  |  | yes |  | yes | Temporarily out of use | Used Oil | 550 | Bare Steel | 1970-04-01 | Bare Steel
4440482 | 4 | [5 empty] | Temporarily out of use | Gas (Historical Use) | 8084 | Fiberglass | 1975-04-02 | Unknown
4440483 | 1 | [5 empty] | Removed from Ground | Gas (Historical Use) | 5000 | Bare Steel | 1970-04-03 | Unknown
4440483 | 2 | [5 empty] | Removed from Ground | Gas (Historical Use) | 5000 | Bare Steel | 1970-04-03 | Unknown
4440483 | 3 |  |  | yes |  | yes | Removed from Ground | Used Oil | 500 | Bare Steel | 1970-04-03 | Unknown
4440483 | 4 | [5 empty] | Removed from Ground | Other | 1000 | Bare Steel | 1970-04-03 | Unknown
4440483 | 5 | [5 empty] | Closed in Ground | Gas (Historical Use) | 12000 | Double Walled | 1985-03-09 | Fiberglass Reinforced Plastic | Pressurized
4440484 | 1 | [5 empty] | Currently in Use | Gas (Historical Use) | 12000 | Fiberglass |  | Unknown | Pressurized
4440484 | 2 | [5 empty] | Currently in Use | Gas (Historical Use) | 12000 | Fiberglass |  | Unknown | Pressurized
4440486 | 1 |  | 1994-10-01 |  | 1994-10-01 |  | Removed from Ground | Diesel | 10000 | Fiberglass | 1984-03-20 | Galvanized Steel | Pressurized
4440486 | 2 |  | 1994-10-01 |  | 1994-10-01 |  | Removed from Ground | Gas (Historical Use) | 10000 | Fiberglass | 1984-03-20 | Galvanized Steel | Pressurized
4440486 | 3 |  | 1994-10-01 |  | 1994-10-01 |  | Removed from Ground | Gas (Historical Use) | 10000 | Fiberglass | 1984-03-20 | Galvanized Steel | Pressurized
4440486 | 4 | Flapper Valve | 1999-04-01 | no | 1999-04-01 | no | Currently in Use | Diesel | 15000 | Fiberglass | 1999-04-01 | Fiberglass Reinforced Plastic | Suction (American)
4440488 | 1 | Ball Float | 1994-07-15 | no | 1994-07-15 | no | Currently in Use | Regular | 10000 | Fiberglass | 1985-04-21 | Fiberglass Reinforced Plastic | Pressurized
4440488 | 2 | Ball Float | 1994-07-15 | no | 1994-07-15 | no | Currently in Use | Plus | 10000 | Fiberglass | 1985-04-21 | Fiberglass Reinforced Plastic | Pressurized
4440488 | 3 | Ball Float | 1994-07-15 | no | 1994-07-15 | no | Currently in Use | Premium | 10000 | Fiberglass | 1985-04-21 | Fiberglass Reinforced Plastic | Pressurized
4440488 | 4 | [5 empty] | Removed from Ground | Empty | 10000 | Fiberglass | 1985-04-21 | Fiberglass Reinforced Plastic | Pressurized
4440489 | 1 | [5 empty] | Removed from Ground | Gas (Historical Use) | 10000 | Double Walled | 1980-04-21 | Fiberglass Reinforced Plastic | Pressurized
4440489 | 2 | [5 empty] | Removed from Ground | Gas (Historical Use) | 10000 | Double Walled | 1980-04-21 | Fiberglass Reinforced Plastic | Pressurized
4440489 | 3 | [5 empty] | Removed from Ground | Gas (Historical Use) | 10000 | Double Walled | 1980-04-21 | Fiberglass Reinforced Plastic | Pressurized
4440489 | 4 | Ball Float | 1993-10-02 | no | 1993-10-02 | no | Currently in Use | Regular | 10000 | Fiberglass Double Walled | 1993-10-08 | Fiberglass Reinforced Plastic | Pressurized
4440489 | 5 | Ball Float | 1993-10-02 | no | 1993-10-02 | no | Currently in Use | Premium | 10000 | Fiberglass Double Walled | 1993-10-08 | Fiberglass Reinforced Plastic | Pressurized
4440489 | 6 | Ball Float | 1993-10-02 | no | 1993-10-02 | no | Currently in Use | Diesel | 10000 | Fiberglass Double Walled | 1993-10-08 | Fiberglass Reinforced Plastic | Pressurized
4440490 | 1 | [5 empty] | Removed from Ground | Gas (Historical Use) | 10000 | Double Walled | 1979-01-03 | Fiberglass Reinforced Plastic | Pressurized
4440490 | 2 | [5 empty] | Removed from Ground | Gas (Historical Use) | 10000 | Double Walled | 1979-01-03 | Fiberglass Reinforced Plastic | Pressurized
4440490 | 3 | [5 empty] | Removed from Ground | Gas (Historical Use) | 10000 | Double Walled | 1979-01-03 | Fiberglass Reinforced Plastic | Pressurized
4440490 | 4 |  | 1993-09-16 |  | 1993-09-16 |  | Removed from Ground | Gas (Historical Use) | 9684 | Double Walled | 1993-09-16 | Fiberglass Reinforced Plastic | Pressurized
4440490 | 5 |  | 1993-09-16 |  | 1993-09-16 |  | Removed from Ground | Gas (Historical Use) | 9684 | Double Walled | 1993-09-16 | Fiberglass Reinforced Plastic | Pressurized
4440490 | 6 |  | 1993-09-16 |  | 1993-09-16 |  | Removed from Ground | Gas (Historical Use) | 9684 | Double Walled | 1993-09-16 | Fiberglass Reinforced Plastic | Pressurized
4440491 | 1 | Ball Float | 1992-04-08 |  | 1992-04-08 |  | Currently in Use | Gas (Historical Use) | 10000 | Fiberglass Double Walled | 1992-04-08 | Double-Walled Fiberglass | Pressurized
4440491 | 2 | Ball Float | 1992-04-08 |  | 1992-04-08 |  | Currently in Use | Gas (Historical Use) | 10000 | Fiberglass Double Walled | 1992-04-08 | Double-Walled Fiberglass | Pressurized
4440491 | 3 | Ball Float | 1992-04-08 |  | 1992-04-08 |  | Currently in Use | Diesel | 10000 | Fiberglass Double Walled | 1992-04-08 | Double-Walled Fiberglass | Pressurized
4440491 | T1 | [5 empty] | Removed from Ground | Gas (Historical Use) | 10000 | Bare Steel | 1983-04-22 | Galvanized Steel | Pressurized
4440491 | T2 | [5 empty] | Removed from Ground | Gas (Historical Use) | 10000 | Bare Steel | 1983-04-22 | Galvanized Steel | Pressurized
4440491 | T3 | [5 empty] | Removed from Ground | Gas (Historical Use) | 10000 | Bare Steel | 1983-04-22 | Galvanized Steel | Pressurized
4440491 | T4 | [5 empty] | Removed from Ground | Other | 10000 | Bare Steel | 1983-04-22 | Galvanized Steel | Pressurized
4440492 | 1 | [5 empty] | Removed from Ground | Gas (Historical Use) | 6000 | Double Walled | 1970-04-21 | Fiberglass Reinforced Plastic | Pressurized
4440492 | 2 | [5 empty] | Removed from Ground | Gas (Historical Use) | 8000 | Double Walled | 1968-04-21 | Fiberglass Reinforced Plastic | Pressurized
4440492 | 3 | [5 empty] | Removed from Ground | Gas (Historical Use) | 10000 | Double Walled | 1968-04-21 | Fiberglass Reinforced Plastic | Pressurized
4440492 | 4 |  |  | yes |  | yes | Removed from Ground | Used Oil | 1000 | Bare Steel | 1968-04-21 | Galvanized Steel | Pressurized
4440492 | 5 |  |  | yes |  | yes | Removed from Ground | Used Oil | 1000 | Double Walled | 1991-05-30 | Fiberglass Reinforced Plastic | Gravity Fed
4440492 | 6 | Ball Float | 1992-06-05 | no | 1992-06-05 | no | Currently in Use | Regular | 12000 | Fiberglass | 1992-06-05 | Fiberglass Reinforced Plastic | Pressurized
4440492 | 7 | Ball Float | 1992-06-05 | no | 1992-06-05 | no | Currently in Use | Premium | 12000 | Fiberglass | 1992-06-05 | Fiberglass Reinforced Plastic | Pressurized
4440492 | 8 | Flapper Valve | 1992-06-05 | no | 1992-06-05 | no | Currently in Use | Diesel | 12000 | Fiberglass | 1992-06-05 | Fiberglass Reinforced Plastic | Pressurized
4440493 | 1 | [5 empty] | Removed from Ground | Gas (Historical Use) | 10000 | Bare Steel | 1969-04-21 | Galvanized Steel
4440493 | 2 | [5 empty] | Removed from Ground | Gas (Historical Use) | 8000 | Bare Steel | 1969-04-21 | Galvanized Steel
4440493 | 3 | [5 empty] | Removed from Ground | Gas (Historical Use) | 6000 | Bare Steel | 1970-04-21 | Galvanized Steel
4440493 | 4 |  |  | yes |  | yes | Removed from Ground | Used Oil | 1000 | Bare Steel | 1969-04-21 | Galvanized Steel
4440493 | 5 |  | 2007-07-17 | yes | 1992-05-28 | yes | Temporarily out of use | Used Oil | 1000 | Fiberglass | 1992-05-28 | Fiberglass Reinforced Plastic | Gravity Fed
4440493 | 6 |  | 1992-05-28 |  | 1992-05-28 |  | Temporarily out of use | Gas (Historical Use) | 12000 | Fiberglass | 1992-05-28 | Fiberglass Reinforced Plastic | Pressurized
4440493 | 7 |  | 1992-05-28 |  | 1992-05-28 |  | Temporarily out of use | Gas (Historical Use) | 12000 | Fiberglass | 1992-05-28 | Fiberglass Reinforced Plastic | Pressurized
4440493 | 8 |  | 1992-05-28 |  | 1992-05-28 |  | Temporarily out of use | Gas (Historical Use) | 12000 | Fiberglass | 1992-05-28 | Fiberglass Reinforced Plastic | Pressurized
4440494 | 1 | [5 empty] | Removed from Ground | Gas (Historical Use) | 6000 | Double Walled | 1970-04-21 | Fiberglass Reinforced Plastic | Pressurized
4440494 | 2 | [5 empty] | Removed from Ground | Gas (Historical Use) | 8000 | Double Walled | 1968-04-21 | Galvanized Steel | Pressurized
4440494 | 3 | [5 empty] | Removed from Ground | Gas (Historical Use) | 10000 | Double Walled | 1968-04-21 | Fiberglass Reinforced Plastic | Pressurized
4440494 | 4 |  | 1992-06-16 | yes | 1992-06-16 | yes | Removed from Ground | Used Oil | 1000 | Double Walled | 1990-08-01 | Not Marked | Gravity Fed
4440494 | 5 | Flapper Valve | 1992-06-16 | no | 1992-06-16 | no | Currently in Use | Regular | 12000 | Fiberglass | 1992-06-16 | Fiberglass Reinforced Plastic | Pressurized
4440494 | 6 | Flapper Valve | 1992-06-16 | no | 1992-06-16 | no | Currently in Use | Regular | 12000 | Fiberglass | 1992-06-16 | Fiberglass Reinforced Plastic | Pressurized
4440494 | 7 | Flapper Valve | 1992-06-16 | no | 1992-06-16 | no | Currently in Use | Gas (Historical Use) | 12000 | Fiberglass | 1992-06-16 | Fiberglass Reinforced Plastic | Pressurized
4440495 | 1 | [5 empty] | Removed from Ground | Gas (Historical Use) | 6000 | Bare Steel | 1970-04-21 | Galvanized Steel | Pressurized
4440495 | 2 | [5 empty] | Removed from Ground | Gas (Historical Use) | 8000 | Bare Steel | 1967-04-22 | Galvanized Steel | Pressurized
4440495 | 3 | [5 empty] | Removed from Ground | Gas (Historical Use) | 10000 | Bare Steel | 1967-04-22 | Galvanized Steel | Pressurized
4440495 | 4 |  |  | yes |  | yes | Removed from Ground | Used Oil | 1000 | Bare Steel | 1967-04-22 | Galvanized Steel | Gravity Fed
4440495 | 5 |  |  | yes |  | yes | Removed from Ground | Used Oil | 1000 | Tank Jacket | 1991-06-27 | Fiberglass Reinforced Plastic | Gravity Fed
4440495 | 6 |  | 1992-07-13 |  | 1992-07-13 |  | Removed from Ground | Gas (Historical Use) | 12000 | Double Walled | 1992-07-13 | Fiberglass Reinforced Plastic | Pressurized
4440495 | 7 |  | 1992-07-13 |  | 1992-07-13 |  | Removed from Ground | Gas (Historical Use) | 12000 | Double Walled | 1992-07-13 | Fiberglass Reinforced Plastic | Pressurized
4440495 | 8 |  | 1992-07-13 |  | 1992-07-13 |  | Removed from Ground | Gas (Historical Use) | 12000 | Double Walled | 1992-07-13 | Fiberglass Reinforced Plastic | Pressurized
4440496 | 1 | Flapper Valve | 1993-05-08 | yes | 1993-05-08 | no | Currently in Use | Regular | 10000 | Fiberglass | 1984-04-21 | Double-Walled Fiberglass | Pressurized
4440496 | 2 | Ball Float | 1993-05-08 | yes | 1993-05-08 | no | Currently in Use | Premium | 10000 | Fiberglass | 1984-04-21 | Double-Walled Fiberglass | Pressurized
4440496 | 3 | Flapper Valve | 1993-05-08 | yes | 1993-05-08 | no | Currently in Use | Gas (Historical Use) | 10000 | Fiberglass | 1984-04-21 | Double-Walled Fiberglass | Pressurized
4440496 | 4 |  |  | yes |  | yes | Removed from Ground | Used Oil | 1000 | Bare Steel | 1971-04-22 | Galvanized Steel | Gravity Fed
4440498 | 1 |  | 1992-07-20 |  | 1992-07-20 |  | Removed from Ground | Gas (Historical Use) | 5000 | Double Walled | 1967-04-22 | Fiberglass Reinforced Plastic | Pressurized
4440498 | 2 |  | 1992-07-20 |  | 1992-07-20 |  | Removed from Ground | Gas (Historical Use) | 6000 | Double Walled | 1967-04-22 | Fiberglass Reinforced Plastic | Pressurized
4440498 | 3 |  | 1992-07-20 |  | 1992-07-20 |  | Removed from Ground | Gas (Historical Use) | 8000 | Double Walled | 1967-04-22 | Fiberglass Reinforced Plastic | Pressurized
4440498 | 4 |  | 1992-07-20 | yes | 1992-07-22 | yes | Temporarily out of use | Used Oil | 1000 | Fiberglass Double Walled | 1970-04-21 | Fiberglass Reinforced Plastic | Gravity Fed
4440498 | 5 | [5 empty] | Removed from Ground | Gas (Historical Use) | 5000 | Bare Steel | 1985-04-21 | Galvanized Steel | Pressurized
4440498 | 6 | Ball Float | 1992-07-20 | yes | 1992-07-20 | yes | Currently in Use | Gas (Historical Use) | 12000 | Fiberglass Double Walled | 1992-07-20 | Fiberglass Reinforced Plastic | Pressurized
4440498 | 7 |  | 1992-07-20 | yes | 1992-07-20 | yes | Currently in Use | Gas (Historical Use) | 12000 | Fiberglass Double Walled | 1992-07-20 | Fiberglass Reinforced Plastic | Pressurized
4440498 | 8 | Ball Float | 1992-07-20 | yes | 1992-07-20 | yes | Currently in Use | Gas (Historical Use) | 12000 | Fiberglass Double Walled | 1992-07-20 | Fiberglass Reinforced Plastic | Pressurized
4440501 | 1 | Flapper Valve | 1993-08-19 |  | 1993-08-19 |  | Currently in Use | Gas (Historical Use) | 10000 | Fiberglass | 1978-01-03 | Double-Walled Fiberglass | Pressurized
4440501 | 2 | Flapper Valve | 1993-08-19 |  | 1993-08-19 |  | Currently in Use | Gas (Historical Use) | 10000 | Fiberglass | 1978-01-03 | Double-Walled Fiberglass | Pressurized
4440501 | 3 | Flapper Valve | 1993-08-19 |  | 1993-08-19 |  | Currently in Use | Gas (Historical Use) | 10000 | Fiberglass | 1978-01-03 | Double-Walled Fiberglass | Pressurized
4440501 | 4 |  |  | yes |  | yes | Removed from Ground | Used Oil | 1000 | Bare Steel | 1966-04-21 | Galvanized Steel | Gravity Fed
4440503 | 1 | Flapper Valve | 1993-09-03 |  | 1993-09-03 |  | Currently in Use | Gas (Historical Use) | 10000 | Fiberglass | 1985-01-03 | Fiberglass Reinforced Plastic | Pressurized
4440503 | 2 | Flapper Valve | 1993-09-03 |  | 1993-09-03 |  | Installed | Gas (Historical Use) | 10000 | Fiberglass | 1985-01-03 | Fiberglass Reinforced Plastic | Pressurized
4440503 | 3 | Flapper Valve | 1993-09-03 |  | 1993-09-03 |  | Currently in Use | Diesel | 10000 | Fiberglass | 1985-01-03 | Fiberglass Reinforced Plastic | Pressurized
4440503 | 4 |  |  | yes |  | yes | Removed from Ground | Used Oil | 1000 | Fiberglass | 1985-01-01 | Fiberglass Reinforced Plastic | Gravity Fed
4440504 | 1 |  | 1994-08-04 |  | 1994-08-04 |  | Removed from Ground | Gas (Historical Use) | 10000 | Fiberglass | 1985-04-21 | Fiberglass Reinforced Plastic | Pressurized
4440504 | 2 |  | 1994-08-04 |  | 1994-08-04 |  | Removed from Ground | Gas (Historical Use) | 10000 | Fiberglass | 1985-04-21 | Fiberglass Reinforced Plastic | Pressurized
4440504 | 3 |  | 1994-08-04 |  | 1994-08-04 |  | Removed from Ground | Gas (Historical Use) | 10000 | Fiberglass | 1985-04-21 | Fiberglass Reinforced Plastic | Pressurized
4440504 | 4 |  |  | yes |  | yes | Removed from Ground | Used Oil | 1000 | Fiberglass | 1985-04-21 | Not Marked | Pressurized
4440508 | 1 | [5 empty] | Removed from Ground | Diesel | 15000 | Bare Steel | 1980-03-31 | Bare Steel | Suction (American)
4440508 | 2 | [5 empty] | Removed from Ground | Diesel | 15000 | Bare Steel | 1984-03-31 | Bare Steel | Suction (American)
4440508 | 3 | [5 empty] | Removed from Ground | Diesel | 15000 | Bare Steel | 1984-03-31 | Bare Steel | Suction (American)
4440508 | 4 | [5 empty] | Permanently Out of Use - historical purposes | Diesel | 15000 | Composite | 1979-01-01 | Galvanized Steel
4440508 | 5 | [5 empty] | Permanently Out of Use - historical purposes | Diesel | 15000 | Composite | 1979-01-01 | Galvanized Steel
4440508 | 6 | [5 empty] | Permanently Out of Use - historical purposes | Diesel | 15000 | Composite | 1979-01-01 | Galvanized Steel
4440509 | 1 |  |  | yes |  | yes | Removed from Ground | Other | 1000 | Bare Steel | 1969-04-01 | Bare Steel | Gravity Fed
4440510 | 4 | [5 empty] | Removed from Ground | Gas (Historical Use) | 5000 | Bare Steel | 1991-01-01 | Unknown
4440510 | 1 | [5 empty] | Removed from Ground | Other | 10000 | Bare Steel | 1991-01-01 | Unknown
4440510 | 2 | [5 empty] | Removed from Ground | Other | 10000 | Bare Steel | 1991-01-01 | Unknown
4440510 | 3 | [5 empty] | Removed from Ground | Other | 5000 | Bare Steel | 1991-01-01 | Unknown
4440510 | 4 | [5 empty] | Removed from Ground | Other | 5000 | Bare Steel | 1991-01-01 | Unknown
4440510 | 5 | [5 empty] | Removed from Ground | Diesel | 12000 | Cathodically Protected Steel | 1987-01-01 | Unknown
4440510 | 6 | [5 empty] | Removed from Ground | Diesel | 12000 | Cathodically Protected Steel | 1987-01-01 | Unknown
4440510 | 7 | [5 empty] | Removed from Ground | Other | 6000 | Cathodically Protected Steel | 1987-01-01 | Unknown
4440510 | 8 |  |  | yes |  | yes | Removed from Ground | Used Oil | 1000 | Cathodically Protected Steel | 1987-01-01 | Unknown
4440511 | 1 | [5 empty] | Removed from Ground | Gas (Historical Use) | 6000 | Cathodically Protected Steel | 1969-05-02 | Galvanized Steel | Pressurized
4440511 | 2 | [5 empty] | Removed from Ground | Gas (Historical Use) | 6000 | Cathodically Protected Steel | 1969-05-02 | Galvanized Steel | Pressurized
4440511 | 3 | [5 empty] | Removed from Ground | Gas (Historical Use) | 6000 | Cathodically Protected Steel | 1969-05-02 | Galvanized Steel | Pressurized
4440511 | 4 |  |  | yes |  | yes | Removed from Ground | Used Oil | 1000 | Cathodically Protected Steel | 1969-05-02 | Galvanized Steel | Gravity Fed
4440512 | 1 | [5 empty] | Removed from Ground | Gas (Historical Use) | 6000 | Cathodically Protected Steel | 1962-05-03 | Galvanized Steel
4440512 | 2 | [5 empty] | Removed from Ground | Gas (Historical Use) | 6000 | Cathodically Protected Steel | 1962-05-03 | Galvanized Steel
4440512 | 3 | [5 empty] | Removed from Ground | Gas (Historical Use) | 4000 | Cathodically Protected Steel | 1962-05-03 | Galvanized Steel
4440512 | 4 |  |  | yes |  | yes | Removed from Ground | Used Oil | 500 | Cathodically Protected Steel | 1962-05-03 | Galvanized Steel
4440512 | 5 | [5 empty] | Removed from Ground | Kerosene | 500 | Cathodically Protected Steel | 1962-05-03 | Galvanized Steel
4440512 | 6 | [5 empty] | Removed from Ground | Diesel | 6000 | Bare Steel | 1987-01-01 | Galvanized Steel | Suction (American)
4440512 | 7 | [5 empty] | Removed from Ground | Gas (Historical Use) | 6000 | Bare Steel | 1987-01-01 | Galvanized Steel | Suction (American)
4440512 | 8 | [5 empty] | Removed from Ground | Gas (Historical Use) | 6000 | Bare Steel | 1987-01-01 | Galvanized Steel | Suction (American)
4440512 | 9 |  |  | yes |  | yes | Removed from Ground | Used Oil | 500 | Bare Steel | 1980-01-01 | Galvanized Steel
4440514 | 1 | [5 empty] | Removed from Ground | Gas (Historical Use) | 3850 | Bare Steel | 1996-11-26 | Bare Steel
4440514 | 2 | [5 empty] | Removed from Ground | Gas (Historical Use) | 3850 | Bare Steel | 1996-11-26 | Bare Steel
4440514 | 3 | [5 empty] | Removed from Ground | Gas (Historical Use) | 3850 | Bare Steel | 1996-11-26 | Bare Steel
4440514 | 4 |  |  | yes |  | yes | Removed from Ground | Used Oil | 500 | Bare Steel | 1996-11-26 | Bare Steel
4440516 | 1 |  | 1994-11-01 |  | 1994-11-01 |  | Currently in Use | Gas (Historical Use) | 6000 | Fiberglass | 1994-11-01 | Fiberglass Reinforced Plastic
4440516 | 2 |  | 1994-11-01 |  | 1994-11-01 |  | Currently in Use | Gas (Historical Use) | 6000 | Fiberglass | 1994-11-01 | Fiberglass Reinforced Plastic
4440516 | 3 |  | 1994-11-01 |  | 1994-11-01 |  | Currently in Use | Gas (Historical Use) | 6000 | Fiberglass | 1994-11-01 | Fiberglass Reinforced Plastic
4440516 | 4 |  | 1994-11-01 |  | 1994-11-01 |  | Currently in Use | Diesel | 6000 | Fiberglass | 1994-11-01 | Fiberglass Reinforced Plastic
4440517 | 1A | Ball Float | 2001-08-31 | no | 2001-08-31 | no | Currently in Use | Regular | 12000 | Composite | 2001-08-31 |  | Pressurized
4440517 | 1B | Ball Float | 2001-08-31 | no | 2001-08-31 | no | Currently in Use | Regular | 8000 | Composite | 2001-08-31 | Double-Walled Flex | Pressurized
4440517 | 2 | Ball Float | 2001-08-31 | no | 2001-08-31 | no | Currently in Use | Diesel | 4000 | Composite | 2001-08-31 |  | Pressurized
4440517 | 3 | Ball Float | 2001-08-31 | no | 2001-08-31 | no | Currently in Use | Premium | 10000 | Composite | 2001-08-31 |  | Pressurized
4440522 | 1 | Ball Float | 1995-09-01 |  | 1991-01-01 |  | Currently in Use | Gas (Historical Use) | 10000 | Fiberglass | 1983-04-10 | Fiberglass Reinforced Plastic | Pressurized
4440522 | 2 | Ball Float | 1995-09-01 |  | 1991-01-01 |  | Currently in Use | Gas (Historical Use) | 10000 | Fiberglass | 1983-04-10 | Fiberglass Reinforced Plastic | Pressurized
4440522 | 3 | Ball Float | 1995-09-01 |  | 1991-01-01 |  | Currently in Use | Gas (Historical Use) | 10000 | Fiberglass | 1983-04-10 | Fiberglass Reinforced Plastic | Pressurized
4440522 | 4 | Flapper Valve | 1995-09-01 |  | 1991-01-01 |  | Currently in Use | Diesel | 10000 | Fiberglass | 1983-04-10 | Fiberglass Reinforced Plastic | Pressurized
4440524 | 1 | Ball Float | 1996-02-01 |  | 1991-01-01 |  | Currently in Use | Gas (Historical Use) | 10000 | Fiberglass | 1983-04-10 | Fiberglass Reinforced Plastic | Pressurized
4440524 | 2 | Ball Float | 1996-02-01 |  | 1991-01-01 |  | Currently in Use | Gas (Historical Use) | 10000 | Fiberglass | 1983-04-10 | Fiberglass Reinforced Plastic | Pressurized
4440524 | 3 | Ball Float | 1996-02-01 |  | 1991-01-01 |  | Currently in Use | Gas (Historical Use) | 10000 | Fiberglass | 1983-04-10 | Fiberglass Reinforced Plastic | Pressurized
4440524 | 4 | Ball Float | 1996-02-01 |  | 1991-01-01 |  | Currently in Use | Diesel | 10000 | Fiberglass | 1983-04-10 | Fiberglass Reinforced Plastic | Pressurized
4440525 | 1 | [5 empty] | Removed from Ground | Gas (Historical Use) | 12000 | Fiberglass | 1985-08-28 | Fiberglass Reinforced Plastic | Pressurized
4440525 | 2 | [5 empty] | Removed from Ground | Gas (Historical Use) | 10000 | Fiberglass | 1985-08-28 | Fiberglass Reinforced Plastic | Pressurized
4440525 | 3 | [5 empty] | Removed from Ground | Gas (Historical Use) | 10000 | Fiberglass | 1985-08-28 | Fiberglass Reinforced Plastic | Pressurized
4440525 | 4 | [5 empty] | Removed from Ground | Diesel | 10000 | Fiberglass | 1985-08-28 | Fiberglass Reinforced Plastic | Pressurized
4440525 | 5 | Ball Float | 2000-12-01 | no | 2000-12-01 | no | Currently in Use | Diesel | 10000 | Fiberglass | 2000-09-01 | Fiberglass Reinforced Plastic | Pressurized
4440525 | 6 | Ball Float | 2000-12-01 | no | 2000-12-01 | no | Currently in Use | Regular | 10000 | Fiberglass | 2000-09-01 | Fiberglass Reinforced Plastic | Pressurized
4440525 | 7 | Ball Float | 2000-12-01 | no | 2000-12-01 | no | Currently in Use | Premium | 10000 | Fiberglass | 2000-09-01 | Fiberglass Reinforced Plastic | Pressurized
4440527 | 1 | Ball Float | 1995-09-01 |  | 1991-01-01 |  | Currently in Use | Gas (Historical Use) | 10000 | Fiberglass | 1983-04-08 | Fiberglass Reinforced Plastic | Pressurized
4440527 | 2 | Ball Float | 1995-09-01 |  | 1991-01-01 |  | Currently in Use | Gas (Historical Use) | 10000 | Fiberglass | 1983-04-08 | Fiberglass Reinforced Plastic | Pressurized
4440527 | 3 | Ball Float | 1995-09-01 |  | 1991-01-01 |  | Currently in Use | Gas (Historical Use) | 10000 | Fiberglass | 1983-04-08 | Fiberglass Reinforced Plastic | Pressurized
4440527 | 4 | Ball Float | 1995-09-01 |  | 1991-01-01 |  | Currently in Use | Diesel | 10000 | Fiberglass | 1983-04-08 | Fiberglass Reinforced Plastic | Pressurized
4440528 | 1 | [5 empty] | Removed from Ground | Gas (Historical Use) | 8000 | Composite | 1982-04-07 | Fiberglass Reinforced Plastic | Pressurized
4440528 | 2 | [5 empty] | Removed from Ground | Gas (Historical Use) | 10000 | Fiberglass | 1982-04-07 | Fiberglass Reinforced Plastic | Pressurized
4440528 | 3 | [5 empty] | Removed from Ground | Gas (Historical Use) | 10000 | Fiberglass | 1982-04-07 | Fiberglass Reinforced Plastic | Pressurized
4440528 | 4 | [5 empty] | Removed from Ground | Diesel | 10000 | Fiberglass | 1982-04-07 | Fiberglass Reinforced Plastic
4440528 | 5 |  | 1995-09-08 |  | 1995-09-08 |  | Currently in Use | Gas (Historical Use) | 10000 | Fiberglass | 1995-09-08 | Fiberglass Reinforced Plastic | Pressurized
4440528 | 6 |  | 1995-09-08 |  | 1995-09-08 |  | Currently in Use | Gas (Historical Use) | 10000 | Fiberglass | 1995-09-08 | Fiberglass Reinforced Plastic | Pressurized
4440528 | 7 |  | 1995-09-08 |  | 1995-09-08 |  | Currently in Use | Gas (Historical Use) | 10000 | Fiberglass | 1995-09-08 | Fiberglass Reinforced Plastic | Pressurized
4440528 | 8 |  | 2001-08-07 | no | 2001-08-07 | no | Currently in Use | Diesel | 4000 | Fiberglass | 2001-08-07 | Fiberglass Reinforced Plastic | Pressurized
4440529 | 1 |  | 1996-01-01 |  | 1996-01-01 |  | Removed from Ground | Gas (Historical Use) | 12000 | Fiberglass | 1985-04-09 | Fiberglass Reinforced Plastic | Pressurized
4440529 | 2 |  | 1996-01-01 |  | 1996-01-01 |  | Removed from Ground | Gas (Historical Use) | 10000 | Fiberglass | 1985-04-09 | Fiberglass Reinforced Plastic | Pressurized
4440529 | 3 |  | 1996-01-01 |  | 1996-01-01 |  | Removed from Ground | Gas (Historical Use) | 10000 | Fiberglass | 1985-04-09 | Fiberglass Reinforced Plastic | Pressurized
4440529 | 4 |  | 1996-01-01 |  | 1996-01-01 |  | Removed from Ground | Diesel | 10000 | Fiberglass | 1985-04-09 | Fiberglass Reinforced Plastic | Pressurized
4440530 | 1 | [5 empty] | Removed from Ground | Diesel | 250 | Bare Steel | 1982-04-02 | Galvanized Steel
4440530 | 2 | [5 empty] | Removed from Ground | Gas (Historical Use) | 250 | Bare Steel | 1982-04-02 | Galvanized Steel
4440530 | 3 | [5 empty] | Removed from Ground | Gas (Historical Use) | 350 | Bare Steel | 1989-07-09 | Galvanized Steel
4440531 | 1 | [5 empty] | Removed from Ground | Diesel | 6000 | Bare Steel | 1982-01-29 | Bare Steel
4440531 | 2 | [5 empty] | Removed from Ground | Diesel | 4500 | Bare Steel | 1982-01-29 | Bare Steel
4440531 | 3 |  |  | yes |  | yes | Removed from Ground | Used Oil | 550 | Bare Steel | 1982-01-29 | Galvanized Steel
4440532 | 1 |  | 1996-10-22 | no | 1996-10-22 | no | Removed from Ground | Gas (Historical Use) | 8000 | Lined Interior | 1972-04-09 | Fiberglass Reinforced Plastic | Pressurized
4440532 | 2 |  |  | no |  | no | Removed from Ground | Gas (Historical Use) | 8000 | Lined Interior | 1972-04-09 | Fiberglass Reinforced Plastic
4440532 | 3 |  | 1996-10-22 | no | 1996-10-22 | no | Removed from Ground | Gas (Historical Use) | 8000 | Lined Interior | 1972-04-09 | Fiberglass Reinforced Plastic | Pressurized
4440532 | 4 | Ball Float | 1996-10-22 | no | 1996-10-22 | no | Currently in Use | Diesel | 10000 | Lined Interior | 1980-04-09 | Fiberglass Reinforced Plastic | Pressurized
4440532 | 6 |  |  | yes |  | yes | Removed from Ground | Used Oil | 550 | Fiberglass | 1985-04-09 | Fiberglass Reinforced Plastic
4440532 | 7 | Ball Float | 2009-02-09 | no | 2009-02-09 | no | Currently in Use | Premium | 10000 | Fiberglass Double Walled | 2008-12-01 | Fiberglass Reinforced Plastic | Pressurized
4440532 | 8 | Ball Float | 2009-02-09 | no | 2009-02-09 | no | Currently in Use | Regular | 15000 | Fiberglass Double Walled | 2008-12-01 | Fiberglass Reinforced Plastic | Pressurized
4440533 | 1 | Ball Float | 1994-01-01 |  | 1991-01-01 |  | Removed from Ground | Gas (Historical Use) | 10000 | Fiberglass | 1981-04-09 | Fiberglass Reinforced Plastic | Pressurized
4440533 | 2 | Ball Float | 1994-01-01 |  | 1991-01-01 |  | Removed from Ground | Gas (Historical Use) | 10000 | Fiberglass | 1981-04-09 | Fiberglass Reinforced Plastic | Pressurized
4440533 | 3 | Ball Float | 1994-01-01 |  | 1991-01-01 |  | Removed from Ground | Gas (Historical Use) | 10000 | Fiberglass | 1981-04-09 | Fiberglass Reinforced Plastic | Pressurized
4440533 | 4 |  | 1994-01-01 |  | 1991-01-01 |  | Removed from Ground | Diesel | 10000 | Fiberglass | 1981-04-09 | Fiberglass Reinforced Plastic | Pressurized
4440534 | 1 |  | 1994-01-01 |  | 1991-01-01 |  | Removed from Ground | Gas (Historical Use) | 10000 | Fiberglass | 1982-01-01 | Fiberglass Reinforced Plastic | Pressurized
4440534 | 2 |  | 1994-01-01 |  | 1991-01-01 |  | Removed from Ground | Gas (Historical Use) | 10000 | Fiberglass | 1982-01-01 | Fiberglass Reinforced Plastic | Pressurized
4440534 | 3 |  | 1994-01-01 |  | 1991-01-01 |  | Removed from Ground | Gas (Historical Use) | 10000 | Fiberglass | 1982-01-01 | Fiberglass Reinforced Plastic | Pressurized
4440534 | 4 |  | 1994-01-01 |  | 1991-01-01 |  | Removed from Ground | Diesel | 10000 | Fiberglass | 1982-01-01 | Fiberglass Reinforced Plastic | Pressurized
4440535 | 1 | Ball Float | 1995-09-01 |  | 1992-01-01 |  | Removed from Ground | Gas (Historical Use) | 10000 | Fiberglass | 1983-04-10 | Fiberglass Reinforced Plastic | Pressurized
4440535 | 2 | Ball Float | 1995-09-01 |  | 1992-01-01 |  | Removed from Ground | Gas (Historical Use) | 10000 | Fiberglass | 1983-04-10 | Fiberglass Reinforced Plastic | Pressurized
4440535 | 3 | Ball Float | 1995-09-01 |  | 1992-01-01 |  | Removed from Ground | Gas (Historical Use) | 10000 | Fiberglass | 1983-04-10 | Fiberglass Reinforced Plastic | Pressurized
4440535 | 4 | Ball Float | 1995-09-01 |  | 1992-01-01 |  | Removed from Ground | Diesel | 10000 | Fiberglass | 1983-04-10 | Fiberglass Reinforced Plastic | Pressurized
4440535 | 5 | Flapper Valve | 2013-09-13 | no | 2013-11-06 | no | Currently in Use | Gas (Historical Use) | 20000 | Fiberglass Double Walled | 2013-05-01 | Double-Walled Fiberglass | Pressurized
4440535 | 6 | Flapper Valve | 2013-09-01 | no | 2013-11-06 | no | Currently in Use | Gas (Historical Use) | 20000 | Fiberglass Double Walled | 2013-05-01 | Double-Walled Fiberglass | Pressurized
4440535 | 7A | Flapper Valve | 2013-09-01 | no | 2013-11-06 | no | Temporarily out of use |  | 10000 | Fiberglass Double Walled | 2013-05-01 | Double-Walled Fiberglass | Pressurized
4440535 | 7B |  | 2013-09-01 | no | 2013-11-06 | no | Currently in Use | Gas (Historical Use) | 9500 | Fiberglass Double Walled | 2013-05-01 | Double-Walled Fiberglass | Pressurized
4440535 | 8 | Flapper Valve | 2013-09-01 | no | 2013-11-06 | no | Currently in Use | Diesel | 12000 | Fiberglass Double Walled | 2013-05-01 | Double-Walled Fiberglass | Pressurized
4440536 | 1 | Ball Float | 1994-01-01 |  | 1986-01-01 |  | Removed from Ground | Gas (Historical Use) | 12000 | Fiberglass | 1985-04-09 | Fiberglass Reinforced Plastic | Pressurized
4440536 | 2 | Ball Float | 1994-01-01 |  | 1986-01-01 |  | Removed from Ground | Gas (Historical Use) | 10000 | Fiberglass | 1985-04-09 | Fiberglass Reinforced Plastic | Pressurized
4440536 | 3 | Ball Float | 1994-01-01 |  | 1986-01-01 |  | Removed from Ground | Gas (Historical Use) | 10000 | Fiberglass | 1985-04-09 | Fiberglass Reinforced Plastic | Pressurized
4440536 | 4 | Ball Float | 1994-01-01 |  | 1986-01-01 |  | Removed from Ground | Diesel | 10000 | Fiberglass | 1985-04-09 | Fiberglass Reinforced Plastic | Pressurized
4440538 | 1 |  | 1994-01-01 |  | 1984-01-01 |  | Removed from Ground | Gas (Historical Use) | 10000 | Fiberglass | 1985-04-09 | Fiberglass Reinforced Plastic | Pressurized
4440538 | 2 |  | 1994-01-01 |  | 1984-01-01 |  | Removed from Ground | Gas (Historical Use) | 10000 | Fiberglass | 1985-04-09 | Fiberglass Reinforced Plastic | Pressurized
4440538 | 3 |  | 1994-01-01 |  | 1984-01-01 |  | Removed from Ground | Gas (Historical Use) | 10000 | Fiberglass | 1985-04-09 | Fiberglass Reinforced Plastic | Pressurized
4440538 | 4 |  | 1994-01-01 |  | 1984-01-01 |  | Removed from Ground | Diesel | 10000 | Fiberglass | 1985-04-09 | Fiberglass Reinforced Plastic | Pressurized
4440539 | 1 | Flapper Valve | 1997-06-19 | no | 1997-06-19 | no | Closed in Ground | Diesel | 10000 | Steel-Impressed Current | 1980-04-15 | Fiberglass Reinforced Plastic | Pressurized
4440539 | 2 | Flapper Valve | 1997-06-19 | no | 1997-06-19 | no | Closed in Ground | Diesel | 10000 | Steel-Impressed Current | 1979-01-01 | Fiberglass Reinforced Plastic | Pressurized
4440539 | 3 | Flapper Valve | 1997-06-19 | no | 1997-06-19 | no | Closed in Ground | Diesel | 10000 | Steel-Impressed Current | 1982-01-01 | Fiberglass Reinforced Plastic | Pressurized
4440543 | 1 | [5 empty] | Removed from Ground | Hazardous Substance | 500 | Bare Steel | 1978-04-17 | Bare Steel
4440543 | 2 | [5 empty] | Removed from Ground | Hazardous Substance | 500 | Bare Steel | 1978-04-17 | Bare Steel
4440547 | 1 | [5 empty] | Removed from Ground | Other | 10000 | Bare Steel | 1970-04-30 | Not Marked
4440547 | 2 | [5 empty] | Removed from Ground | Other | 10000 | Bare Steel | 1970-04-30 | Galvanized Steel
4440547 | 3 | [5 empty] | Removed from Ground | Other | 10000 | Bare Steel | 1970-04-30 | Galvanized Steel
4440547 | 4 | [5 empty] | Removed from Ground | Other | 10000 | Bare Steel | 1970-04-30 | Not Marked
4440548 | 1 | [5 empty] | Removed from Ground | Other | 10000 | Bare Steel | 1969-04-30 | Unknown
4440548 | 2 | [5 empty] | Removed from Ground | Other | 10000 | Bare Steel | 1969-04-30 | Galvanized Steel
4440548 | 3 | [5 empty] | Removed from Ground | Other | 10000 | Bare Steel | 1969-04-30 | Galvanized Steel
4440548 | 4 | [5 empty] | Removed from Ground | Other | 10000 | Bare Steel | 1969-04-30 | Unknown
4440550 | 1 | Flapper Valve | 1999-06-24 |  | 1999-06-24 |  | Currently in Use | Gas (Historical Use) | 10000 | Steel-Impressed Current | 1980-04-22 | Fiberglass Reinforced Plastic | Pressurized
4440550 | 2 | Flapper Valve | 1999-06-24 |  | 1999-06-24 |  | Currently in Use | Gas (Historical Use) | 10000 | Steel-Impressed Current | 1980-04-22 | Fiberglass Reinforced Plastic | Pressurized
4440550 | 3 |  |  | no |  | no | Removed from Ground | Empty | 10000 | Steel-Impressed Current | 1980-04-22 | Unknown
4440551 | 1 | Ball Float | 1998-06-01 | no | 1998-06-01 | no | Currently in Use | Regular | 10000 | Steel-Impressed Current | 1979-04-23 | Steel (Impressed Current) | Pressurized
4440551 | 2 | Ball Float | 1998-06-01 | no | 1998-06-01 | no | Currently in Use | Diesel | 10000 | Steel-Impressed Current | 1979-04-23 | Steel (Impressed Current) | Pressurized
4440552 | 1 | Ball Float | 1998-03-16 | no | 1998-03-16 | no | Currently in Use | Regular | 10000 | Steel-Impressed Current | 1998-11-05 | Fiberglass Reinforced Plastic | Pressurized
4440552 | 2 | Ball Float | 1998-03-16 | no | 1998-03-16 | no | Temporarily out of use | Premium | 10000 | Steel-Impressed Current | 1998-11-05 | Fiberglass Reinforced Plastic | Pressurized
4440556 | 1 | [5 empty] | Removed from Ground | Diesel | 10000 | Bare Steel | 1972-03-28 | Galvanized Steel
4440556 | 2 | [5 empty] | Removed from Ground | Diesel | 10000 | Bare Steel | 1972-03-28 | Galvanized Steel
4440556 | 3 | [5 empty] | Removed from Ground | Gas (Historical Use) | 10000 | Bare Steel | 1972-03-28 | Galvanized Steel
4440556 | 4 | [5 empty] | Removed from Ground | Other | 12000 | Bare Steel | 1972-03-28 | Galvanized Steel
4440556 | 5 | [5 empty] | Removed from Ground | Used Oil | 2000 | Bare Steel | 1972-03-28 | Galvanized Steel
4440558 | 1 | [5 empty] | Closed in Ground | Gas (Historical Use) | 4000 | Bare Steel | 1960-01-01 | Galvanized Steel
4440558 | 2 | [5 empty] | Closed in Ground | Gas (Historical Use) | 3000 | Bare Steel | 1976-03-28 | Galvanized Steel
4440558 | 3 | [5 empty] | Closed in Ground | Gas (Historical Use) | 4000 | Bare Steel | 1960-01-01 | Galvanized Steel
4440558 | 4 | [5 empty] | Closed in Ground | Gas (Historical Use) | 560 | Bare Steel | 1960-01-01 | Galvanized Steel
4440559 | 1 | Flapper Valve | 1995-02-01 |  | 1995-02-01 |  | Currently in Use | Gas (Historical Use) | 10000 | Galvanic (STIP-3) | 1986-04-24 | Fiberglass Reinforced Plastic | Pressurized
4440559 | 2 | Flapper Valve | 1995-02-01 |  | 1995-02-01 |  | Currently in Use | Gas (Historical Use) | 10000 | Galvanic (STIP-3) | 1986-04-24 | Fiberglass Reinforced Plastic | Pressurized
4440559 | 3 | Flapper Valve | 1995-02-01 |  | 1995-02-01 |  | Currently in Use | Gas (Historical Use) | 10000 | Galvanic (STIP-3) | 1986-04-24 | Fiberglass Reinforced Plastic | Pressurized
4440559 | 4 | Flapper Valve | 1991-01-01 |  | 1991-01-01 |  | Currently in Use | Gas (Historical Use) | 10000 | Galvanic (STIP-3) | 1991-01-01 | Fiberglass Reinforced Plastic | Pressurized
4440560 | 1 | [5 empty] | Removed from Ground | Other | 4000 | Bare Steel | 1968-04-01 | Bare Steel
4440560 | 10 | Ball Float | 2001-08-02 | no | 2001-08-02 | no | Currently in Use | Diesel | 4000 | Composite | 2012-01-06 | Fiberglass Reinforced Plastic | Pressurized
4440560 | 2 | [5 empty] | Removed from Ground | Other | 4000 | Bare Steel | 1968-04-01 | Bare Steel
4440560 | 3 | [5 empty] | Removed from Ground | Other | 4000 | Bare Steel | 1968-04-01 | Bare Steel
4440560 | 4 | [5 empty] | Removed from Ground | Other | 4000 | Bare Steel | 1968-04-01 | Bare Steel
4440560 | 5 | [5 empty] | Removed from Ground | Other | 4000 | Bare Steel | 1968-04-01 | Bare Steel
4440560 | 6 | Ball Float | 1990-03-01 | no | 1990-03-01 | no | Currently in Use | Regular | 8000 | Galvanic (STIP-3) | 2012-01-06 | Fiberglass Reinforced Plastic | Pressurized
4440560 | 7 | Ball Float | 1990-03-01 | no | 1990-03-01 | no | Currently in Use | Plus | 8000 | Galvanic (STIP-3) | 2012-01-06 | Fiberglass Reinforced Plastic | Pressurized
4440560 | 8 | Ball Float | 1990-03-01 | no | 1990-03-01 | no | Currently in Use | Premium | 8000 | Galvanic (STIP-3) | 2012-01-06 | Fiberglass Reinforced Plastic | Pressurized
4440560 | 9 | Ball Float | 1990-03-01 | no | 1990-03-01 | no | Currently in Use | Diesel | 4000 | Composite | 2012-01-06 | Fiberglass Reinforced Plastic | Pressurized
4440563 | 1 | [5 empty] | Removed from Ground | Empty | 1000 | Bare Steel | 1982-01-01 | Galvanized Steel
4440566 | 1 | [5 empty] | Removed from Ground | Gas (Historical Use) | 1000 | Bare Steel | 1977-04-03 | Bare Steel | Safe Suction (Euro)
4440568 | 1 | [5 empty] | Removed from Ground | Gas (Historical Use) | 4000 | Cathodically Protected Steel | 1968-05-02 | Galvanized Steel | Pressurized
4440568 | 2 | [5 empty] | Removed from Ground | Gas (Historical Use) | 6000 | Cathodically Protected Steel | 1968-05-02 | Galvanized Steel | Pressurized
4440568 | 3 | [5 empty] | Removed from Ground | Gas (Historical Use) | 6000 | Cathodically Protected Steel | 1968-05-02 | Galvanized Steel | Pressurized
4440568 | 4 | [5 empty] | Removed from Ground | Kerosene | 300 | Cathodically Protected Steel | 1968-05-02 | Galvanized Steel | Pressurized
4440568 | 5 |  |  | yes |  | yes | Removed from Ground | Used Oil | 500 | Cathodically Protected Steel | 1994-11-12 | Galvanized Steel | Pressurized
4440568 | 6 | Ball Float | 1998-02-01 |  | 1998-02-01 |  | Currently in Use | Gas (Historical Use) | 10000 | Epoxy | 1998-02-01 | Double-Walled Flex | Pressurized
4440568 | 7 | Ball Float | 1998-02-01 |  | 1998-02-01 |  | Currently in Use | Gas (Historical Use) | 10000 | Epoxy | 1998-02-01 | Double-Walled Flex | Pressurized
4440568 | 8 | Ball Float | 1998-02-01 |  | 1998-02-01 |  | Currently in Use | Gas (Historical Use) | 10000 | Epoxy | 1998-02-01 | Double-Walled Flex | Pressurized
4440569 | 1 | [5 empty] | Removed from Ground | Gas (Historical Use) | 12000 | Fiberglass | 1985-04-01 | Fiberglass Reinforced Plastic | Pressurized
4440569 | 2 | [5 empty] | Removed from Ground | Gas (Historical Use) | 10000 | Fiberglass | 1985-04-01 | Fiberglass Reinforced Plastic | Pressurized
4440569 | 3 | [5 empty] | Removed from Ground | Diesel | 10000 | Fiberglass | 1985-04-01 | Fiberglass Reinforced Plastic | Pressurized
4440569 | 4 | [5 empty] | Removed from Ground | Gas (Historical Use) | 8000 | Fiberglass | 1985-04-01 | Fiberglass Reinforced Plastic | Pressurized
4440571 | 1 |  |  | no |  | no | Removed from Ground | Gas (Historical Use) | 8000 | Fiberglass | 1969-05-02 | Fiberglass Reinforced Plastic
4440571 | 10 | Ball Float | 2005-06-01 | no | 2005-06-01 | no | Currently in Use | Regular | 20000 | Composite | 2005-06-01 | Double-Walled Fiberglass | Pressurized
4440571 | 11 | Ball Float | 2005-06-01 | no | 2005-06-01 | no | Currently in Use | Premium | 12000 | Composite | 2005-06-01 | Double-Walled Fiberglass | Pressurized
4440571 | 12 | Ball Float | 2005-06-01 | no | 2005-06-01 | no | Currently in Use | Diesel | 10000 | Composite | 2005-06-01 | Double-Walled Fiberglass | Pressurized
4440571 | 2 |  |  | no |  | no | Removed from Ground | Gas (Historical Use) | 8000 | Fiberglass | 1969-05-02 | Fiberglass Reinforced Plastic
4440571 | 3 |  |  | no |  | no | Removed from Ground | Gas (Historical Use) | 6000 | Fiberglass | 1969-05-02 | Fiberglass Reinforced Plastic
4440571 | 4 |  |  | yes |  | yes | Removed from Ground | Used Oil | 1000 | Fiberglass | 1969-05-02 | Fiberglass Reinforced Plastic
4440571 | 6 |  | 1989-01-01 | no | 1989-01-01 | no | Removed from Ground | Gas (Historical Use) | 10000 | Fiberglass | 1989-02-01 | Fiberglass Reinforced Plastic | Pressurized
4440571 | 7 |  | 1989-01-01 | no | 1989-01-01 | no | Removed from Ground | Gas (Historical Use) | 10000 | Fiberglass | 1989-02-01 | Fiberglass Reinforced Plastic | Pressurized
4440571 | 8 |  |  | no |  | no | Removed from Ground | Diesel | 1000 | Fiberglass | 1989-02-01 | Fiberglass Reinforced Plastic | Pressurized
4440571 | 9 |  | 1989-01-01 | no | 1989-01-01 | no | Removed from Ground | Gas (Historical Use) | 12000 | Fiberglass | 1989-02-01 | Fiberglass Reinforced Plastic | Pressurized
4440572 | 1 | [5 empty] | Removed from Ground | Diesel | 10000 | Bare Steel | 1975-04-27 | Galvanized Steel
4440572 | 2 | [5 empty] | Removed from Ground | Gas (Historical Use) | 8000 | Bare Steel | 1975-04-27 | Galvanized Steel
4440572 | 3 | [5 empty] | Removed from Ground | Gas (Historical Use) | 6000 | Bare Steel | 1975-04-27 | Galvanized Steel
4440573 | 1 | [5 empty] | Removed from Ground | Gas (Historical Use) | 5000 | Bare Steel | 1969-04-26 | Galvanized Steel
4440573 | 2 | [5 empty] | Removed from Ground | Gas (Historical Use) | 5000 | Bare Steel | 1969-04-26 | Galvanized Steel
4440573 | 3 | [5 empty] | Removed from Ground | Gas (Historical Use) | 5000 | Bare Steel | 1969-04-26 | Galvanized Steel
4440573 | 4 | [5 empty] | Removed from Ground | Gas (Historical Use) | 5000 | Bare Steel | 1969-04-26 | Galvanized Steel
4440574 | 1 | [5 empty] | Removed from Ground | Gas (Historical Use) | 1000 | Bare Steel | 1976-04-30 | Galvanized Steel
4440574 | 2 | [5 empty] | Removed from Ground | Gas (Historical Use) | 1000 | Bare Steel | 1976-04-30 | Galvanized Steel
4440574 | 3 | [5 empty] | Removed from Ground | Gas (Historical Use) | 550 | Bare Steel | 1976-04-30 | Galvanized Steel
4440574 | 4 | [5 empty] | Removed from Ground | Gas (Historical Use) | 4000 | Bare Steel | 1976-04-30 | Galvanized Steel
4440574 | 5 | [5 empty] | Removed from Ground | Gas (Historical Use) | 4000 | Bare Steel | 1976-04-30 | Galvanized Steel
4440575 | 1 |  |  | yes |  | yes | Removed from Ground | Used Oil | 500 | Marked Unknown | 1976-04-30 | Unknown
4440576 | 1 | [5 empty] | Removed from Ground | Gas (Historical Use) | 8000 | Bare Steel | 1972-04-30 | Galvanized Steel
4440576 | 2 | [5 empty] | Removed from Ground | Gas (Historical Use) | 8000 | Bare Steel | 1972-04-30 | Galvanized Steel
4440576 | 3 | [5 empty] | Removed from Ground | Gas (Historical Use) | 8000 | Bare Steel | 1972-04-30 | Galvanized Steel
4440577 | 1 | [5 empty] | Removed from Ground | Gas (Historical Use) | 6000 | Bare Steel | 1976-04-30 | Galvanized Steel
4440577 | 2 | [5 empty] | Removed from Ground | Gas (Historical Use) | 8000 | Bare Steel | 1966-04-30 | Galvanized Steel
4440577 | 3 | [5 empty] | Removed from Ground | Gas (Historical Use) | 12000 | Bare Steel | 1966-04-30 | Galvanized Steel
4440579 | 1 |  |  | yes |  | yes | Removed from Ground | Used Oil | 1000 | Bare Steel | 1972-04-01 | Galvanized Steel
4440580 | 1 | [5 empty] | Removed from Ground | Diesel | 4000 | Bare Steel | 1971-04-23 | Unknown
4440580 | 2 | [5 empty] | Removed from Ground | Gas (Historical Use) | 0 | Bare Steel | 1975-01-01 | Galvanized Steel
4440580 | 3 | [5 empty] | Removed from Ground | Gas (Historical Use) | 0 | Bare Steel | 1975-01-01 | Galvanized Steel
4440580 | 4 | [5 empty] | Removed from Ground | Gas (Historical Use) | 8000 | Cathodically Protected Steel | 1971-04-23 | Cathodically Protected
4440590 | 1 | [5 empty] | Removed from Ground | Other | 1000 | Bare Steel | 1996-01-24 | Galvanized Steel
4440590 | 2 |  |  | yes |  | yes | Removed from Ground | Used Oil | 1000 | Bare Steel | 1996-01-24 | Galvanized Steel
4440591 | 1 | Flapper Valve | 1998-07-01 |  | 1998-07-01 |  | Currently in Use | Diesel | 10134 | Steel-Impressed Current | 1966-04-18 | Steel (Impressed Current) | Safe Suction (Euro)
4440592 | 1 | [5 empty] | Removed from Ground | Gas (Historical Use) | 500 | Bare Steel | 1954-04-24 | Bare Steel | Safe Suction (Euro)
4440592 | 2 | [5 empty] | Removed from Ground | Gas (Historical Use) | 500 | Bare Steel | 1954-04-24 | Bare Steel
4440592 | 3 | Flapper Valve | 1997-07-10 |  | 1997-07-10 |  | Temporarily out of use | Gas (Historical Use) | 8000 | Fiberglass | 1981-01-01 | Fiberglass Reinforced Plastic | Suction (American)
4440599 | 1 |  | 1998-07-02 |  | 1998-07-02 |  | Removed from Ground | Gas (Historical Use) | 4000 | Steel-Impressed Current | 1998-07-02 | Cathodically Protected | Suction (American)
4440599 | 2 |  | 1998-07-02 |  | 1998-07-02 |  | Closed in Ground | Gas (Historical Use) | 4000 | Steel-Impressed Current | 1998-12-02 | Cathodically Protected | Pressurized
4440599 | 3 |  | 1998-07-02 |  | 1998-07-02 |  | Removed from Ground | Gas (Historical Use) | 4000 | Steel-Impressed Current | 1998-07-02 | Cathodically Protected | Pressurized
4440599 | 4 |  | 1998-07-02 |  | 1998-07-02 |  | Removed from Ground | Gas (Historical Use) | 4000 | Steel-Impressed Current | 1998-07-02 | Cathodically Protected | Pressurized
4440599 | 5 | [5 empty] | Closed in Ground | Empty | 550 | Bare Steel | 1999-12-11 | Galvanized Steel | Suction (American)
4440599 | 6 |  |  | yes |  | yes | Closed in Ground | Used Oil | 550 | Bare Steel | 2001-06-02 | Galvanized Steel
4440601 | 1 |  |  | no |  | no | Removed from Ground | Gas (Historical Use) | 4000 | Bare Steel | 1990-04-28 | Galvanized Steel
4440601 | 2 | [5 empty] | Removed from Ground | Gas (Historical Use) | 4000 | Bare Steel | 1990-04-28 | Galvanized Steel
4440601 | 3 |  |  | no |  | no | Removed from Ground | Gas (Historical Use) | 4000 | Bare Steel | 1992-04-28 | Galvanized Steel
4440601 | 4 |  |  | no |  | no | Removed from Ground | Gas (Historical Use) | 4000 | Bare Steel | 1978-03-08 | Galvanized Steel
4440601 | 5 |  |  | no |  | no | Removed from Ground | Gas (Historical Use) | 4000 | Bare Steel | 1978-03-08 | Galvanized Steel
4440601 | 6 | Ball Float | 1990-12-01 | no | 1990-12-01 | no | Currently in Use | Premium | 8000 | Steel-Impressed Current | 1990-03-12 | Fiberglass Reinforced Plastic | Pressurized
4440601 | 7 | Ball Float | 1990-12-01 | no | 1990-12-01 | no | Currently in Use | Gas (Historical Use) | 8000 | Steel-Impressed Current | 1990-03-12 | Fiberglass Reinforced Plastic | Pressurized
4440601 | 8 | Ball Float | 1990-12-01 | no | 1990-12-01 | no | Currently in Use | Diesel | 8000 | Steel-Impressed Current | 1990-03-12 | Fiberglass Reinforced Plastic | Pressurized
4440602 | 1 | [5 empty] | Removed from Ground | Gas (Historical Use) | 4000 | Bare Steel | 1972-03-28 | Galvanized Steel
4440602 | 2 | [5 empty] | Removed from Ground | Gas (Historical Use) | 4000 | Bare Steel | 1972-03-28 | Galvanized Steel
4440602 | 3 | [5 empty] | Removed from Ground | Gas (Historical Use) | 2000 | Bare Steel | 1972-03-28 | Galvanized Steel
4440606 | 1 | [5 empty] | Removed from Ground | Gas (Historical Use) | 5000 | Bare Steel | 1976-04-09 | Galvanized Steel | Safe Suction (Euro)
4440606 | 2 | [5 empty] | Removed from Ground | Diesel | 10000 | Bare Steel | 1981-04-09 | Galvanized Steel | Safe Suction (Euro)
4440606 | 3 | Overfill Alarm | 1999-03-29 |  | 1999-03-29 |  | Removed from Ground | Diesel | 10000 | Composite | 1999-03-29 | Fiberglass Reinforced Plastic | Suction (American)
4440606 | 4 | Overfill Alarm | 1999-03-29 |  | 1999-03-29 |  | Removed from Ground | Gas (Historical Use) | 5000 | Composite | 1999-03-29 | Fiberglass Reinforced Plastic | Suction (American)
4440608 | 1 | [5 empty] | Removed from Ground | Diesel | 20000 | Bare Steel | 1975-05-02 | Bare Steel
4440612 | 1 | [5 empty] | Removed from Ground | Other | 10000 | Fiberglass | 1975-11-02 | Not Marked
4440612 | 4 | [5 empty] | Removed from Ground | Diesel | 1000 | Bare Steel | 1965-01-01 | Galvanized Steel
4440612 | 5 | [5 empty] | Removed from Ground | Diesel | 1000 | Bare Steel | 1965-01-01 | Galvanized Steel
4440616 | 1 | [5 empty] | Removed from Ground | Diesel | 560 | Marked Unknown | 1976-04-29 | Unknown
4440616 | 2 | [5 empty] | Removed from Ground | Gas (Historical Use) | 560 | Marked Unknown | 1976-04-29 | Unknown
4440616 | 3 |  |  | yes |  | yes | Removed from Ground | Used Oil | 1000 | Marked Unknown | 1976-04-29 | Unknown
4440616 | 4 |  |  | yes |  | yes | Removed from Ground | Used Oil | 1000 | Marked Unknown | 1976-04-29 | Unknown
4440616 | 5 | [5 empty] | Removed from Ground | Gas (Historical Use) | 10000 | Bare Steel | 1979-01-01 | Galvanized Steel
4440617 | 1 | [5 empty] | Removed from Ground | Gas (Historical Use) | 3000 | Bare Steel | 1976-05-08 | Galvanized Steel
4440621 | 1AST | [5 empty] | Removed from Ground | Diesel | 4000 | Bare Steel | 1976-05-05 | Galvanized Steel
4440623 | 2 | [5 empty] | Removed from Ground | Other | 12000 | Marked Unknown | 1975-05-07 | Unknown
4440623 | 1 | [5 empty] | Removed from Ground | Diesel | 8000 | Marked Unknown | 1967-05-07 | Unknown
4440625 | 1 | [5 empty] | Removed from Ground | Diesel | 1000 | Bare Steel | 1973-05-06 | Galvanized Steel
4440627 | 1 |  |  | yes |  | yes | Removed from Ground | Used Oil | 550 | Bare Steel | 1992-12-17 | Bare Steel
4440628 | 1 |  |  | yes |  | yes | Removed from Ground | Used Oil | 550 | Bare Steel | 1980-04-15 | Bare Steel | Gravity Fed
4440628 | 2 | [5 empty] | Removed from Ground | Gas (Historical Use) | 10000 | Bare Steel | 1970-01-01 | Not Marked
4440628 | 3 | [5 empty] | Removed from Ground | Gas (Historical Use) | 10000 | Bare Steel | 1970-01-01 | Not Marked
4440628 | 4 | [5 empty] | Removed from Ground | Gas (Historical Use) | 10000 | Bare Steel | 1970-01-01 | Not Marked
4440629 | 1 |  |  | yes |  | yes | Removed from Ground | Used Oil | 500 | Bare Steel | 1980-04-15 | Bare Steel
4440630 | 1 |  |  | yes |  | yes | Removed from Ground | Used Oil | 500 | Bare Steel | 1964-12-31 | Bare Steel
4440631 | 1 |  |  | yes |  | yes | Removed from Ground | Used Oil | 500 | Fiberglass | 1985-04-15 | Bare Steel
4440632 | 1 | [5 empty] | Removed from Ground | Gas (Historical Use) | 5000 | Bare Steel | 1976-05-05 | Bare Steel
4440633 | 1 | [5 empty] | Removed from Ground | Gas (Historical Use) | 4000 | Bare Steel | 1999-09-02 | Galvanized Steel | Suction (American)
4440633 | 2 | [5 empty] | Removed from Ground | Gas (Historical Use) | 4000 | Bare Steel | 1974-04-30 | Galvanized Steel | Pressurized
4440633 | 3 | [5 empty] | Removed from Ground | Gas (Historical Use) | 3000 | Bare Steel | 1999-09-02 | Galvanized Steel | Suction (American)
4440633 | 4 | [5 empty] | Removed from Ground | Gas (Historical Use) | 3000 | Bare Steel | 1999-09-02 | Galvanized Steel | Suction (American)
4440633 | 5 |  |  | yes |  | yes | Removed from Ground | Used Oil | 560 | Bare Steel | 1999-09-02 | Galvanized Steel
4440634 | 1 | [5 empty] | Removed from Ground | Gas (Historical Use) | 6000 | Bare Steel | 1962-05-05 | Galvanized Steel
4440634 | 2 | [5 empty] | Removed from Ground | Gas (Historical Use) | 6000 | Bare Steel | 1962-05-05 | Galvanized Steel
4440634 | 3 | [5 empty] | Removed from Ground | Gas (Historical Use) | 6000 | Bare Steel | 1974-05-05 | Galvanized Steel
4440635 | 1 | [5 empty] | Removed from Ground | Other | 2000 | Bare Steel | 1966-05-02 | Galvanized Steel
4440635 | 2 | [5 empty] | Removed from Ground | Other | 1000 | Bare Steel | 1983-05-03 | Galvanized Steel
4440636 | 1 |  | 1988-02-18 |  | 1988-02-18 |  | Removed from Ground | Gas (Historical Use) | 6000 | Cathodically Protected Steel | 1988-02-18 | Cathodically Protected | Pressurized
4440636 | 2 |  | 1988-02-18 |  | 1988-02-18 |  | Removed from Ground | Gas (Historical Use) | 6000 | Cathodically Protected Steel | 1988-02-18 | Cathodically Protected | Pressurized
4440636 | 3 |  | 1988-02-18 |  | 1988-02-18 |  | Removed from Ground | Gas (Historical Use) | 6000 | Cathodically Protected Steel | 1988-02-18 | Galvanized Steel | Pressurized
4440636 | 4 |  | 1988-02-18 |  | 1988-02-18 |  | Removed from Ground | Diesel | 2000 | Cathodically Protected Steel | 1988-02-18 | Cathodically Protected | Pressurized
4440636 | 5 |  |  | yes |  | yes | Removed from Ground | Used Oil | 550 | Cathodically Protected Steel | 1988-02-18 | Cathodically Protected | Pressurized
4440639 | 1 |  |  | yes |  | yes | Closed in Ground | Other | 550 | Marked Unknown | 1985-01-01 | Unknown
4440639 | 2 | [5 empty] | Closed in Ground | Used Oil | 550 | Marked Unknown | 1985-01-01 | Unknown
4440639 | 3 | [5 empty] | Removed from Ground | Gas (Historical Use) | 10000 | Marked Unknown | 1969-05-01 | Unknown | Suction (American)
4440639 | 4 |  |  |  | 1993-09-03 |  | Removed from Ground | Other | 10000 | Bare Steel | 1969-05-01 | Galvanized Steel | Suction (American)
4440639 | 5 |  |  | yes | 1993-09-03 | yes | Removed from Ground | Empty | 500 | Bare Steel | 1969-05-01 | Galvanized Steel | Gravity Fed
4440643 | A | [5 empty] | Removed from Ground | Gas (Historical Use) | 12000 | Bare Steel | 1971-05-07 | Galvanized Steel
4440643 | B | [5 empty] | Removed from Ground | Gas (Historical Use) | 12000 | Bare Steel | 1971-05-07 | Galvanized Steel
4440643 | C | [5 empty] | Removed from Ground | Gas (Historical Use) | 12000 | Bare Steel | 1971-05-07 | Galvanized Steel
4440643 | D | [5 empty] | Removed from Ground | Diesel | 12000 | Bare Steel | 1971-05-07 | Galvanized Steel
4440645 | 1 | [5 empty] | Removed from Ground | Diesel | 4000 | Marked Unknown | 1959-04-26 | Unknown
4440646 | 1 | [5 empty] | Removed from Ground | Gas (Historical Use) | 500 | Marked Unknown | 1977-05-05 | Unknown
4440647 | 1 | [5 empty] | Permanently Out of Use - historical purposes | Diesel | 500 | Bare Steel | 1973-05-06 | Bare Steel
4440647 | 2 | [5 empty] | Permanently Out of Use - historical purposes | Gas (Historical Use) | 10000 | Bare Steel | 1970-05-06 | Bare Steel
4440647 | 3 | [5 empty] | Permanently Out of Use - historical purposes | Gas (Historical Use) | 10000 | Bare Steel | 1970-05-06 | Bare Steel
4440647 | 4 | [5 empty] | Permanently Out of Use - historical purposes | Diesel | 10000 | Bare Steel | 1970-05-06 | Bare Steel
4440647 | 5 | [5 empty] | Permanently Out of Use - historical purposes | Diesel | 10000 | Bare Steel | 1970-05-06 | Bare Steel
4440647 | 6 |  |  | yes |  | yes | Permanently Out of Use - historical purposes | Used Oil | 500 | Bare Steel | 1970-05-06 | Bare Steel
4440649 | 1 | Flapper Valve | 1998-11-01 |  | 1998-11-01 | yes | Currently in Use | Gas (Historical Use) | 10000 | Steel-Impressed Current | 1978-05-05 | Bare Steel | Pressurized
4440649 | 2 | Flapper Valve | 1998-11-01 | no | 1998-11-01 | no | Currently in Use |  | 10000 | Steel-Impressed Current | 2011-04-19 | Bare Steel | Pressurized
4440649 | 3 | Flapper Valve | 1998-11-01 | no | 1998-11-01 | no | Currently in Use | Diesel | 10000 | Steel-Impressed Current | 2016-07-19 | Bare Steel | Pressurized
4440650 | 1 | [5 empty] | Temporarily out of use | Gas (Historical Use) | 10000 | Bare Steel | 1980-05-05 | Galvanized Steel
4440650 | 2 | [5 empty] | Temporarily out of use | Gas (Historical Use) | 6000 | Bare Steel | 1980-05-05 | Galvanized Steel
4440650 | 3 | [5 empty] | Temporarily out of use | Gas (Historical Use) | 4000 | Bare Steel | 1976-05-05 | Galvanized Steel
4440650 | 4 | [5 empty] | Temporarily out of use | Gas (Historical Use) | 4000 | Bare Steel | 1976-05-05 | Galvanized Steel
4440650 | 5 | [5 empty] | Temporarily out of use | Diesel | 10000 | Bare Steel | 1979-05-06 | Galvanized Steel
4440650 | 6 |  | 1998-11-01 |  | 1998-11-01 |  | Currently in Use | Gas (Historical Use) | 10000 | Composite | 1998-11-01 | Double-Walled Flex | Pressurized
4440650 | 7 |  | 1998-11-01 |  | 1998-11-01 |  | Currently in Use | Gas (Historical Use) | 10000 | Composite | 1998-11-01 | Double-Walled Flex | Pressurized
4440650 | 8 |  | 1998-11-01 |  | 1998-11-01 |  | Currently in Use | Gas (Historical Use) | 10000 | Composite | 1998-11-01 | Double-Walled Flex | Pressurized
4440650 | 9 |  | 1998-11-01 |  | 1998-11-01 |  | Currently in Use | Diesel | 12000 | Composite Double Walled | 1998-11-01 | Double-Walled Flex | Pressurized
4440653 | 1 | [5 empty] | Removed from Ground | Empty | 3000 | Bare Steel | 1977-05-05 | Unknown
4440654 | 1 | [5 empty] | Removed from Ground | Diesel | 0 | Marked Unknown |  | Unknown
4440654 | 2 | [5 empty] | Removed from Ground | Diesel | 0 | Marked Unknown |  | Unknown
4440654 | 3 |  |  | yes |  | yes | Removed from Ground | Used Oil | 0 | Marked Unknown |  | Unknown
4440655 | 1 | Flapper Valve | 1997-08-05 |  | 1997-08-05 |  | Removed from Ground | Diesel | 1000 | Steel-Impressed Current | 1964-05-02 | Steel (Impressed Current) | Safe Suction (Euro)
4440655 | 2 | Flapper Valve | 1997-08-05 |  | 1997-08-05 |  | Removed from Ground | Diesel | 10000 | Steel-Impressed Current | 1964-05-02 | Steel (Impressed Current) | Suction (American)
4440656 | 1 |  | 1989-01-01 |  | 1989-01-01 |  | Temporarily out of use | Diesel | 20000 | Fiberglass | 1989-01-01 | Fiberglass Reinforced Plastic | Suction (American)
4440657 | 1 | Ball Float | 1998-02-01 |  | 1998-02-01 |  | Currently in Use | Gas (Historical Use) | 12000 | Fiberglass | 1989-01-23 | Fiberglass Reinforced Plastic | Pressurized
4440657 | 2 | Ball Float | 1998-02-01 |  | 1998-02-01 |  | Currently in Use | Gas (Historical Use) | 10000 | Fiberglass | 1989-01-23 | Fiberglass Reinforced Plastic | Pressurized
4440657 | 3 | Ball Float | 1998-02-01 |  | 1998-02-01 |  | Currently in Use | Diesel | 10000 | Fiberglass | 1989-01-23 | Fiberglass Reinforced Plastic | Pressurized
4440659 | 1 | Ball Float | 1986-06-01 |  | 1986-06-01 |  | Currently in Use | Gas (Historical Use) | 6000 | Fiberglass | 1981-05-06 | Double-Walled Fiberglass | Pressurized
4440659 | 2 | Ball Float | 1988-06-01 |  | 1988-06-01 |  | Currently in Use | Gas (Historical Use) | 6000 | Fiberglass | 1981-05-06 | Double-Walled Fiberglass | Pressurized
4440659 | 3 | Ball Float | 1988-06-01 |  | 1988-06-01 |  | Currently in Use | Gas (Historical Use) | 8000 | Fiberglass | 1981-05-06 | Fiberglass Reinforced Plastic | Pressurized
4440659 | 4 |  | 1988-06-01 | yes | 1988-06-01 | yes | Removed from Ground | Used Oil | 1000 | Fiberglass | 1981-05-06 | Double-Walled Fiberglass
4440660 | 1 | [5 empty] | Removed from Ground | Gas (Historical Use) | 12000 | Bare Steel | 1989-10-24 | Galvanized Steel | Pressurized
4440660 | 2 | [5 empty] | Removed from Ground | Gas (Historical Use) | 12000 | Bare Steel | 1989-10-24 | Galvanized Steel | Pressurized
4440660 | 3 | [5 empty] | Removed from Ground | Gas (Historical Use) | 12000 | Bare Steel | 1989-10-24 | Galvanized Steel | Pressurized
4440660 | 4 | [5 empty] | Removed from Ground | Gas (Historical Use) | 10000 | Bare Steel | 1973-05-06 | Galvanized Steel
4440660 | 5 |  |  | yes |  | yes | Removed from Ground | Used Oil | 1000 | Bare Steel | 1968-05-06 | Galvanized Steel
4440660 | 6 |  |  | yes |  | yes | Removed from Ground | Used Oil | 550 | Bare Steel | 1968-05-06 | Galvanized Steel
4440660 | 7 | Ball Float | 1989-01-01 |  | 1989-01-01 |  | Currently in Use | Gas (Historical Use) | 12000 | Fiberglass | 1989-10-24 | Fiberglass Reinforced Plastic | Pressurized
4440660 | 8 | Ball Float | 1989-01-01 |  | 1989-01-01 |  | Currently in Use | Gas (Historical Use) | 12000 | Fiberglass | 1989-10-24 | Fiberglass Reinforced Plastic | Pressurized
4440660 | 9 | Ball Float | 1989-01-01 |  | 1989-01-01 |  | Currently in Use | Gas (Historical Use) | 12000 | Fiberglass | 1989-10-24 | Fiberglass Reinforced Plastic | Pressurized
4440662 | 1 | Ball Float | 1995-08-20 |  | 1995-08-20 |  | Currently in Use | Gas (Historical Use) | 10000 | Steel-Impressed Current | 1968-05-06 | Fiberglass Reinforced Plastic | Pressurized
4440662 | 2 | Ball Float | 1995-08-20 |  | 1995-08-20 |  | Currently in Use | Gas (Historical Use) | 10000 | Steel-Impressed Current | 1968-05-06 | Fiberglass Reinforced Plastic | Pressurized
4440662 | 3 | Ball Float | 1995-08-20 |  | 1995-08-20 |  | Currently in Use | Diesel | 10000 | Steel-Impressed Current | 1968-05-06 | Fiberglass Reinforced Plastic | Pressurized
4440670 | 1 |  | 1992-07-01 |  | 1992-07-01 |  | Closed in Ground | Gas (Historical Use) | 6000 | Bare Steel | 1966-05-07 | Galvanized Steel | Suction (American)
4440670 | 2 |  | 1992-07-01 |  | 1992-07-01 |  | Closed in Ground | Gas (Historical Use) | 6000 | Bare Steel | 1966-05-07 | Galvanized Steel | Suction (American)
4440670 | 3 |  | 1992-07-01 |  | 1992-07-01 |  | Removed from Ground | Gas (Historical Use) | 2000 | Bare Steel | 1971-05-08 | Galvanized Steel | Suction (American)
4440670 | 4 |  | 1992-07-01 |  | 1992-07-01 |  | Removed from Ground | Diesel | 4000 | Cathodically Protected Steel | 1971-05-08 | Galvanized Steel | Suction (American)
4440670 | 5 | Ball Float | 1995-11-01 |  | 1995-11-01 |  | Removed from Ground | Gas (Historical Use) | 10000 | Galvanic (STIP-3) | 1995-11-01 | Fiberglass Reinforced Plastic | Pressurized
4440670 | 6 | Ball Float | 1995-11-01 |  | 1995-11-01 |  | Removed from Ground | Gas (Historical Use) | 4000 | Galvanic (STIP-3) | 1995-11-01 | Fiberglass Reinforced Plastic | Pressurized
4440671 | 1 | [5 empty] | Removed from Ground | Gas (Historical Use) | 10000 | Composite | 1984-05-06 | Galvanized Steel | Suction (American)
4440671 | 2 | Flapper Valve | 1998-05-01 |  | 1998-05-01 |  | Currently in Use | Gas (Historical Use) | 10000 | Fiberglass | 1998-05-01 | Double-Walled Fiberglass | Pressurized
4440671 | 3 | Flapper Valve | 1998-05-01 |  | 1998-05-01 |  | Currently in Use | Gas (Historical Use) | 6000 | Fiberglass | 1998-05-01 | Double-Walled Fiberglass | Pressurized
4440671 | 4 | Flapper Valve | 1998-05-01 |  | 1998-05-01 |  | Currently in Use | Diesel | 1000 | Fiberglass Double Walled | 1998-05-01 | Fiberglass Reinforced Plastic | Safe Suction (Euro)
4440673 | 1 | [5 empty] | Removed from Ground | Gas (Historical Use) | 1000 | Bare Steel | 1980-05-07 | Unknown
4440673 | 2 | [5 empty] | Removed from Ground | Kerosene | 500 | Bare Steel | 1980-05-07 | Unknown
4440675 | 1 |  |  | yes |  | yes | Removed from Ground | Used Oil | 550 | Bare Steel | 1973-05-02 | Galvanized Steel
4440675 | 2 | [5 empty] | Removed from Ground | Gas (Historical Use) | 8000 | Bare Steel | 1973-05-02 | Galvanized Steel
4440675 | 3 | [5 empty] | Removed from Ground | Gas (Historical Use) | 6000 | Bare Steel | 1973-05-02 | Galvanized Steel
4440675 | 4 | [5 empty] | Removed from Ground | Gas (Historical Use) | 5000 | Bare Steel | 1973-05-02 | Galvanized Steel
4440677 | 1 | [5 empty] | Removed from Ground | Other | 5000 | Marked Unknown | 1979-04-18 | Unknown
4440679 | 1 | [5 empty] | Removed from Ground | Gas (Historical Use) | 12000 | Bare Steel | 1983-05-05 | Galvanized Steel
4440679 | 2 | [5 empty] | Removed from Ground | Gas (Historical Use) | 12000 | Bare Steel | 1983-05-05 | Galvanized Steel
4440679 | 3 | [5 empty] | Removed from Ground | Gas (Historical Use) | 12000 | Bare Steel | 1983-05-05 | Galvanized Steel
4440679 | 4 | [5 empty] | Removed from Ground | Gas (Historical Use) | 12000 | Bare Steel | 1983-05-05 | Galvanized Steel
4440679 | 5 |  | 1990-01-01 |  | 1990-01-01 |  | Removed from Ground | Gas (Historical Use) | 12000 | Tank Jacket | 1990-08-01 | Fiberglass Reinforced Plastic | Pressurized
4440679 | 6 |  | 1990-01-01 |  | 1990-01-01 |  | Removed from Ground | Gas (Historical Use) | 12000 | Tank Jacket | 1990-08-01 | Fiberglass Reinforced Plastic | Pressurized
4440679 | 7 |  | 1990-01-01 |  | 1990-01-01 |  | Removed from Ground | Gas (Historical Use) | 12000 | Tank Jacket | 1990-08-01 | Fiberglass Reinforced Plastic | Pressurized
4440680 | 1 | Ball Float | 1988-01-01 |  | 1988-01-01 |  | Removed from Ground | Gas (Historical Use) | 12000 | Steel-Impressed Current | 1978-05-04 | Fiberglass Reinforced Plastic | Pressurized
4440680 | 2 | Ball Float | 1988-01-01 |  | 1988-01-01 |  | Removed from Ground | Gas (Historical Use) | 12000 | Steel-Impressed Current | 1978-05-04 | Fiberglass Reinforced Plastic | Pressurized
4440680 | 3 |  | 1988-01-01 |  | 1988-01-01 |  | Removed from Ground | Gas (Historical Use) | 12000 | Steel-Impressed Current | 1978-05-04 | Fiberglass Reinforced Plastic | Pressurized
4440682 | 1 | Ball Float | 1980-01-01 | no | 1980-01-01 | no | Currently in Use | Regular | 12000 | Steel-Impressed Current | 1980-05-04 | Fiberglass Reinforced Plastic | Pressurized
4440682 | 2 | Ball Float | 1980-01-01 | no | 1980-01-01 | no | Currently in Use | Premium | 12000 | Steel-Impressed Current | 1980-05-04 | Fiberglass Reinforced Plastic | Pressurized
4440682 | 3 | Ball Float | 1980-01-01 | no | 1980-01-01 | no | Currently in Use | Diesel | 12000 | Steel-Impressed Current | 1980-05-04 | Fiberglass Reinforced Plastic | Pressurized
4440682 | 4 | Ball Float | 1980-01-01 |  | 1980-01-01 |  | Permanently Out of Use - historical purposes | Gas (Historical Use) | 12000 | Bare Steel | 1980-05-04 | Galvanized Steel | Pressurized
4440683 | 1 |  | 1988-01-01 |  | 1988-01-01 |  | Temporarily out of use | Gas (Historical Use) | 12000 | Steel-Impressed Current | 1978-05-04 | Fiberglass Reinforced Plastic | Pressurized
4440683 | 2 |  | 1988-01-01 |  | 1988-01-01 |  | Temporarily out of use | Gas (Historical Use) | 12000 | Steel-Impressed Current | 1978-05-04 | Fiberglass Reinforced Plastic | Pressurized
4440683 | 3 |  | 1988-01-01 |  | 1988-01-01 |  | Temporarily out of use | Gas (Historical Use) | 12000 | Steel-Impressed Current | 1978-05-04 | Fiberglass Reinforced Plastic | Pressurized
4440684 | 1 | Ball Float | 1982-01-01 |  | 1982-01-01 |  | Currently in Use | Gas (Historical Use) | 11300 | Fiberglass | 1982-05-04 | Fiberglass Reinforced Plastic | Pressurized
4440684 | 2 | Ball Float | 1982-01-01 |  | 1982-01-01 |  | Currently in Use | Gas (Historical Use) | 11300 | Fiberglass | 1982-05-04 | Fiberglass Reinforced Plastic | Pressurized
4440684 | 3 | Ball Float | 1982-01-01 |  | 1982-01-01 |  | Currently in Use | Gas (Historical Use) | 11300 | Fiberglass | 1982-05-04 | Fiberglass Reinforced Plastic | Pressurized
4440684 | 4 |  | 1982-01-01 |  | 1982-01-01 |  | Removed from Ground | Gas (Historical Use) | 11300 | Fiberglass | 1982-05-04 | Fiberglass Reinforced Plastic | Pressurized
4440687 | 1 | [5 empty] | Closed in Ground | Gas (Historical Use) | 10000 | Marked Unknown | 1981-05-06 | Unknown
4440688 | 1 | [5 empty] | Removed from Ground | Gas (Historical Use) | 10000 | Bare Steel | 1964-05-06 | Galvanized Steel
4440688 | 2 |  |  | yes |  | yes | Removed from Ground | Used Oil | 500 | Bare Steel | 1964-05-06 | Galvanized Steel
4440688 | 3 | [5 empty] | Removed from Ground | Gas (Historical Use) | 10000 | Bare Steel | 1964-05-06 | Galvanized Steel
4440688 | 4 | [5 empty] | Removed from Ground | Diesel | 10000 | Bare Steel | 1964-05-06 | Galvanized Steel
4440688 | 5 | [5 empty] | Removed from Ground | Diesel | 10000 | Bare Steel | 1964-05-06 | Galvanized Steel
4440688 | 6 |  |  | yes |  | yes | Removed from Ground | Used Oil | 500 | Not Marked/Unknown | 1964-05-06 | Not Marked
4440689 | 1 | [5 empty] | Removed from Ground | Gas (Historical Use) | 8127 | Bare Steel | 1967-05-07 | Galvanized Steel
4440689 | 2 | [5 empty] | Removed from Ground | Gas (Historical Use) | 8127 | Bare Steel | 1967-05-07 | Galvanized Steel
4440689 | 3 | [5 empty] | Removed from Ground | Diesel | 8127 | Bare Steel | 1967-05-07 | Galvanized Steel
4440689 | 4 | [5 empty] | Removed from Ground | Gas (Historical Use) | 6110 | Bare Steel | 1967-05-07 | Galvanized Steel
4440689 | 5 | Ball Float | 2000-09-01 |  | 2000-09-01 |  | Currently in Use | Gas (Historical Use) | 12000 | Composite Double Walled | 2000-04-01 | Double-Walled Fiberglass | Pressurized
4440689 | 6 | Ball Float | 2000-09-01 |  | 2000-09-01 |  | Currently in Use | Diesel | 12000 | Composite Double Walled | 2000-04-01 | Double-Walled Fiberglass | Pressurized
4440689 | 7 | Ball Float | 2000-09-01 |  | 2000-09-01 |  | Currently in Use | Gas (Historical Use) | 12000 | Composite Double Walled | 2000-04-01 | Double-Walled Fiberglass | Pressurized
4440689 | 8 |  | 2016-07-01 | no | 2016-07-01 | no | Currently in Use | E-85 | 12000 | Not Marked/Unknown | 2016-06-24 | Not Marked
4440689 | 9 |  | 2016-07-01 | no | 2016-07-01 | no | Currently in Use | Biodiesel | 3000 | Not Marked/Unknown | 2016-06-24 | Not Marked
4440690 | 1 | [5 empty] | Removed from Ground | Gas (Historical Use) | 8127 | Bare Steel | 1955-05-07 | Galvanized Steel | Pressurized
4440690 | 2 | [5 empty] | Removed from Ground | Gas (Historical Use) | 8127 | Bare Steel | 1955-05-07 | Galvanized Steel | Pressurized
4440690 | 3 | [5 empty] | Removed from Ground | Diesel | 4010 | Bare Steel | 1976-05-06 | Galvanized Steel
4440691 | 1 | Flapper Valve | 1998-01-13 |  | 1998-01-13 |  | Currently in Use | Diesel | 8100 | Galvanic (STIP-3) | 1962-05-08 | Fiberglass Reinforced Plastic | Pressurized
4440691 | 2 | Ball Float | 1998-01-13 |  | 1998-01-13 |  | Currently in Use | Gas (Historical Use) | 10000 | Galvanic (STIP-3) | 1974-05-08 | Fiberglass Reinforced Plastic | Pressurized
4440691 | 3 | Ball Float | 1998-01-13 |  | 1998-01-13 |  | Currently in Use | Gas (Historical Use) | 8100 | Galvanic (STIP-3) | 1962-05-08 | Fiberglass Reinforced Plastic | Pressurized
4440693 | 1 | [5 empty] | Removed from Ground | Gas (Historical Use) | 10000 | Bare Steel | 1977-05-07 | Unknown
4440693 | 2 | [5 empty] | Removed from Ground | Diesel | 10000 | Bare Steel | 1977-05-07 | Unknown
4440693 | 3 | [5 empty] | Removed from Ground | Diesel | 10000 | Bare Steel | 1977-05-07 | Unknown
4440693 | 4 | [5 empty] | Removed from Ground | Other | 560 | Bare Steel | 1977-05-07 | Unknown
4440693 | 5 |  |  | yes |  | yes | Removed from Ground | Used Oil | 560 | Bare Steel | 1977-05-07 | Unknown
4440694 | 1 | [5 empty] | Removed from Ground | Gas (Historical Use) | 6000 | Bare Steel | 1966-05-06 | Galvanized Steel
4440694 | 2 | [5 empty] | Removed from Ground | Gas (Historical Use) | 6000 | Bare Steel | 1966-05-06 | Galvanized Steel
4440694 | 3 | [5 empty] | Removed from Ground | Gas (Historical Use) | 6000 | Bare Steel | 1966-05-06 | Galvanized Steel
4440696 | 1 | [5 empty] | Removed from Ground | Gas (Historical Use) | 1000 | Bare Steel | 1971-05-02 | Bare Steel
4440696 | 2 | [5 empty] | Removed from Ground | Diesel | 1000 | Bare Steel | 1971-05-02 | Bare Steel
4440696 | 3 | [5 empty] | Removed from Ground | Diesel | 1000 | Cathodically Protected Steel | 1983-05-02 | Bare Steel
4440697 | 1 |  |  | yes |  | yes | Removed from Ground | Used Oil | 500 | Bare Steel | 1971-04-16 | Bare Steel | Gravity Fed
4440698 | 1 |  |  | yes |  | yes | Removed from Ground | Used Oil | 550 | Bare Steel | 1979-04-16 | Bare Steel | Gravity Fed
4440699 | 1 | [5 empty] | Removed from Ground | Gas (Historical Use) | 10000 | Bare Steel | 2001-12-01 | Bare Steel
4440699 | 2 | [5 empty] | Removed from Ground | Gas (Historical Use) | 4000 | Bare Steel | 2001-12-01 | Bare Steel
4440699 | 3 | [5 empty] | Removed from Ground | Gas (Historical Use) | 10000 | Bare Steel | 2001-12-01 | Bare Steel
4440700 | 1 | Flapper Valve | 1998-01-21 |  | 1998-01-21 |  | Currently in Use | Gas (Historical Use) | 10000 | Steel-Impressed Current | 1972-04-22 | Steel (Impressed Current) | Pressurized
4440700 | 2 | Flapper Valve | 1998-01-21 |  | 1998-01-21 |  | Currently in Use | Gas (Historical Use) | 3000 | Steel-Impressed Current | 1972-04-22 | Steel (Impressed Current) | Pressurized
4440700 | 3 | Flapper Valve | 1998-01-21 |  | 1998-01-21 |  | Currently in Use | Gas (Historical Use) | 10000 | Steel-Impressed Current | 1972-04-22 | Steel (Impressed Current) | Pressurized
4440701 | 1 | [5 empty] | Removed from Ground | Gas (Historical Use) | 12000 | Fiberglass | 1981-05-07 | Galvanized Steel
4440701 | 2 | [5 empty] | Removed from Ground | Gas (Historical Use) | 10000 | Bare Steel | 1976-05-07 | Galvanized Steel
4440701 | 3 | [5 empty] | Removed from Ground | Gas (Historical Use) | 10000 | Bare Steel | 1976-05-07 | Galvanized Steel
4440704 | 1 | [5 empty] | Removed from Ground | Gas (Historical Use) | 1000 | Bare Steel | 1966-04-21 | Bare Steel
4440704 | 2 |  | 1991-01-01 |  | 1991-01-01 |  | Removed from Ground | Gas (Historical Use) | 500 | Cathodically Protected Steel | 1991-01-01 | Fiberglass Reinforced Plastic
4440704 | 3 | [5 empty] | Removed from Ground | Diesel | 20000 | Not Marked/Unknown | 1993-01-20 | Not Marked
4440704 | 4 | [5 empty] | Removed from Ground | Diesel | 20000 | Not Marked/Unknown | 1993-01-20 | Not Marked
4440705 | 1 | [5 empty] | Removed from Ground | Diesel | 12000 | Bare Steel | 1999-12-09 | Galvanized Steel
4440705 | 2 | [5 empty] | Removed from Ground | Diesel | 12000 | Bare Steel | 1999-12-09 | Galvanized Steel
4440705 | 3 |  |  | yes |  | yes | Permanently Out of Use - historical purposes | Used Oil | 1500 | Bare Steel |  | Galvanized Steel
4440705 | 4 | [5 empty] | Permanently Out of Use - historical purposes | Other | 4000 | Bare Steel | 1981-05-01 | Galvanized Steel
4440707 | 1 |  | 1990-02-14 |  | 1990-02-14 |  | Removed from Ground | Gas (Historical Use) | 4000 | Bare Steel | 1971-05-07 | Fiberglass Reinforced Plastic | Pressurized
4440707 | 2 |  | 1990-02-14 |  | 1990-02-14 |  | Removed from Ground | Gas (Historical Use) | 4000 | Bare Steel | 1971-05-07 | Fiberglass Reinforced Plastic | Pressurized
4440707 | 3 |  | 1990-02-14 |  | 1990-02-14 |  | Removed from Ground | Gas (Historical Use) | 4000 | Bare Steel | 1971-05-07 | Fiberglass Reinforced Plastic | Pressurized
4440707 | 4 |  | 1990-02-14 |  | 1990-02-14 |  | Removed from Ground | Gas (Historical Use) | 4000 | Bare Steel | 1971-05-07 | Fiberglass Reinforced Plastic | Pressurized
4440707 | 5 | Ball Float | 1997-07-01 | yes | 1997-07-01 | yes | Temporarily out of use | Gas (Historical Use) | 6000 | Composite | 1997-07-01 | Double-Walled Flex | Pressurized
4440707 | 6 | Ball Float | 1997-07-01 | yes | 1997-07-01 | yes | Temporarily out of use | Gas (Historical Use) | 6000 | Composite | 1997-07-01 | Double-Walled Flex | Pressurized
4440709 | 1 | [5 empty] | Removed from Ground | Gas (Historical Use) | 6000 | Bare Steel | 1968-05-08 | Galvanized Steel
4440709 | 2 | [5 empty] | Removed from Ground | Gas (Historical Use) | 6000 | Bare Steel | 1968-05-08 | Galvanized Steel
4440709 | 3 | [5 empty] | Removed from Ground | Gas (Historical Use) | 4000 | Bare Steel | 1968-05-08 | Galvanized Steel
4440709 | 4 |  |  | yes |  | yes | Removed from Ground | Used Oil | 550 | Not Marked/Unknown |  | Not Marked
4440709 | 5 |  |  | yes |  | yes | Removed from Ground | Used Oil | 550 | Not Marked/Unknown |  | Not Marked
4440710 | 1 | [5 empty] | Removed from Ground | Gas (Historical Use) | 6000 | Bare Steel | 1969-05-08 | Galvanized Steel | Pressurized
4440710 | 2 | [5 empty] | Removed from Ground | Gas (Historical Use) | 6000 | Bare Steel | 1969-05-08 | Galvanized Steel | Pressurized
4440710 | 3 | [5 empty] | Removed from Ground | Gas (Historical Use) | 4000 | Bare Steel | 1969-05-08 | Galvanized Steel | Pressurized
4440710 | 4 | Overfill Alarm | 2003-12-01 | no | 2003-12-01 | no | Currently in Use | Gas (Historical Use) | 20000 | Fiberglass Double Walled | 2003-12-01 | Double-Walled Fiberglass | Pressurized
4440710 | 5 | Overfill Alarm | 2003-12-01 | no | 2003-12-01 | no | Currently in Use | Gas (Historical Use) | 20000 | Fiberglass Double Walled | 2003-12-01 | Double-Walled Fiberglass | Pressurized
4440710 | 6 | Overfill Alarm | 2003-12-01 | no | 2003-12-01 | no | Currently in Use | Gas (Historical Use) | 12000 | Fiberglass Double Walled | 2003-12-01 | Double-Walled Fiberglass | Pressurized
4440711 | 1 | [5 empty] | Removed from Ground | Gas (Historical Use) | 3000 | Bare Steel | 1993-05-10 | Galvanized Steel | Safe Suction (Euro)
4440711 | 2 | [5 empty] | Removed from Ground | Gas (Historical Use) | 12000 | Bare Steel | 1993-05-10 | Galvanized Steel | Safe Suction (Euro)
4440712 | 1 | [5 empty] | Removed from Ground | Diesel | 4000 | Bare Steel | 1990-05-28 | Galvanized Steel
4440712 | 2 | [5 empty] | Removed from Ground | Diesel | 4000 | Bare Steel | 1990-05-28 | Galvanized Steel
4440712 | 3 | [5 empty] | Removed from Ground | Diesel | 4000 | Bare Steel | 1990-05-28 | Galvanized Steel
4440712 | 4 | [5 empty] | Removed from Ground | Diesel | 4000 | Bare Steel | 1990-05-28 | Galvanized Steel
4440712 | 5 | [5 empty] | Removed from Ground | Diesel | 4000 | Bare Steel | 1990-05-28 | Galvanized Steel
4440712 | 6 |  |  | yes |  | yes | Removed from Ground | Used Oil | 1000 | Bare Steel | 1990-05-28 | Galvanized Steel
4440712 | 7 |  |  | yes |  | yes | Removed from Ground | Used Oil | 2000 | Bare Steel | 1990-05-28 | Galvanized Steel
4440712 | 8 |  |  | yes |  | yes | Removed from Ground | Used Oil | 2000 | Bare Steel | 1990-05-28 | Galvanized Steel
4440713 | 1 | [5 empty] | Removed from Ground | Gas (Historical Use) | 12000 | Bare Steel | 1970-05-06 | Galvanized Steel | Pressurized
4440713 | 2 | [5 empty] | Removed from Ground | Gas (Historical Use) | 12000 | Bare Steel | 1970-05-06 | Galvanized Steel | Pressurized
4440713 | 3 | [5 empty] | Removed from Ground | Gas (Historical Use) | 12000 | Bare Steel | 1970-05-06 | Galvanized Steel | Pressurized
4440713 | 4 | Ball Float | 1996-01-15 | no | 1996-01-15 | no | Temporarily out of use | Regular | 12000 | Composite | 1996-01-15 | Double-Walled Flex | Pressurized
4440713 | 5 | Ball Float | 1996-01-15 | no | 1996-01-15 | no | Temporarily out of use | Premium | 10000 | Composite | 1996-01-15 | Double-Walled Flex | Pressurized
4440713 | 6 |  |  | no |  | no | Removed from Ground | Used Oil | 500 | Bare Steel | 2006-06-06 | Bare Steel
4440715 | 1 |  |  |  | 1993-09-08 |  | Temporarily out of use | Other | 500 | Bare Steel | 1983-05-07 | Galvanized Steel | Suction (American)
4440715 | 2 |  |  | yes | 1993-09-08 | yes | Temporarily out of use | Used Oil | 500 | Bare Steel | 1983-05-07 | Galvanized Steel | Gravity Fed
4440716 | 1 |  |  |  | 1993-09-08 |  | Closed in Ground | Other | 500 | Bare Steel | 1983-05-07 | Galvanized Steel | Suction (American)
4440716 | 2 |  |  | yes | 1993-09-08 | yes | Closed in Ground | Empty | 500 | Bare Steel | 1983-05-07 | Galvanized Steel | Gravity Fed
4440717 | 1 |  | 1998-11-01 |  | 1998-11-01 |  | Removed from Ground | Gas (Historical Use) | 3000 | Steel-Impressed Current | 1962-01-01 | Cathodically Protected
4440717 | 2 |  | 1998-11-01 |  | 1998-11-01 |  | Removed from Ground | Gas (Historical Use) | 3000 | Steel-Impressed Current | 1962-01-01 | Cathodically Protected
4440717 | 3 |  | 1998-11-01 |  | 1998-11-01 |  | Removed from Ground | Gas (Historical Use) | 2000 | Steel-Impressed Current | 1962-01-01 | Cathodically Protected
4440718 | 1 |  |  | yes |  | yes | Removed from Ground | Used Oil | 1 | Bare Steel | 1970-02-28 | Unknown
4440718 | 2 | [5 empty] | Removed from Ground | Other | 1000 | Bare Steel | 1970-02-28 | Unknown
4440718 | 3 | [5 empty] | Removed from Ground | Gas (Historical Use) | 3000 | Bare Steel | 1970-02-28 | Unknown
4440718 | 4 | [5 empty] | Removed from Ground | Other | 2000 | Bare Steel | 1970-02-28 | Unknown
4440718 | 5 |  |  | yes |  | yes | Removed from Ground | Used Oil | 1000 | Bare Steel | 1989-02-15 | Bare Steel
4440719 | 1 | Ball Float | 1999-01-26 |  | 1999-01-26 | yes | Currently in Use | E-10 | 4000 | Steel-Impressed Current | 1968-03-10 | Fiberglass Reinforced Plastic | Pressurized
4440719 | 2 | Ball Float | 1999-01-26 |  | 1999-01-26 | yes | Currently in Use | E-10 | 10000 | Steel-Impressed Current | 1968-03-10 | Fiberglass Reinforced Plastic | Pressurized
4440719 | 3 | Ball Float | 1999-01-26 |  | 1999-01-26 | yes | Currently in Use | E-10 | 10000 | Steel-Impressed Current | 1968-03-10 | Fiberglass Reinforced Plastic | Pressurized
4440719 | 4 | Ball Float | 1999-01-26 | yes | 1999-01-26 | yes | Temporarily out of use | Used Oil | 500 | Steel-Impressed Current | 1968-03-10 | Fiberglass Reinforced Plastic | Gravity Fed
4440721 | 1 |  | 1999-02-12 |  | 1999-02-12 |  | Removed from Ground | Hazardous Substance | 3000 | Cathodically Protected Steel | 1978-02-26 | Cathodically Protected | Suction (American)
4440721 | 1 | [5 empty] | Removed from Ground | Other | 3000 | Bare Steel | 1978-02-26 | Galvanized Steel | Suction (American)
4440722 | 1 | [5 empty] | Removed from Ground | Gas (Historical Use) | 6000 | Bare Steel | 1984-01-28 | Bare Steel
4440722 | 2 | [5 empty] | Removed from Ground | Gas (Historical Use) | 12000 | Bare Steel | 1984-01-28 | Bare Steel
4440722 | 3 | [5 empty] | Removed from Ground | Diesel | 12000 | Bare Steel | 1984-01-28 | Bare Steel
4440722 | 4 |  |  | yes |  | yes | Removed from Ground | Used Oil | 2000 | Bare Steel | 1984-01-28 | Bare Steel
4440722 | 5 | [5 empty] | Removed from Ground | Other | 2000 | Bare Steel | 1984-01-28 | Galvanized Steel
4440722 | 6 | [5 empty] | Removed from Ground | Other | 2000 | Bare Steel | 1984-01-28 | Galvanized Steel
4440722 | 7 |  |  | yes |  | yes | Removed from Ground | Used Oil | 560 | Fiberglass | 1984-01-28 | Bare Steel
4440722 | 8 |  |  | yes |  | yes | Removed from Ground | Used Oil | 400 | Bare Steel | 1984-01-28 | Bare Steel
4440722 | 9 | Ball Float | 1991-06-15 |  | 1991-06-15 |  | Currently in Use | Diesel | 20000 | Fiberglass | 1991-01-01 | Fiberglass Reinforced Plastic
4440723 | 1 | [5 empty] | Removed from Ground | Gas (Historical Use) | 4000 | Bare Steel | 1981-03-05 | Galvanized Steel
4440723 | 2 | [5 empty] | Removed from Ground | Diesel | 3000 | Bare Steel | 1981-03-05 | Galvanized Steel
4440724 | 1 |  |  | yes |  | yes | Removed from Ground | Used Oil | 500 | Bare Steel | 1983-03-13 | Galvanized Steel
4440725 | 1 | [5 empty] | Removed from Ground | Diesel | 10000 | Bare Steel | 1979-03-06 | Galvanized Steel
4440725 | 2 | [5 empty] | Removed from Ground | Gas (Historical Use) | 10000 | Bare Steel | 1979-05-02 | Galvanized Steel
4440730 | 1 | [5 empty] | Removed from Ground | Gas (Historical Use) | 4000 | Bare Steel | 1966-03-06 | Galvanized Steel
4440730 | 2 | [5 empty] | Removed from Ground | Gas (Historical Use) | 4000 | Bare Steel | 1966-03-06 | Galvanized Steel
4440730 | 3 | [5 empty] | Removed from Ground | Gas (Historical Use) | 4000 | Bare Steel | 1966-03-06 | Galvanized Steel
4440730 | 4 | [5 empty] | Removed from Ground | Gas (Historical Use) | 4000 | Bare Steel | 1966-03-06 | Galvanized Steel
4440731 | 1 | [5 empty] | Removed from Ground | Gas (Historical Use) | 10000 | Marked Unknown | 1974-04-11 | Unknown
4440731 | 2 |  |  | yes |  | yes | Removed from Ground | Used Oil | 250 | Bare Steel | 1974-04-11 | Unknown
4440732 | 1 | [5 empty] | Removed from Ground | Gas (Historical Use) | 3008 | Bare Steel | 1987-01-01 | Unknown
4440733 | 2 | [5 empty] | Removed from Ground | Diesel | 10000 | Bare Steel | 1965-01-01 | Galvanized Steel
4440733 | 3 |  |  | yes |  | yes | Removed from Ground | Used Oil | 10000 | Bare Steel | 1965-01-01 | Galvanized Steel
4440733 | 4 |  |  | yes |  | yes | Removed from Ground | Used Oil | 500 | Bare Steel | 1965-01-01 | Galvanized Steel
4440735 | 1 | [5 empty] | Removed from Ground | Diesel | 8000 | Bare Steel | 1985-01-01 | Galvanized Steel | Pressurized
4440735 | 2 | [5 empty] | Removed from Ground | Diesel | 8000 | Bare Steel | 1985-01-01 | Galvanized Steel | Pressurized
4440735 | 3 | [5 empty] | Removed from Ground | Other | 2000 | Bare Steel | 1985-01-01 | Galvanized Steel | Safe Suction (Euro)
4440735 | 4 | [5 empty] | Removed from Ground | Empty | 10000 | Bare Steel | 1985-01-01 | Galvanized Steel | Pressurized
4440735 | 5 |  |  | yes |  | yes | Removed from Ground | Used Oil | 1000 | Bare Steel | 1985-01-01 | Galvanized Steel | Pressurized
4440735 | 6 | [5 empty] | Removed from Ground | Diesel | 20000 | Cathodically Protected Steel | 1988-01-01 | Cathodically Protected | Pressurized
4440735 | 7 | [5 empty] | Removed from Ground | Gas (Historical Use) | 12000 | Cathodically Protected Steel | 1988-01-01 | Cathodically Protected | Pressurized
4440735 | 8 | [5 empty] | Removed from Ground | Other | 2000 | Cathodically Protected Steel | 1987-11-01 | Cathodically Protected | Safe Suction (Euro)
4440735 | 9 |  |  | yes |  | yes | Removed from Ground | Used Oil | 2000 | Cathodically Protected Steel | 1987-11-01 | Cathodically Protected | Pressurized
4440737 | 1 | Flapper Valve | 2004-03-01 |  | 1998-01-01 |  | Currently in Use | Diesel | 12000 | Steel-Impressed Current | 1985-03-13 | Steel (Impressed Current) | Pressurized
4440737 | 2 | Flapper Valve | 2004-03-01 |  | 1982-01-01 |  | Currently in Use | Diesel | 8000 | Steel-Impressed Current | 1985-03-13 | Steel (Impressed Current) | Pressurized
4440737 | 3 | Flapper Valve | 2004-03-13 |  | 1998-01-01 |  | Currently in Use | Diesel | 8000 | Steel-Impressed Current | 1985-03-13 | Steel (Impressed Current) | Pressurized
4440737 | 4 | Flapper Valve | 2004-03-01 |  | 1998-01-01 |  | Currently in Use | Gas (Historical Use) | 8000 | Steel-Impressed Current | 1985-03-13 | Steel (Impressed Current) | Pressurized
4440737 | 5 | Flapper Valve | 2004-03-01 |  | 1998-01-01 |  | Currently in Use | Diesel | 5000 | Steel-Impressed Current | 1985-03-13 | Steel (Impressed Current) | Pressurized
4440738 | 1 | [5 empty] | Removed from Ground | Gas (Historical Use) | 4000 | Bare Steel | 1968-03-25 | Galvanized Steel | Suction (American)
4440738 | 2 | [5 empty] | Removed from Ground | Gas (Historical Use) | 4000 | Bare Steel | 1968-03-25 | Galvanized Steel | Suction (American)
4440738 | 3 | [5 empty] | Removed from Ground | Diesel | 4000 | Bare Steel | 1978-03-25 | Galvanized Steel | Suction (American)
4440738 | 4 | [5 empty] | Removed from Ground | Kerosene | 500 | Bare Steel | 1968-03-25 | Galvanized Steel | Suction (American)
4440738 | 5 |  |  | yes |  | yes | Removed from Ground | Used Oil | 500 | Bare Steel | 1968-03-25 | Galvanized Steel
4440739 | 1 | [5 empty] | Removed from Ground | Gas (Historical Use) | 4000 | Bare Steel | 1969-03-24 | Galvanized Steel
4440739 | 2 | [5 empty] | Removed from Ground | Gas (Historical Use) | 4000 | Bare Steel | 1969-03-24 | Galvanized Steel
4440739 | 3 |  |  | yes |  | yes | Removed from Ground | Used Oil | 500 | Bare Steel | 1969-03-24 | Galvanized Steel
4440740 | 1 | [5 empty] | Removed from Ground | Gas (Historical Use) | 4000 | Bare Steel | 1962-03-13 | Galvanized Steel
4440740 | 2 | [5 empty] | Removed from Ground | Gas (Historical Use) | 4000 | Bare Steel | 1962-03-13 | Galvanized Steel
4440740 | 3 | [5 empty] | Removed from Ground | Gas (Historical Use) | 4000 | Bare Steel | 1962-03-13 | Galvanized Steel
4440740 | 4 | [5 empty] | Removed from Ground | Gas (Historical Use) | 4000 | Bare Steel | 1962-03-13 | Galvanized Steel
4440740 | 5 |  |  | yes |  | yes | Removed from Ground | Used Oil | 550 | Bare Steel | 1962-03-13 | Galvanized Steel
4440741 | 1 | [5 empty] | Removed from Ground | Gas (Historical Use) | 4000 | Bare Steel | 1963-03-14 | Galvanized Steel
4440741 | 2 | [5 empty] | Removed from Ground | Gas (Historical Use) | 4000 | Bare Steel | 1963-03-14 | Galvanized Steel
4440741 | 3 |  |  | yes |  | yes | Removed from Ground | Used Oil | 550 | Bare Steel | 1963-03-14 | Galvanized Steel
4440742 | 1 | [5 empty] | Removed from Ground | Gas (Historical Use) | 4000 | Bare Steel | 1967-03-15 | Galvanized Steel
4440742 | 2 | [5 empty] | Removed from Ground | Gas (Historical Use) | 4000 | Bare Steel | 1967-03-15 | Galvanized Steel | Suction (American)
4440742 | 3 | [5 empty] | Removed from Ground | Gas (Historical Use) | 4000 | Bare Steel | 1967-03-15 | Galvanized Steel | Suction (American)
4440742 | 4 | [5 empty] | Removed from Ground | Kerosene | 550 | Bare Steel | 1967-03-15 | Galvanized Steel
4440742 | 5 |  |  | yes |  | yes | Removed from Ground | Used Oil | 550 | Bare Steel | 1967-03-15 | Galvanized Steel
4440743 | 1 | [5 empty] | Removed from Ground | Gas (Historical Use) | 3000 | Bare Steel | 1956-03-14 | Galvanized Steel | Safe Suction (Euro)
4440743 | 2 | [5 empty] | Removed from Ground | Gas (Historical Use) | 3000 | Bare Steel | 1956-03-14 | Bare Steel | Safe Suction (Euro)
4440743 | 3 |  |  | yes |  | yes | Removed from Ground | Used Oil | 550 | Bare Steel | 1956-03-14 | Bare Steel | Gravity Fed
4440744 | 1 | [5 empty] | Removed from Ground | Gas (Historical Use) | 3000 | Bare Steel | 1967-03-28 | Galvanized Steel
4440744 | 2 | [5 empty] | Removed from Ground | Gas (Historical Use) | 3000 | Bare Steel | 1967-03-28 | Galvanized Steel
4440744 | 3 | [5 empty] | Removed from Ground | Gas (Historical Use) | 1000 | Bare Steel | 1975-03-28 | Galvanized Steel
4440745 | 1 | [5 empty] | Removed from Ground | Diesel | 6000 | Bare Steel | 1964-03-19 | Galvanized Steel
4440745 | 2 | [5 empty] | Removed from Ground | Other | 6000 | Bare Steel | 1964-03-19 | Galvanized Steel
4440745 | 3 |  |  | yes |  | yes | Removed from Ground | Used Oil | 550 | Bare Steel | 1964-03-19 | Galvanized Steel
4440746 | 1 | [5 empty] | Removed from Ground | Gas (Historical Use) | 1000 | Bare Steel | 1968-03-20 | Galvanized Steel
4440746 | 2 | [5 empty] | Removed from Ground | Gas (Historical Use) | 1000 | Bare Steel | 1984-03-20 | Galvanized Steel
4440747 | 1 | [5 empty] | Removed from Ground | Diesel | 2000 | Bare Steel | 1966-03-20 | Galvanized Steel
4440747 | 2 | [5 empty] | Removed from Ground | Diesel | 2000 | Bare Steel | 1974-03-20 | Galvanized Steel
4440748 | 1 | [5 empty] | Removed from Ground | Gas (Historical Use) | 1000 | Bare Steel | 1972-04-02 | Galvanized Steel
4440749 | 1 | [5 empty] | Removed from Ground | Gas (Historical Use) | 1000 | Bare Steel | 1977-03-07 | Unknown
4440750 | D-1 | [5 empty] | Removed from Ground | Diesel | 8000 | Bare Steel | 1974-04-10 | Unknown
4440750 | G-1 | [5 empty] | Removed from Ground | Gas (Historical Use) | 8000 | Bare Steel | 1974-04-10 | Unknown
4440751 | 1 | [5 empty] | Removed from Ground | Other | 5000 | Cathodically Protected Steel | 1976-04-10 | Galvanized Steel | Gravity Fed
4440751 | 2 | [5 empty] | Removed from Ground | Other | 3000 | Cathodically Protected Steel | 1976-04-10 | Galvanized Steel | Gravity Fed
4440751 | 3 | [5 empty] | Removed from Ground | Other | 3000 | Cathodically Protected Steel | 1976-04-10 | Bare Steel | Gravity Fed
4440751 | 4 | [5 empty] | Removed from Ground | Other | 3000 | Cathodically Protected Steel | 1976-04-10 | Galvanized Steel | Gravity Fed
4440751 | 5 | [5 empty] | Removed from Ground | Other | 3000 | Cathodically Protected Steel | 1976-04-10 | Galvanized Steel | Gravity Fed
4440751 | 6 | [5 empty] | Removed from Ground | Other | 3000 | Cathodically Protected Steel | 1976-04-10 | Galvanized Steel | Gravity Fed
4440751 | 7 | [5 empty] | Removed from Ground | Other | 3000 | Cathodically Protected Steel | 1976-04-10 | Galvanized Steel | Gravity Fed
4440751 | 8 | [5 empty] | Removed from Ground | Other | 3000 | Cathodically Protected Steel | 1976-04-10 | Galvanized Steel | Gravity Fed
4440752 | 1 | [5 empty] | Removed from Ground | Diesel | 4000 | Bare Steel | 1994-01-21 | Galvanized Steel
4440752 | 2 | [5 empty] | Removed from Ground | Gas (Historical Use) | 4000 | Bare Steel | 1994-01-21 | Galvanized Steel
4440752 | 3 | [5 empty] | Removed from Ground | Gas (Historical Use) | 4000 | Bare Steel | 1994-01-21 | Galvanized Steel
4440752 | 4 | [5 empty] | Removed from Ground | Gas (Historical Use) | 4000 | Bare Steel | 1994-01-21 | Galvanized Steel
4440753 | 1 | [5 empty] | Removed from Ground | Gas (Historical Use) | 10000 | Bare Steel | 1981-04-04 | Unknown
4440757 | 1 | [5 empty] | Removed from Ground | Gas (Historical Use) | 8000 | Cathodically Protected Steel | 1982-04-07 | Bare Steel
4440757 | 2 | [5 empty] | Removed from Ground | Gas (Historical Use) | 8000 | Bare Steel | 1968-04-07 | Bare Steel
4440757 | 3 | [5 empty] | Removed from Ground | Gas (Historical Use) | 8000 | Bare Steel | 1968-04-07 | Bare Steel
4440757 | 4 | [5 empty] | Removed from Ground | Gas (Historical Use) | 10000 | Bare Steel | 1974-04-07 | Bare Steel
4440757 | 5 |  |  | yes |  | yes | Removed from Ground | Used Oil | 560 | Bare Steel | 1968-04-07 | Bare Steel
4440757 | 6 |  | 1987-05-01 |  | 1987-05-01 |  | Removed from Ground | Gas (Historical Use) | 10000 | Unknown | 1987-11-11 | Fiberglass Reinforced Plastic | Pressurized
4440757 | 7 |  | 1987-05-01 |  | 1987-05-01 |  | Removed from Ground | Gas (Historical Use) | 12000 | Unknown | 1987-11-11 | Fiberglass Reinforced Plastic | Pressurized
4440757 | 8 |  | 1987-05-01 |  | 1987-05-01 |  | Removed from Ground | Gas (Historical Use) | 12000 | Unknown | 1987-11-11 | Fiberglass Reinforced Plastic | Pressurized
4440758 | 1 | [5 empty] | Removed from Ground | Gas (Historical Use) | 3000 | Bare Steel | 1962-04-07 | Bare Steel
4440758 | 2 | [5 empty] | Removed from Ground | Gas (Historical Use) | 2000 | Bare Steel | 1962-04-07 | Bare Steel
4440758 | 3 | [5 empty] | Removed from Ground | Gas (Historical Use) | 4000 | Bare Steel | 1962-04-07 | Bare Steel
4440758 | 4 | [5 empty] | Removed from Ground | Gas (Historical Use) | 3000 | Bare Steel | 1962-04-07 | Bare Steel
4440758 | 5 | [5 empty] | Removed from Ground | Gas (Historical Use) | 8000 | Bare Steel | 1974-04-07 | Bare Steel
4440758 | 6 |  |  | yes |  | yes | Removed from Ground | Used Oil | 560 | Bare Steel | 1962-04-07 | Bare Steel
4440758 | 7 |  | 1987-08-01 |  | 1987-08-01 |  | Removed from Ground | Gas (Historical Use) | 10000 | Fiberglass | 1987-08-01 | Fiberglass Reinforced Plastic | Pressurized
4440758 | 8 |  | 1987-08-01 |  | 1987-08-01 |  | Removed from Ground | Gas (Historical Use) | 12000 | Fiberglass | 1987-08-01 | Fiberglass Reinforced Plastic | Pressurized
4440758 | 9 |  | 1987-08-01 |  | 1987-08-01 |  | Removed from Ground | Gas (Historical Use) | 12000 | Fiberglass | 1987-08-01 | Fiberglass Reinforced Plastic | Pressurized
4440760 | 1 | [5 empty] | Removed from Ground | Gas (Historical Use) | 8000 | Bare Steel | 1969-04-07 | Bare Steel
4440760 | 2 | [5 empty] | Removed from Ground | Gas (Historical Use) | 8000 | Bare Steel | 1969-04-07 | Bare Steel
4440760 | 3 | [5 empty] | Removed from Ground | Gas (Historical Use) | 8000 | Bare Steel | 1975-04-08 | Bare Steel
4440760 | 4 | [5 empty] | Removed from Ground | Gas (Historical Use) | 8000 | Cathodically Protected Steel | 1982-04-07 | Bare Steel
4440760 | 5 |  |  | yes |  | yes | Removed from Ground | Used Oil | 560 | Bare Steel | 1969-04-07 | Bare Steel
4440760 | 6 |  |  | yes |  | yes | Removed from Ground | Used Oil | 560 | Bare Steel | 1969-04-07 | Bare Steel
4440760 | 7 | Ball Float | 1987-02-01 |  | 1987-02-01 |  | Currently in Use | Diesel | 8000 | Galvanic (STIP-3) | 1987-03-15 | Fiberglass Reinforced Plastic | Pressurized
4440760 | 8 | Ball Float | 1987-02-01 |  | 1987-02-01 |  | Currently in Use | E-10 | 12000 | Galvanic (STIP-3) | 1987-03-15 | Fiberglass Reinforced Plastic | Pressurized
4440760 | 9 | Ball Float | 1987-02-01 |  | 1987-02-01 |  | Currently in Use | E-10 | 12000 | Galvanic (STIP-3) | 1987-03-15 | Fiberglass Reinforced Plastic | Pressurized
4440762 | 1 | [5 empty] | Removed from Ground | Gas (Historical Use) | 12000 | Fiberglass | 1978-04-14 | Fiberglass Reinforced Plastic
4440762 | 2 | [5 empty] | Removed from Ground | Gas (Historical Use) | 12000 | Fiberglass | 1978-04-14 | Fiberglass Reinforced Plastic
4440762 | 3 | [5 empty] | Removed from Ground | Gas (Historical Use) | 12000 | Fiberglass | 1978-04-14 | Fiberglass Reinforced Plastic
4440763 | 1 | [5 empty] | Removed from Ground | Gas (Historical Use) | 6000 | Bare Steel | 1978-04-14 | Galvanized Steel
4440763 | 2 | [5 empty] | Removed from Ground | Gas (Historical Use) | 6000 | Bare Steel | 1978-04-14 | Galvanized Steel
4440763 | 3 | [5 empty] | Removed from Ground | Gas (Historical Use) | 12000 | Bare Steel | 1978-04-14 | Galvanized Steel
4440763 | 4 | [5 empty] | Removed from Ground | Gas (Historical Use) | 12000 | Bare Steel | 1978-04-14 | Galvanized Steel
4440764 | 1 |  |  | yes |  | yes | Removed from Ground | Used Oil | 550 | Bare Steel | 1969-04-14 | Galvanized Steel
4440764 | 2 | [5 empty] | Removed from Ground | Gas (Historical Use) | 10000 | Bare Steel | 1969-04-14 | Galvanized Steel
4440764 | 3 | [5 empty] | Removed from Ground | Gas (Historical Use) | 10000 | Bare Steel | 1969-04-14 | Galvanized Steel
4440765 | 1 | [5 empty] | Removed from Ground | Gas (Historical Use) | 4000 | Bare Steel | 1963-04-15 | Galvanized Steel
4440765 | 2 | [5 empty] | Removed from Ground | Gas (Historical Use) | 4000 | Bare Steel | 1963-04-15 | Galvanized Steel
4440765 | 3 | [5 empty] | Removed from Ground | Gas (Historical Use) | 4000 | Bare Steel | 1963-04-15 | Galvanized Steel
4440765 | 4 | [5 empty] | Removed from Ground | Gas (Historical Use) | 4000 | Bare Steel | 1966-04-14 | Galvanized Steel
4440765 | 5 | [5 empty] | Removed from Ground | Gas (Historical Use) | 10000 | Bare Steel | 1978-04-14 | Galvanized Steel
4440765 | 6 | Ball Float | 1997-01-01 |  | 1997-01-01 |  | Currently in Use | Gas (Historical Use) | 12000 | Fiberglass | 1990-04-26 | Double-Walled Flex | Pressurized
4440765 | 7 | Ball Float | 1997-01-01 |  | 1997-01-01 |  | Currently in Use | Gas (Historical Use) | 12000 | Fiberglass | 1990-04-26 | Double-Walled Flex | Pressurized
4440765 | 8 | Ball Float | 1997-01-01 |  | 1997-01-01 |  | Currently in Use | Gas (Historical Use) | 12000 | Fiberglass | 1990-04-26 | Double-Walled Flex | Pressurized
4440765 | 9 | Ball Float | 1997-01-01 |  | 1997-01-01 |  | Currently in Use | Diesel | 6000 | Fiberglass | 1988-03-23 | Double-Walled Flex | Pressurized
4440767 | 1 | [5 empty] | Removed from Ground | Other | 10000 | Bare Steel | 1967-04-15 | Galvanized Steel
4440767 | 2 | [5 empty] | Removed from Ground | Other | 10000 | Bare Steel | 1967-04-15 | Galvanized Steel
4440767 | 3 | [5 empty] | Removed from Ground | Other | 10000 | Bare Steel | 1967-04-15 | Galvanized Steel
4440767 | 4 | [5 empty] | Removed from Ground | Other | 550 | Bare Steel | 1967-04-15 | Galvanized Steel
4440768 | 1 | [5 empty] | Removed from Ground | Gas (Historical Use) | 6000 | Bare Steel | 1965-04-14 | Galvanized Steel
4440768 | 10 | [5 empty] | Removed from Ground | Gas (Historical Use) | 12000 | Fiberglass | 1988-01-10 | Fiberglass Reinforced Plastic | Pressurized
4440768 | 11 | [5 empty] | Removed from Ground | Gas (Historical Use) | 12000 | Fiberglass | 1988-01-10 | Fiberglass Reinforced Plastic | Pressurized
4440768 | 12 | [5 empty] | Removed from Ground | Gas (Historical Use) | 12000 | Fiberglass | 1988-01-10 | Fiberglass Reinforced Plastic | Pressurized
4440768 | 2 | [5 empty] | Removed from Ground | Gas (Historical Use) | 6000 | Bare Steel | 1965-04-14 | Galvanized Steel
4440768 | 3 | [5 empty] | Removed from Ground | Gas (Historical Use) | 6000 | Bare Steel | 1965-04-14 | Galvanized Steel
4440768 | 4 | [5 empty] | Removed from Ground | Gas (Historical Use) | 6000 | Bare Steel | 1965-04-14 | Galvanized Steel
4440768 | 5 |  |  | yes |  | yes | Removed from Ground | Used Oil | 1000 | Bare Steel | 1965-04-14 | Galvanized Steel
4440768 | 6 |  |  | yes |  | yes | Removed from Ground | Used Oil | 550 | Bare Steel | 1965-04-14 | Galvanized Steel
4440768 | 7 |  |  | yes |  | yes | Removed from Ground | Used Oil | 550 | Bare Steel | 1965-04-14 | Galvanized Steel
4440768 | 8 |  |  | yes |  | yes | Removed from Ground | Used Oil | 550 | Fiberglass | 1990-09-01 | Fiberglass Reinforced Plastic | Gravity Fed
4440768 | 9 | [5 empty] | Removed from Ground | Gas (Historical Use) | 6000 | Bare Steel | 1965-04-14 | Galvanized Steel
4440769 | 1 | [5 empty] | Removed from Ground | Gas (Historical Use) | 4000 | Bare Steel | 1963-04-15 | Galvanized Steel
4440769 | 10 | [5 empty] | Removed from Ground | Gas (Historical Use) | 12000 | Fiberglass | 1988-02-15 | Fiberglass Reinforced Plastic
4440769 | 11 | [5 empty] | Removed from Ground | Gas (Historical Use) | 12000 | Fiberglass | 1988-02-15 | Fiberglass Reinforced Plastic
4440769 | 12 | [5 empty] | Removed from Ground | Gas (Historical Use) | 12000 | Fiberglass | 1988-02-15 | Fiberglass Reinforced Plastic
4440769 | 13 | Ball Float | 2008-09-14 |  | 2007-10-10 |  | Temporarily out of use | Gas (Historical Use) | 8000 | Galvanic (STIP-3) | 1993-10-15 | Fiberglass Reinforced Plastic | Pressurized
4440769 | 14 | Ball Float | 2008-09-14 |  | 2007-10-10 |  | Temporarily out of use | Gas (Historical Use) | 8000 | Galvanic (STIP-3) | 1993-10-15 | Fiberglass Reinforced Plastic | Pressurized
4440769 | 2 | [5 empty] | Removed from Ground | Gas (Historical Use) | 4000 | Bare Steel | 1963-04-15 | Galvanized Steel
4440769 | 3 | [5 empty] | Removed from Ground | Gas (Historical Use) | 4000 | Bare Steel | 1963-04-15 | Galvanized Steel
4440769 | 4 | [5 empty] | Removed from Ground | Gas (Historical Use) | 4000 | Bare Steel | 1963-04-15 | Galvanized Steel
4440769 | 5 |  |  | yes |  | yes | Removed from Ground | Used Oil | 550 | Bare Steel | 1963-04-15 | Galvanized Steel
4440769 | 6 | [5 empty] | Removed from Ground | Diesel | 550 | Bare Steel | 1963-04-15 | Galvanized Steel
4440769 | 7 | [5 empty] | Removed from Ground | Kerosene | 550 | Bare Steel | 1963-04-15 | Galvanized Steel
4440769 | 8 | [5 empty] | Removed from Ground | Gas (Historical Use) | 8000 | Bare Steel | 1987-01-01 | Galvanized Steel
4440770 | 1 | [5 empty] | Removed from Ground | Diesel | 10000 | Bare Steel | 1974-04-16 | Galvanized Steel | Safe Suction (Euro)
4440772 | 1 | Ball Float | 1988-05-01 | no | 1988-05-01 | no | Currently in Use | Regular | 10000 | Fiberglass | 1983-04-16 | Fiberglass Reinforced Plastic | Pressurized
4440772 | 2 | Ball Float | 1988-05-01 | no | 1988-05-01 | no | Temporarily out of use | Regular | 10000 | Fiberglass | 1983-04-16 | Fiberglass Reinforced Plastic | Pressurized
4440772 | 3 | Ball Float | 1988-05-01 | no | 1988-05-01 | no | Currently in Use | Premium | 10000 | Fiberglass | 1983-04-16 | Fiberglass Reinforced Plastic | Pressurized
4440772 | 4 | Ball Float | 1988-04-01 | no | 1988-04-01 | no | Currently in Use | Diesel | 10000 | Fiberglass | 1983-04-18 | Fiberglass Reinforced Plastic | Pressurized
4440773 | 1 | [5 empty] | Removed from Ground | Gas (Historical Use) | 8000 | Bare Steel | 1978-04-15 | Galvanized Steel | Pressurized
4440773 | 2 | [5 empty] | Removed from Ground | Gas (Historical Use) | 8000 | Bare Steel | 1978-04-15 | Galvanized Steel | Pressurized
4440773 | 3 | [5 empty] | Removed from Ground | Gas (Historical Use) | 8000 | Bare Steel | 1978-04-15 | Galvanized Steel | Pressurized
4440773 | 4 | [5 empty] | Removed from Ground | Other | 500 | Not Marked/Unknown | 1998-05-04 | Not Marked
4440774 | 1 | Ball Float | 1989-02-01 | no | 1989-02-01 | no | Currently in Use | Premium | 10000 | Fiberglass | 1989-02-01 | Fiberglass Reinforced Plastic | Pressurized
4440774 | 3 | Ball Float | 1989-02-01 | no | 1989-02-01 | no | Currently in Use | Diesel | 10000 | Fiberglass | 1989-02-01 | Fiberglass Reinforced Plastic | Pressurized
4440774 | 4 | Flapper Valve | 1989-02-01 | no | 1989-02-01 | no | Currently in Use | Kerosene | 4000 | Fiberglass | 1989-02-01 | Fiberglass Reinforced Plastic | Safe Suction (Euro)
4440776 | 1 | [5 empty] | Closed in Ground | Gas (Historical Use) | 0 | Bare Steel | 1982-01-01 | Unknown
4440776 | 2 | [5 empty] | Closed in Ground | Gas (Historical Use) | 0 | Bare Steel | 1982-01-01 | Unknown
4440776 | 3 | [5 empty] | Closed in Ground | Gas (Historical Use) | 0 | Bare Steel | 1983-01-01 | Unknown
4440776 | 4 | [5 empty] | Closed in Ground | Empty | 0 | Bare Steel | 1983-01-01 | Unknown
4440776 | 5 |  |  | yes |  | yes | Currently in Use | Used Oil | 200 | Bare Steel |  | Unknown
4440777 | 1 | [5 empty] | Removed from Ground | Hazardous Substance | 6000 | Bare Steel | 1979-04-19 | Galvanized Steel
4440777 | 2 | [5 empty] | Removed from Ground | Hazardous Substance | 6000 | Bare Steel | 1979-04-19 | Galvanized Steel
4440777 | 3 | [5 empty] | Removed from Ground | Hazardous Substance | 10000 | Bare Steel | 1979-04-19 | Galvanized Steel
4440777 | 4 | [5 empty] | Removed from Ground | Hazardous Substance | 6000 | Bare Steel | 1979-04-19 | Galvanized Steel
4440777 | 5 | [5 empty] | Removed from Ground | Hazardous Substance | 6000 | Bare Steel | 1979-04-19 | Galvanized Steel
4440777 | 6 | [5 empty] | Removed from Ground | Hazardous Substance | 6000 | Bare Steel | 1979-04-19 | Galvanized Steel
4440777 | 7 | [5 empty] | Removed from Ground | Hazardous Substance | 6000 | Bare Steel | 1979-04-19 | Galvanized Steel
4440778 | 1 | [5 empty] | Removed from Ground | Diesel | 10000 | Bare Steel | 1957-12-31 | Unknown
4440780 | 1 | [5 empty] | Removed from Ground | Gas (Historical Use) | 6000 | Bare Steel | 1969-04-08 | Galvanized Steel
4440780 | 2 | [5 empty] | Removed from Ground | Gas (Historical Use) | 6000 | Bare Steel | 1969-04-08 | Galvanized Steel
4440780 | 3 | [5 empty] | Removed from Ground | Gas (Historical Use) | 6000 | Bare Steel | 1969-04-08 | Galvanized Steel
4440780 | 4 | [5 empty] | Removed from Ground | Gas (Historical Use) | 6000 | Bare Steel | 1969-04-08 | Galvanized Steel
4440780 | 5 | [5 empty] | Removed from Ground | Diesel | 550 | Marked Unknown | 1992-12-03 | Unknown
4440781 | 1 | [5 empty] | Removed from Ground | Gas (Historical Use) | 8000 | Bare Steel | 1968-04-08 | Galvanized Steel | Pressurized
4440781 | 2 | [5 empty] | Removed from Ground | Gas (Historical Use) | 8000 | Bare Steel | 1968-04-08 | Galvanized Steel | Pressurized
4440781 | 3 | [5 empty] | Removed from Ground | Gas (Historical Use) | 8000 | Bare Steel | 1968-04-08 | Galvanized Steel | Pressurized
4440781 | 4 | [5 empty] | Removed from Ground | Diesel | 10000 | Fiberglass | 1984-12-01 | Fiberglass Reinforced Plastic | Pressurized
4440782 | 1 | Ball Float | 2010-10-22 | no | 2010-10-22 | no | Temporarily out of use | Gas (Historical Use) | 10000 | Fiberglass | 1979-04-09 | Double-Walled Fiberglass | Pressurized
4440782 | 2 | Ball Float | 2010-10-22 | no | 2010-10-22 | no | Temporarily out of use | Gas (Historical Use) | 10000 | Fiberglass | 1979-04-09 | Double-Walled Fiberglass | Pressurized
4440782 | 3 | Ball Float | 2010-10-22 | no | 2010-10-22 | no | Temporarily out of use | Gas (Historical Use) | 10000 | Fiberglass | 1979-04-09 | Double-Walled Fiberglass | Pressurized
4440782 | 4 | Ball Float | 2010-10-22 | no | 2010-10-22 | no | Temporarily out of use | Diesel | 10000 | Fiberglass | 1979-04-09 | Double-Walled Fiberglass | Pressurized
4440783 | 1 |  |  | no |  | no | Removed from Ground | Gas (Historical Use) | 6000 | Bare Steel | 1969-04-08 | Galvanized Steel
4440783 | 2 |  |  | no |  | no | Removed from Ground | Gas (Historical Use) | 6000 | Bare Steel | 1969-04-08 | Galvanized Steel
4440783 | 3 |  |  | no |  | no | Removed from Ground | Gas (Historical Use) | 6000 | Bare Steel | 1969-04-08 | Galvanized Steel
4440783 | 4 |  |  | no |  | no | Removed from Ground | Diesel | 6000 | Bare Steel | 1969-04-08 | Galvanized Steel
4440783 | 5 | Flapper Valve | 1989-11-01 | no | 1989-11-01 | no | Currently in Use | Regular | 10000 | Fiberglass Double Walled | 1989-11-01 | Double-Walled Fiberglass | Pressurized
4440783 | 6 | Flapper Valve | 1989-11-01 | no | 1989-11-01 | no | Currently in Use | Premium | 10000 | Fiberglass Double Walled | 1989-11-01 | Double-Walled Fiberglass | Pressurized
4440783 | 7 | Flapper Valve | 1989-11-01 | no | 1989-11-01 | no | Currently in Use | Premium | 10000 | Fiberglass Double Walled | 1989-11-01 | Double-Walled Fiberglass | Pressurized
4440783 | 8 | Flapper Valve | 1989-11-01 | no | 1989-11-01 | no | Currently in Use | Diesel | 10000 | Fiberglass Double Walled | 1989-11-01 | Double-Walled Fiberglass | Pressurized
4440784 | 1 |  | 1999-01-25 | no | 1999-01-25 | no | Temporarily out of use | Gas (Historical Use) | 6000 | Steel-Impressed Current | 1969-04-08 | Fiberglass Reinforced Plastic | Pressurized
4440784 | 2 |  | 1999-01-25 | no | 1999-01-25 | no | Temporarily out of use | Gas (Historical Use) | 6000 | Steel-Impressed Current | 1969-04-08 | Fiberglass Reinforced Plastic | Pressurized
4440784 | 3 |  | 1999-01-25 | no | 1999-01-25 | no | Temporarily out of use | Gas (Historical Use) | 6000 | Steel-Impressed Current | 1969-04-08 | Fiberglass Reinforced Plastic | Pressurized
4440784 | 4 |  | 1999-01-25 | no | 1999-01-25 | no | Temporarily out of use | Diesel | 6000 | Steel-Impressed Current | 1969-04-08 | Fiberglass Reinforced Plastic | Pressurized
4440786 | 1 |  |  | yes |  | yes | Removed from Ground | Used Oil | 1000 | Bare Steel | 1976-03-31 | Galvanized Steel | Gravity Fed
4440786 | 2 | [5 empty] | Removed from Ground | Other | 552 | Bare Steel | 1976-03-31 | Galvanized Steel | Safe Suction (Euro)
4440786 | 3 |  |  | yes |  | yes | Removed from Ground | Used Oil | 1000 | Bare Steel | 1994-02-11 | Galvanized Steel | Gravity Fed
4440787 | 1 | Ball Float | 1978-07-01 | no | 1978-07-01 | no | Currently in Use | Regular | 10000 | Galvanic (STIP-3) | 1978-05-01 | Fiberglass Reinforced Plastic | Pressurized
4440787 | 2 | Ball Float | 1978-05-01 | no | 1978-05-01 | no | Currently in Use | Premium | 10000 | Galvanic (STIP-3) | 1978-05-01 | Fiberglass Reinforced Plastic | Pressurized
4440787 | 3 | Ball Float | 1978-05-01 | no | 1978-05-01 | no | Currently in Use | Diesel | 10000 | Galvanic (STIP-3) | 1978-05-01 | Fiberglass Reinforced Plastic | Pressurized
4440788 | 1 |  | 1978-04-30 |  | 1978-04-30 |  | Removed from Ground | Gas (Historical Use) | 10000 | Steel-Impressed Current | 1978-04-30 | Galvanized Steel | Pressurized
4440788 | 2 |  | 1978-04-30 |  | 1978-04-30 |  | Removed from Ground | Gas (Historical Use) | 10000 | Steel-Impressed Current | 1978-04-30 | Galvanized Steel | Pressurized
4440788 | 3 |  | 1978-04-30 |  | 1978-04-30 |  | Removed from Ground | Gas (Historical Use) | 10000 | Steel-Impressed Current | 1978-04-30 | Galvanized Steel | Pressurized
4440788 | 4 | Ball Float | 2003-10-01 | no | 2003-10-20 | yes | Currently in Use | Regular | 0 | Composite | 2003-10-19 | Double-Walled Fiberglass | Pressurized
4440788 | 5 | Ball Float | 2003-10-01 | no | 2003-10-20 | yes | Currently in Use | Premium | 0 | Composite | 2003-10-19 | Double-Walled Fiberglass | Pressurized
4440789 | 1 | [5 empty] | Removed from Ground | Gas (Historical Use) | 6000 | Bare Steel | 1957-04-30 | Galvanized Steel
4440789 | 2 | [5 empty] | Removed from Ground | Gas (Historical Use) | 12000 | Bare Steel | 1977-04-30 | Galvanized Steel
4440789 | 3 | [5 empty] | Removed from Ground | Gas (Historical Use) | 10000 | Bare Steel | 1972-04-30 | Galvanized Steel
4440789 | 4 | [5 empty] | Removed from Ground | Gas (Historical Use) | 6000 | Bare Steel | 1977-04-30 | Galvanized Steel
4440789 | 5 |  |  | yes |  | yes | Removed from Ground | Used Oil | 500 | Bare Steel | 1957-04-30 | Galvanized Steel
4440789 | 6 |  | 1987-03-25 |  | 1987-03-25 |  | Removed from Ground | Gas (Historical Use) | 10000 | Galvanic (STIP-3) | 1987-03-25 | Galvanized Steel | Pressurized
4440789 | 7 |  | 1987-03-25 |  | 1987-03-25 |  | Removed from Ground | Gas (Historical Use) | 10000 | Galvanic (STIP-3) | 1987-03-25 | Galvanized Steel | Pressurized
4440789 | 8 |  | 1987-03-25 |  | 1987-03-25 |  | Removed from Ground | Gas (Historical Use) | 10000 | Galvanic (STIP-3) | 1987-03-25 | Galvanized Steel | Pressurized
4440789 | 9 |  | 1987-03-25 |  | 1987-03-25 |  | Removed from Ground | Gas (Historical Use) | 10000 | Galvanic (STIP-3) | 1987-03-25 | Galvanized Steel | Pressurized
4440790 | 1 | Flapper Valve | 1985-04-30 |  | 1985-04-30 |  | Currently in Use | Diesel | 10000 | Steel-Impressed Current | 1985-04-30 | Steel (Impressed Current) | Pressurized
4440790 | 2 | Flapper Valve | 1985-04-30 |  | 1985-04-30 |  | Currently in Use | Gas (Historical Use) | 10000 | Steel-Impressed Current | 1985-04-30 | Steel (Impressed Current) | Pressurized
4440790 | 3 | Flapper Valve | 1985-04-30 |  | 1985-04-30 |  | Currently in Use | Gas (Historical Use) | 10000 | Steel-Impressed Current | 1985-04-30 | Steel (Impressed Current) | Pressurized
4440791 | 1 |  | 1980-04-30 |  | 1980-04-30 |  | Removed from Ground | Gas (Historical Use) | 10000 | Galvanic (STIP-3) | 1980-04-30 | Cathodically Protected
4440791 | 2 |  | 1980-04-30 |  | 1980-04-30 |  | Removed from Ground | Gas (Historical Use) | 10000 | Galvanic (STIP-3) | 1980-04-30 | Cathodically Protected
4440791 | 3 |  | 1980-04-30 |  | 1980-04-30 |  | Removed from Ground | Gas (Historical Use) | 10000 | Galvanic (STIP-3) | 1980-04-30 | Cathodically Protected
4440791 | 4 |  | 1980-04-30 |  | 1980-04-30 |  | Removed from Ground | Diesel | 10000 | Galvanic (STIP-3) | 1980-04-30 | Cathodically Protected
4440791 | 5 | Ball Float | 2000-04-01 | no | 2000-04-01 | no | Currently in Use | Regular | 10000 | Fiberglass | 2000-02-16 | Fiberglass Reinforced Plastic | Pressurized
4440791 | 6 | Ball Float | 2000-04-01 | no | 2000-04-01 | no | Currently in Use | Premium | 10000 | Fiberglass | 2000-02-16 | Fiberglass Reinforced Plastic | Pressurized
4440791 | 7 | Ball Float | 2000-04-01 | no | 2000-04-01 | no | Currently in Use | Diesel | 10000 | Fiberglass | 2000-02-16 | Fiberglass Reinforced Plastic | Pressurized
4440792 | 1 | Ball Float | 1990-12-01 | no | 1990-12-01 | no | Currently in Use | Regular | 10000 | Fiberglass | 2001-09-04 | Double-Walled Fiberglass | Pressurized
4440792 | 2 | Ball Float | 1990-12-01 | no | 1990-12-01 | no | Currently in Use | Regular | 10000 | Fiberglass | 2001-09-04 | Double-Walled Fiberglass | Pressurized
4440792 | 3 | Ball Float | 1990-12-01 | no | 1990-12-01 | no | Currently in Use | Diesel On Road | 10000 | Fiberglass | 2001-09-04 | Double-Walled Fiberglass | Pressurized
4440792 | 4 | Ball Float | 1990-12-01 | no | 1990-12-01 | no | Currently in Use | Diesel | 10000 | Fiberglass | 2001-09-04 | Double-Walled Fiberglass | Pressurized
4440793 | 1 |  | 1985-04-30 |  | 1985-04-30 |  | Removed from Ground | Gas (Historical Use) | 10000 | Galvanic (STIP-3) | 1985-04-30 | Fiberglass Reinforced Plastic | Pressurized
4440793 | 2 |  | 1985-04-13 |  | 1985-04-13 |  | Removed from Ground | Gas (Historical Use) | 10000 | Galvanic (STIP-3) | 1985-04-30 | Fiberglass Reinforced Plastic | Pressurized
4440793 | 3 |  | 1985-04-30 |  | 1985-04-30 |  | Removed from Ground | Gas (Historical Use) | 10000 | Galvanic (STIP-3) | 1985-04-30 | Fiberglass Reinforced Plastic | Pressurized
4440793 | 4 |  | 1985-04-30 | yes | 1980-04-05 | yes | Removed from Ground | Used Oil | 500 | Galvanic (STIP-3) | 1991-09-05 | Fiberglass Reinforced Plastic | Pressurized
4440794 | 1 | Ball Float | 1981-04-30 |  | 1981-04-30 |  | Currently in Use | Diesel | 10000 | Steel-Impressed Current | 1981-04-30 | Fiberglass Reinforced Plastic | Pressurized
4440794 | 2 | Flapper Valve | 1981-04-30 |  | 1981-04-30 |  | Currently in Use | Gas (Historical Use) | 10000 | Steel-Impressed Current | 1981-04-30 | Fiberglass Reinforced Plastic | Pressurized
4440794 | 3 | Flapper Valve | 1981-04-30 |  | 1981-04-30 |  | Currently in Use | Gas (Historical Use) | 10000 | Steel-Impressed Current | 1981-04-30 | Fiberglass Reinforced Plastic | Pressurized
4440795 | 1 | Ball Float | 1982-04-30 |  | 1982-04-30 |  | Temporarily out of use | Diesel | 10000 | Galvanic (STIP-3) | 1982-04-30 | Steel (Impressed Current) | Pressurized
4440795 | 2 | Ball Float | 1982-04-30 |  | 1982-04-30 |  | Currently in Use | Gas (Historical Use) | 10000 | Galvanic (STIP-3) | 1982-04-30 | Steel (Impressed Current) | Pressurized
4440795 | 3 | Ball Float | 1982-04-30 |  | 1982-04-30 |  | Currently in Use | Gas (Historical Use) | 10000 | Galvanic (STIP-3) | 1982-04-30 | Steel (Impressed Current) | Pressurized
4440795 | 4 | Ball Float | 1982-04-30 |  | 1982-04-30 |  | Currently in Use | Diesel | 10000 | Galvanic (STIP-3) | 1982-04-30 | Steel (Impressed Current) | Pressurized
4440797 | 1 |  | 1985-04-30 |  | 1985-04-30 |  | Removed from Ground | Gas (Historical Use) | 10000 | Cathodically Protected Steel | 1985-04-30 | Galvanized Steel | Pressurized
4440797 | 10 | Ball Float | 2008-12-01 | no | 2008-12-01 | no | Currently in Use | Gas (Historical Use) | 6000 | Composite Double Walled | 2008-12-10 | Fiberglass Reinforced Plastic | Pressurized
4440797 | 11 | Ball Float | 2008-12-01 | no | 2008-12-01 | no | Currently in Use | Diesel | 6000 | Composite Double Walled | 2008-12-10 | Fiberglass Reinforced Plastic | Pressurized
4440797 | 2 |  | 1985-04-30 |  | 1985-04-30 |  | Removed from Ground | Gas (Historical Use) | 10000 | Cathodically Protected Steel | 1985-04-30 | Galvanized Steel | Pressurized
4440797 | 3 |  | 1985-04-30 |  | 1985-04-30 |  | Removed from Ground | Gas (Historical Use) | 10000 | Cathodically Protected Steel | 1985-04-30 | Galvanized Steel | Pressurized
4440797 | 4 |  | 1967-05-01 |  | 1967-05-01 |  | Removed from Ground | Other | 500 | Cathodically Protected Steel | 1967-05-01 | Galvanized Steel | Pressurized
4440797 | 5 |  | 1967-05-01 |  | 1967-05-01 |  | Removed from Ground | Other | 550 | Cathodically Protected Steel | 1995-07-10 | Galvanized Steel | Pressurized
4440797 | 6 |  | 1998-07-01 |  | 1998-07-01 |  | Removed from Ground | Gas (Historical Use) | 10027 | Galvanic (STIP-3) | 1998-07-01 | Fiberglass Reinforced Plastic | Pressurized
4440797 | 7 |  | 1998-07-01 |  | 1998-07-01 |  | Removed from Ground | Gas (Historical Use) | 10027 | Galvanic (STIP-3) | 1998-07-01 | Fiberglass Reinforced Plastic | Pressurized
4440797 | 8 |  | 1998-07-01 |  | 1998-07-01 |  | Removed from Ground | Gas (Historical Use) | 10027 | Galvanic (STIP-3) | 1998-07-01 | Fiberglass Reinforced Plastic | Pressurized
4440797 | 9 | Ball Float | 2008-12-01 | no | 2008-12-01 | no | Currently in Use | Gas (Historical Use) | 12000 | Composite Double Walled | 2008-12-10 | Fiberglass Reinforced Plastic | Pressurized
4440798 | 1 | [5 empty] | Removed from Ground | Gas (Historical Use) | 4000 | Bare Steel | 1968-04-30 | Galvanized Steel
4440798 | 2 | [5 empty] | Removed from Ground | Gas (Historical Use) | 4000 | Bare Steel | 1968-04-30 | Galvanized Steel
4440798 | 3 | [5 empty] | Removed from Ground | Gas (Historical Use) | 4000 | Bare Steel | 1968-04-30 | Galvanized Steel
4440798 | 4 | [5 empty] | Removed from Ground | Gas (Historical Use) | 4000 | Bare Steel | 1968-04-30 | Galvanized Steel
4440799 | 1 |  | 1970-04-30 |  | 1970-04-30 |  | Removed from Ground | Gas (Historical Use) | 10000 | Cathodically Protected Steel | 1970-04-30 | Galvanized Steel | Pressurized
4440799 | 10 | Ball Float | 1998-03-31 |  | 1998-03-31 |  | Currently in Use | Gas (Historical Use) | 10000 | Galvanic (STIP-3) | 1992-09-30 | Fiberglass Reinforced Plastic | Pressurized
4440799 | 11 | Ball Float | 1998-03-31 |  | 1998-03-31 |  | Currently in Use | Diesel | 10000 | Galvanic (STIP-3) | 1992-09-30 | Fiberglass Reinforced Plastic | Pressurized
4440799 | 2 |  | 1970-04-30 |  | 1970-04-30 |  | Removed from Ground | Gas (Historical Use) | 10000 | Cathodically Protected Steel | 1970-04-30 | Galvanized Steel | Pressurized
4440799 | 3 |  | 1970-04-30 |  | 1970-04-30 |  | Removed from Ground | Gas (Historical Use) | 10000 | Cathodically Protected Steel | 1970-04-30 | Galvanized Steel | Pressurized
4440799 | 4 |  | 1970-04-30 |  | 1970-04-30 |  | Removed from Ground | Gas (Historical Use) | 10000 | Cathodically Protected Steel | 1970-04-30 | Galvanized Steel | Pressurized
4440799 | 5 |  | 1970-04-30 |  | 1970-04-30 |  | Removed from Ground | Gas (Historical Use) | 4000 | Cathodically Protected Steel | 1970-04-30 | Galvanized Steel | Pressurized
4440799 | 6 |  | 1970-04-30 |  | 1970-04-30 |  | Removed from Ground | Diesel | 500 | Bare Steel | 1970-04-30 | Galvanized Steel | Pressurized
4440799 | 7 |  |  | yes |  | yes | Removed from Ground | Used Oil | 550 | Not Marked/Unknown | 1997-05-13 | Not Marked
4440799 | 8 | Ball Float | 1998-03-31 |  | 1998-03-31 |  | Currently in Use | Gas (Historical Use) | 10000 | Galvanic (STIP-3) | 1992-09-30 | Fiberglass Reinforced Plastic | Pressurized
4440799 | 9 | Ball Float | 1998-03-31 |  | 1998-03-31 |  | Currently in Use | Gas (Historical Use) | 10000 | Galvanic (STIP-3) | 1992-09-30 | Fiberglass Reinforced Plastic | Pressurized
4440800 | 1 |  | 1983-05-01 |  | 1983-05-01 |  | Removed from Ground | Gas (Historical Use) | 10000 | Galvanic (STIP-3) | 1983-05-01 | Cathodically Protected | Pressurized
4440800 | 2 |  | 1983-05-01 |  | 1983-05-01 |  | Removed from Ground | Gas (Historical Use) | 10000 | Galvanic (STIP-3) | 1983-05-01 | Cathodically Protected | Pressurized
4440800 | 3 |  | 1983-05-01 |  | 1983-05-01 |  | Removed from Ground | Gas (Historical Use) | 10000 | Galvanic (STIP-3) | 1983-05-01 | Cathodically Protected | Pressurized
4440800 | 4 |  | 1983-05-01 |  | 1983-05-01 |  | Removed from Ground | Gas (Historical Use) | 10000 | Galvanic (STIP-3) | 1983-05-01 | Cathodically Protected | Pressurized
4440802 | 1 | Ball Float | 1986-02-01 | no | 1986-02-01 | no | Currently in Use | Premium | 10000 | Galvanic (STIP-3) | 1986-02-01 | Fiberglass Reinforced Plastic | Pressurized
4440802 | 2 | Ball Float | 1986-02-01 | no | 1986-02-01 | no | Currently in Use | Regular | 10000 | Galvanic (STIP-3) | 1986-02-01 | Fiberglass Reinforced Plastic | Pressurized
4440802 | 3 | Ball Float | 1986-02-01 | no | 1986-02-01 | no | Currently in Use | Diesel | 10000 | Galvanic (STIP-3) | 1986-02-01 | Fiberglass Reinforced Plastic | Pressurized
4440802 | 4 |  |  | yes | 1986-02-01 | yes | Removed from Ground | Used Oil | 550 |  | 1986-02-01 | Galvanized Steel
4440803 | 1 | [5 empty] | Removed from Ground | Other | 6000 | Bare Steel | 1970-04-30 | Galvanized Steel
4440803 | 2 | [5 empty] | Removed from Ground | Other | 8000 | Bare Steel | 1970-04-30 | Galvanized Steel
4440803 | 3 | [5 empty] | Removed from Ground | Other | 8000 | Bare Steel | 1970-04-30 | Galvanized Steel
4440803 | 4 |  |  | yes |  | yes | Permanently Out of Use - historical purposes | Other | 500 | Bare Steel | 1970-04-30 | Galvanized Steel
4440803 | 5 |  | 1992-08-06 |  | 1992-08-06 |  | Removed from Ground | Gas (Historical Use) | 12000 | Cathodically Protected Steel | 1992-08-06 | Fiberglass Reinforced Plastic | Pressurized
4440803 | 6 |  | 1992-08-06 |  | 1992-08-06 |  | Removed from Ground | Gas (Historical Use) | 12000 | Cathodically Protected Steel | 1992-08-06 | Fiberglass Reinforced Plastic | Pressurized
4440803 | 7 |  | 1992-08-06 |  | 1992-08-06 |  | Removed from Ground | Gas (Historical Use) | 12000 | Cathodically Protected Steel | 1992-08-06 | Fiberglass Reinforced Plastic | Pressurized
4440803 | 8 |  |  | yes | 1992-08-06 | yes | Removed from Ground | Used Oil | 550 | Cathodically Protected Steel | 1992-08-06 | Fiberglass Reinforced Plastic | Pressurized
4440805 | 1 |  | 1970-04-30 |  | 1970-04-30 |  | Removed from Ground | Gas (Historical Use) | 10000 | Cathodically Protected Steel | 1970-04-30 | Galvanized Steel | Pressurized
4440805 | 10 | Ball Float | 2000-11-13 |  | 2000-11-13 |  | Currently in Use | Gas (Historical Use) | 12000 | Fiberglass Double Walled | 2000-11-13 | Double-Walled Flex | Pressurized
4440805 | 11 | Ball Float | 2000-11-13 |  | 2000-11-13 |  | Currently in Use | Gas (Historical Use) | 12000 | Fiberglass Double Walled | 2000-11-13 | Double-Walled Flex | Pressurized
4440805 | 2 | [5 empty] | Removed from Ground | Gas (Historical Use) | 8000 | Bare Steel | 1970-04-30 | Galvanized Steel
4440805 | 3 | [5 empty] | Removed from Ground | Gas (Historical Use) | 8000 | Bare Steel | 1970-04-30 | Galvanized Steel
4440805 | 4 | [5 empty] | Removed from Ground | Gas (Historical Use) | 6000 | Bare Steel | 1970-04-30 | Galvanized Steel
4440805 | 5 |  |  | yes |  | yes | Removed from Ground | Used Oil | 1000 | Bare Steel | 1970-04-30 | Galvanized Steel
4440805 | 6 |  | 1991-10-01 |  | 1991-10-01 |  | Removed from Ground | Gas (Historical Use) | 12000 | Cathodically Protected Steel | 1991-10-01 | Cathodically Protected | Pressurized
4440805 | 7 |  | 1991-10-01 |  | 1991-10-01 |  | Removed from Ground | Gas (Historical Use) | 12000 | Cathodically Protected Steel | 1991-10-01 | Cathodically Protected | Pressurized
4440805 | 8 |  | 1991-10-01 |  | 1991-10-01 |  | Removed from Ground | Gas (Historical Use) | 12000 | Cathodically Protected Steel | 1991-10-01 | Cathodically Protected | Pressurized
4440805 | 9 | Ball Float | 2000-11-13 |  | 2000-11-13 |  | Currently in Use | Gas (Historical Use) | 12000 | Fiberglass Double Walled | 2000-11-13 | Double-Walled Flex | Pressurized
4440807 | 1 | Ball Float | 1988-12-01 |  | 1988-12-01 |  | Removed from Ground | Gas (Historical Use) | 10000 | Galvanic (STIP-3) | 1982-04-30 | Fiberglass Reinforced Plastic | Pressurized
4440807 | 2 | Ball Float | 1988-12-01 |  | 1988-12-01 |  | Removed from Ground | Gas (Historical Use) | 10000 | Galvanic (STIP-3) | 1982-04-30 | Fiberglass Reinforced Plastic | Pressurized
4440807 | 3 | Ball Float | 1988-12-01 |  | 1988-12-01 |  | Removed from Ground | Gas (Historical Use) | 10000 | Galvanic (STIP-3) | 1982-04-30 | Fiberglass Reinforced Plastic | Pressurized
4440807 | 4 | Ball Float | 1988-12-01 |  | 1988-12-01 |  | Removed from Ground | Gas (Historical Use) | 10000 | Galvanic (STIP-3) | 1982-04-30 | Fiberglass Reinforced Plastic | Pressurized
4440808 | 1 | [5 empty] | Removed from Ground | Gas (Historical Use) | 4000 | Bare Steel | 1969-04-30 | Galvanized Steel
4440808 | 10 |  |  | no |  | no | Removed from Ground | Not Marked/Tank Removed | 500 | Unknown | 2007-03-20
4440808 | 2 | [5 empty] | Removed from Ground | Gas (Historical Use) | 4000 | Bare Steel | 1969-04-30 | Galvanized Steel
4440808 | 3 | [5 empty] | Removed from Ground | Gas (Historical Use) | 4000 | Bare Steel | 1969-04-30 | Galvanized Steel
4440808 | 4 | [5 empty] | Removed from Ground | Gas (Historical Use) | 4000 | Bare Steel | 1969-04-30 | Galvanized Steel
4440808 | 5 |  |  | yes |  | yes | Removed from Ground | Used Oil | 500 | Bare Steel | 1969-04-30 | Galvanized Steel
4440808 | 6 |  | 1987-08-26 |  | 1987-08-26 |  | Removed from Ground | Gas (Historical Use) | 10000 | Cathodically Protected Steel | 1987-08-26 | Cathodically Protected | Pressurized
4440808 | 7 |  | 1987-08-26 |  | 1987-08-26 |  | Removed from Ground | Gas (Historical Use) | 10000 | Cathodically Protected Steel | 1987-08-26 | Cathodically Protected | Pressurized
4440808 | 8 |  | 1987-08-26 |  | 1987-08-26 |  | Removed from Ground | Gas (Historical Use) | 10000 | Cathodically Protected Steel | 1987-08-26 | Cathodically Protected | Pressurized
4440808 | 9 |  | 1987-08-26 |  | 1987-08-26 |  | Removed from Ground | Gas (Historical Use) | 10000 | Cathodically Protected Steel | 1987-08-26 | Cathodically Protected | Pressurized
4440809 | 1 | [5 empty] | Removed from Ground | Gas (Historical Use) | 6000 | Bare Steel | 1976-04-30 | Galvanized Steel
4440809 | 2 | [5 empty] | Removed from Ground | Gas (Historical Use) | 6000 | Bare Steel | 1976-04-30 | Galvanized Steel
4440809 | 3 | [5 empty] | Removed from Ground | Gas (Historical Use) | 8000 | Bare Steel | 1976-04-30 | Galvanized Steel
4440809 | 4 | [5 empty] | Removed from Ground | Gas (Historical Use) | 8000 | Bare Steel | 1976-04-30 | Galvanized Steel
4440809 | 5 | [5 empty] | Removed from Ground | Gas (Historical Use) | 8000 | Bare Steel | 1980-04-30 | Galvanized Steel
4440809 | 6 |  | 1987-11-12 |  | 1987-11-12 |  | Removed from Ground | Gas (Historical Use) | 10000 | Cathodically Protected Steel | 1987-11-12 | Cathodically Protected | Pressurized
4440809 | 7 |  | 1987-11-12 |  | 1987-11-12 |  | Removed from Ground | Gas (Historical Use) | 10000 | Cathodically Protected Steel | 1987-11-12 | Cathodically Protected | Pressurized
4440809 | 8 |  | 1987-11-12 |  | 1987-11-12 |  | Removed from Ground | Gas (Historical Use) | 10000 | Cathodically Protected Steel | 1987-11-12 | Cathodically Protected | Pressurized
4440809 | 9 |  | 1987-11-12 |  | 1987-11-12 |  | Removed from Ground | Gas (Historical Use) | 10000 | Cathodically Protected Steel | 1987-11-12 | Cathodically Protected | Pressurized
4440811 | 1 | [5 empty] | Removed from Ground | Gas (Historical Use) | 5000 | Bare Steel | 1968-04-18 | Galvanized Steel
4440811 | 2 | [5 empty] | Removed from Ground | Gas (Historical Use) | 5000 | Bare Steel | 1968-04-18 | Galvanized Steel
4440811 | 3 | [5 empty] | Removed from Ground | Gas (Historical Use) | 5000 | Bare Steel | 1968-04-18 | Galvanized Steel
4440811 | 4 | [5 empty] | Removed from Ground | Gas (Historical Use) | 5000 | Bare Steel | 1968-04-18 | Galvanized Steel
4440812 | 1 | Ball Float | 1989-01-01 | no | 1989-01-01 | no | Currently in Use | Regular | 5000 | Steel-Impressed Current | 1968-04-18 | Fiberglass Reinforced Plastic | Pressurized
4440812 | 2 | Ball Float | 1989-01-01 | no | 1989-01-01 | no | Currently in Use | Premium | 5000 | Steel-Impressed Current | 1968-04-18 | Fiberglass Reinforced Plastic | Pressurized
4440812 | 3 | Ball Float | 1989-01-01 | no | 1989-01-01 | no | Currently in Use | Regular | 5000 | Steel-Impressed Current | 1968-04-18 | Fiberglass Reinforced Plastic | Pressurized
4440812 | 4 | Ball Float | 1989-01-01 | no | 1989-01-01 | no | Currently in Use | Diesel | 5000 | Steel-Impressed Current | 1968-04-18 | Fiberglass Reinforced Plastic | Pressurized
4440812 | 5 | Ball Float | 1989-01-01 | no | 1989-01-01 | no | Currently in Use | Kerosene | 2000 | Steel-Impressed Current | 1987-10-06 | Fiberglass Reinforced Plastic | Safe Suction (Euro)
4440813 | 1 |  |  | no |  | no | Removed from Ground | Used Oil | 5000 | Bare Steel | 1968-04-18 | Galvanized Steel
4440813 | 2 |  |  | no |  | no | Removed from Ground | Used Oil | 5000 | Bare Steel | 1968-04-18 | Galvanized Steel
4440813 | 3 |  |  | no |  | no | Removed from Ground | Used Oil | 5000 | Bare Steel | 1968-04-18 | Galvanized Steel
4440813 | 4 |  |  | no |  | no | Removed from Ground | Used Oil | 5000 | Bare Steel | 1968-04-18 | Galvanized Steel
4440813 | 5 |  |  | no |  | no | Removed from Ground | Used Oil | 600 | Bare Steel | 1968-04-18 | Unknown
4440813 | 6 | Ball Float | 2010-07-12 | no | 2010-07-12 | no | Temporarily out of use | Gas (Historical Use) | 20000 | Composite Double Walled | 2010-06-23 | Double-Walled Fiberglass | Pressurized
4440813 | 7 | Ball Float | 2010-07-12 | no | 2010-07-12 | no | Temporarily out of use | Gas (Historical Use) | 8000 | Composite Double Walled | 2010-06-23 | Double-Walled Fiberglass | Pressurized
4440813 | 8 | Ball Float | 2010-07-12 | no | 2010-07-12 | no | Temporarily out of use | Diesel | 7000 | Composite Double Walled | 2010-06-23 | Double-Walled Fiberglass | Pressurized
4440814 | 1 | [5 empty] | Removed from Ground | Gas (Historical Use) | 5000 | Bare Steel | 1968-04-18 | Galvanized Steel | Pressurized
4440814 | 2 | [5 empty] | Removed from Ground | Gas (Historical Use) | 5000 | Bare Steel | 1968-04-18 | Galvanized Steel | Pressurized
4440814 | 3 | [5 empty] | Removed from Ground | Gas (Historical Use) | 5000 | Bare Steel | 1968-04-18 | Galvanized Steel | Pressurized
4440814 | 4 | [5 empty] | Removed from Ground | Gas (Historical Use) | 5000 | Bare Steel | 1968-04-18 | Galvanized Steel | Pressurized
4440814 | 5 |  |  | yes |  | yes | Removed from Ground | Used Oil | 600 | Bare Steel | 1966-04-18 | Unknown | Pressurized
4440814 | 6 | Ball Float | 1990-11-26 |  | 1990-11-26 |  | Currently in Use | Gas (Historical Use) | 8000 | Fiberglass | 1990-11-13 | Fiberglass Reinforced Plastic | Pressurized
4440814 | 7 | Ball Float | 1990-11-26 |  | 1990-11-26 |  | Currently in Use | Gas (Historical Use) | 8000 | Fiberglass | 1990-11-13 | Fiberglass Reinforced Plastic | Pressurized
4440814 | 8 | Ball Float | 1990-11-26 |  | 1990-11-26 |  | Currently in Use | Gas (Historical Use) | 8000 | Fiberglass | 1990-11-13 | Fiberglass Reinforced Plastic | Pressurized
4440815 | 1 | [5 empty] | Removed from Ground | Gas (Historical Use) | 5000 | Bare Steel | 1972-03-19 | Galvanized Steel
4440815 | 2 | [5 empty] | Removed from Ground | Gas (Historical Use) | 10000 | Bare Steel | 1972-03-19 | Galvanized Steel
4440815 | 3 | [5 empty] | Removed from Ground | Gas (Historical Use) | 10000 | Bare Steel | 1972-03-19 | Galvanized Steel
4440815 | 4 |  |  | yes |  | yes | Removed from Ground | Used Oil | 550 | Bare Steel | 1972-03-19 | Galvanized Steel
4440816 | 1 | [5 empty] | Removed from Ground | Gas (Historical Use) | 10000 | Bare Steel | 1962-03-19 | Galvanized Steel
4440816 | 2 | [5 empty] | Removed from Ground | Gas (Historical Use) | 10000 | Bare Steel | 1962-03-19 | Galvanized Steel
4440816 | 3 | [5 empty] | Removed from Ground | Gas (Historical Use) | 10000 | Bare Steel | 1962-03-19 | Galvanized Steel
4440816 | 4 |  |  | yes |  | yes | Removed from Ground | Used Oil | 550 | Bare Steel | 1962-03-19 | Galvanized Steel
4440817 | 1 | [5 empty] | Removed from Ground | Gas (Historical Use) | 10000 | Bare Steel | 1964-03-19 | Galvanized Steel
4440817 | 2 | [5 empty] | Removed from Ground | Gas (Historical Use) | 10000 | Fiberglass | 1980-03-19 | Fiberglass Reinforced Plastic
4440817 | 3 | [5 empty] | Removed from Ground | Gas (Historical Use) | 10000 | Fiberglass | 1980-03-19 | Fiberglass Reinforced Plastic
4440817 | 4 |  |  | yes |  | yes | Removed from Ground | Used Oil | 550 | Bare Steel | 1964-03-19 | Galvanized Steel
4440820 | 1 | Ball Float | 1993-05-27 | no | 1993-05-27 | no | Currently in Use | Regular | 8775 | Fiberglass | 1986-01-01 | Fiberglass Reinforced Plastic | Pressurized
4440820 | 2 | Ball Float | 1993-05-27 | no | 1993-05-27 | no | Currently in Use | Premium | 10000 | Fiberglass | 1986-01-01 | Fiberglass Reinforced Plastic | Pressurized
4440820 | 3 | Ball Float | 1993-05-27 | no | 1993-05-27 | no | Currently in Use | Diesel | 10000 | Fiberglass | 1986-01-01 | Fiberglass Reinforced Plastic | Pressurized
4440822 | 1 | Flapper Valve | 1993-06-24 |  | 1993-06-24 |  | Currently in Use | Gas (Historical Use) | 8775 | Fiberglass | 1980-01-01 | Fiberglass Reinforced Plastic | Pressurized
4440822 | 2 | Flapper Valve | 1993-06-24 |  | 1993-06-24 |  | Currently in Use | Gas (Historical Use) | 8775 | Fiberglass | 1980-01-01 | Fiberglass Reinforced Plastic | Pressurized
4440822 | 3 | Flapper Valve | 1993-06-24 |  | 1993-06-24 |  | Currently in Use | Gas (Historical Use) | 8775 | Fiberglass | 1980-01-01 | Fiberglass Reinforced Plastic | Pressurized
4440822 | 4 | Flapper Valve | 1993-06-24 |  | 1993-06-24 |  | Currently in Use | E-85 | 8775 | Fiberglass | 1980-03-19 | Fiberglass Reinforced Plastic | Pressurized
4440823 | 1 | [5 empty] | Removed from Ground | Gas (Historical Use) | 10000 | Fiberglass | 1983-03-20 | Fiberglass Reinforced Plastic | Pressurized
4440823 | 2 | [5 empty] | Removed from Ground | Gas (Historical Use) | 10000 | Fiberglass | 1983-03-20 | Fiberglass Reinforced Plastic | Pressurized
4440823 | 3 | [5 empty] | Removed from Ground | Gas (Historical Use) | 10000 | Fiberglass | 1983-03-20 | Fiberglass Reinforced Plastic | Pressurized
4440823 | 4 |  |  | yes |  | yes | Removed from Ground | Used Oil | 1000 | Fiberglass | 1983-03-20 | Fiberglass Reinforced Plastic | Gravity Fed
4440823 | 5 | Ball Float | 2001-08-15 | no | 2001-08-15 | no | Currently in Use | Gas (Historical Use) | 10000 | Composite | 2001-07-10 | Double-Walled Fiberglass | Pressurized
4440823 | 6A | Ball Float | 2001-08-15 | no | 2001-08-15 | no | Currently in Use | Gas (Historical Use) | 8000 | Composite | 2001-07-10 | Double-Walled Fiberglass | Pressurized
4440823 | 6B | Ball Float | 2001-08-15 | no | 2001-08-15 | no | Currently in Use | Diesel | 4000 | Composite | 2001-07-10 | Double-Walled Fiberglass | Pressurized
4440824 | 1 | [5 empty] | Removed from Ground | Gas (Historical Use) | 4000 | Bare Steel | 1966-03-19 | Galvanized Steel
4440824 | 2 | [5 empty] | Removed from Ground | Gas (Historical Use) | 4000 | Bare Steel | 1966-03-19 | Galvanized Steel
4440824 | 3 | [5 empty] | Removed from Ground | Gas (Historical Use) | 10000 | Bare Steel | 1975-03-20 | Galvanized Steel
4440824 | 4 | [5 empty] | Removed from Ground | Gas (Historical Use) | 10000 | Bare Steel | 1975-03-20 | Galvanized Steel
4440824 | 5 |  |  | yes |  | yes | Removed from Ground | Used Oil | 550 | Bare Steel | 1966-03-19 | Galvanized Steel
4440825 | 1 | Flapper Valve | 1982-08-23 |  | 1998-12-24 |  | Removed from Ground | Gas (Historical Use) | 10000 | Steel-Impressed Current | 1978-03-19 | Fiberglass Reinforced Plastic | Pressurized
4440825 | 2 | Flapper Valve | 1998-12-24 |  | 1998-12-24 |  | Removed from Ground | Gas (Historical Use) | 10000 | Steel-Impressed Current | 1978-03-19 | Fiberglass Reinforced Plastic | Pressurized
4440825 | 3 |  | 1998-12-24 |  | 1998-12-24 |  | Removed from Ground | Gas (Historical Use) | 5000 | Steel-Impressed Current | 1978-03-19 | Fiberglass Reinforced Plastic | Pressurized
4440825 | 5 | [5 empty] | Closed in Ground | Gas (Historical Use) | 2000 | Bare Steel | 1968-03-19 | Galvanized Steel
4440825 | 6 | Flapper Valve |  |  |  |  | Closed in Ground | Gas (Historical Use) | 2000 | Bare Steel | 1968-03-19 | Galvanized Steel
4440826 | 1 | [5 empty] | Removed from Ground | Gas (Historical Use) | 3000 | Bare Steel | 1968-03-19 | Galvanized Steel
4440826 | 10 | Ball Float | 1993-08-06 | no | 1993-08-06 | no | Currently in Use | Diesel | 6000 | Composite | 2002-05-02 | Double-Walled Fiberglass | Pressurized
4440826 | 2 | [5 empty] | Removed from Ground | Gas (Historical Use) | 3000 | Bare Steel | 1968-03-19 | Galvanized Steel
4440826 | 3 | [5 empty] | Removed from Ground | Gas (Historical Use) | 3000 | Bare Steel | 1968-03-19 | Galvanized Steel
4440826 | 4 | [5 empty] | Removed from Ground | Gas (Historical Use) | 10000 | Bare Steel | 1968-03-19 | Galvanized Steel
4440826 | 5 | [5 empty] | Removed from Ground | Gas (Historical Use) | 5000 | Bare Steel | 1963-03-20 | Galvanized Steel
4440826 | 6 |  |  | yes |  | yes | Removed from Ground | Used Oil | 550 | Bare Steel | 1968-03-19 | Galvanized Steel
4440826 | 7 | Ball Float | 1993-08-06 | no | 1993-08-06 | no | Currently in Use | Regular | 10000 | Fiberglass | 1986-01-01 | Fiberglass Reinforced Plastic | Pressurized
4440826 | 8 | Ball Float | 1993-08-06 | no | 1993-08-06 | no | Currently in Use | Regular | 10000 | Fiberglass | 1986-01-01 | Fiberglass Reinforced Plastic | Pressurized
4440826 | 9 | Ball Float | 1993-08-06 | no | 1993-08-06 | no | Currently in Use | Premium | 10000 | Fiberglass | 1986-01-01 | Fiberglass Reinforced Plastic | Pressurized
4440827 | 2 | [5 empty] | Removed from Ground | Gas (Historical Use) | 10000 | Bare Steel | 1974-03-19 | Fiberglass Reinforced Plastic
4440827 | 1 | [5 empty] | Removed from Ground | Gas (Historical Use) | 3000 | Bare Steel | 1965-03-19 | Fiberglass Reinforced Plastic
4440827 | 2 | [5 empty] | Removed from Ground | Gas (Historical Use) | 10000 | Bare Steel | 1974-03-19 | Fiberglass Reinforced Plastic
4440827 | 3 | [5 empty] | Removed from Ground | Gas (Historical Use) | 3000 | Bare Steel | 1965-03-19 | Fiberglass Reinforced Plastic
4440827 | 4 | [5 empty] | Removed from Ground | Gas (Historical Use) | 3000 | Bare Steel | 1965-03-19 | Fiberglass Reinforced Plastic
4440827 | 5 |  |  | yes |  | yes | Removed from Ground | Used Oil | 550 | Bare Steel | 1965-03-19 | Galvanized Steel
4440828 | 1 | [5 empty] | Removed from Ground | Gas (Historical Use) | 5000 | Bare Steel | 1969-03-19 | Galvanized Steel
4440828 | 2 | [5 empty] | Removed from Ground | Gas (Historical Use) | 10000 | Bare Steel | 1969-03-19 | Galvanized Steel
4440828 | 3 | [5 empty] | Permanently Out of Use - historical purposes | Gas (Historical Use) | 10000 | Bare Steel | 1969-03-19 | Galvanized Steel
4440828 | 4 |  |  | yes |  | yes | Removed from Ground | Used Oil | 550 | Bare Steel | 1969-03-19 | Galvanized Steel
4440829 | 1 | Flapper Valve | 1993-06-24 | yes | 1993-06-24 | yes | Currently in Use | Diesel | 8775 | Fiberglass | 1984-01-01 | Double-Walled Fiberglass | Pressurized
4440829 | 2 | Ball Float | 1993-06-24 | yes | 1993-06-24 | yes | Currently in Use | Regular | 8775 | Fiberglass | 1984-01-01 | Double-Walled Fiberglass | Pressurized
4440829 | 3 | Ball Float | 1993-06-24 | yes | 1993-06-24 | yes | Currently in Use | Premium | 8775 | Fiberglass | 1984-01-01 | Fiberglass Reinforced Plastic | Pressurized
4440829 | 4 |  | 1993-06-24 | yes | 1993-06-24 | yes | Currently in Use | Used Oil | 1000 | Fiberglass | 1984-01-01 | Fiberglass Reinforced Plastic | Gravity Fed
4440830 | 1 | Ball Float | 1994-06-20 |  | 1994-06-20 |  | Currently in Use | Gas (Historical Use) | 8775 | Fiberglass | 1984-03-19 | Fiberglass Reinforced Plastic | Pressurized
4440830 | 2 | Ball Float | 1994-06-20 |  | 1994-06-20 |  | Currently in Use | Gas (Historical Use) | 8775 | Fiberglass | 1984-03-19 | Fiberglass Reinforced Plastic | Pressurized
4440830 | 3 | Ball Float | 1994-06-20 |  | 1994-06-20 |  | Currently in Use | Gas (Historical Use) | 8775 | Fiberglass | 1984-03-19 | Fiberglass Reinforced Plastic | Pressurized
4440830 | 4 |  |  | yes |  | yes | Removed from Ground | Used Oil | 1000 | Fiberglass | 1984-03-19 | Fiberglass Reinforced Plastic | Pressurized
4440831 | 1 |  | 1998-12-23 |  | 1998-12-23 |  | Removed from Ground | Gas (Historical Use) | 10000 | Steel-Impressed Current | 1975-03-20 | Cathodically Protected | Pressurized
4440831 | 2 |  | 1998-12-23 |  | 1998-12-23 |  | Removed from Ground | Gas (Historical Use) | 6000 | Fiberglass | 1979-03-20 | Fiberglass Reinforced Plastic | Pressurized
4440831 | 3 |  | 1998-12-23 |  | 1998-12-23 |  | Removed from Ground | Gas (Historical Use) | 10000 | Fiberglass | 1979-03-20 | Fiberglass Reinforced Plastic | Pressurized
4440831 | 4 |  |  | yes |  | yes | Removed from Ground | Used Oil | 250 | Cathodically Protected Steel | 1962-03-19 | Galvanized Steel
4440831 | 5 |  |  | yes |  | yes | Removed from Ground | Used Oil | 250 | Cathodically Protected Steel | 1987-12-01 | Not Marked
4440833 | 1 |  | 1993-06-19 |  | 1993-06-19 |  | Removed from Ground | Gas (Historical Use) | 10000 | Fiberglass | 1985-03-19 | Fiberglass Reinforced Plastic | Pressurized
4440833 | 2 |  | 1993-06-19 |  | 1993-06-19 |  | Removed from Ground | Gas (Historical Use) | 10000 | Fiberglass | 1985-03-19 | Fiberglass Reinforced Plastic | Pressurized
4440833 | 3 |  | 1993-06-19 |  | 1993-06-19 |  | Removed from Ground | Gas (Historical Use) | 10000 | Fiberglass | 1985-03-19 | Fiberglass Reinforced Plastic | Pressurized
4440833 | 4 |  | 2000-09-01 | no | 2000-09-01 | no | Currently in Use | Regular | 12000 | Epoxy | 2000-09-01 | Double-Walled Flex | Pressurized
4440833 | 5 |  | 2000-09-01 | no | 2000-09-01 | no | Currently in Use | Premium | 12000 | Epoxy | 2000-09-01 | Double-Walled Flex | Pressurized
4440834 | 1 |  |  | yes |  | yes | Removed from Ground | Used Oil | 1000 | Bare Steel | 1966-03-19 | Galvanized Steel
4440835 | 1 | [5 empty] | Removed from Ground | Gas (Historical Use) | 3000 | Bare Steel | 1970-03-19 | Galvanized Steel
4440835 | 1A | [5 empty] | Removed from Ground | Diesel | 10000 | Fiberglass | 1987-10-14 | Fiberglass Reinforced Plastic
4440835 | 2 | [5 empty] | Removed from Ground | Gas (Historical Use) | 3000 | Bare Steel | 1970-03-19 | Galvanized Steel
4440835 | 2A | [5 empty] | Removed from Ground | Gas (Historical Use) | 10000 | Fiberglass | 1987-10-14 | Fiberglass Reinforced Plastic
4440835 | 3 | [5 empty] | Removed from Ground | Gas (Historical Use) | 10000 | Bare Steel | 1970-03-19 | Galvanized Steel
4440835 | 3A | [5 empty] | Removed from Ground | Diesel | 10000 | Fiberglass | 1987-10-14 | Fiberglass Reinforced Plastic
4440835 | 4 | [5 empty] | Removed from Ground | Gas (Historical Use) | 10000 | Bare Steel | 1970-03-19 | Galvanized Steel
4440835 | 4A |  |  | yes |  | yes | Removed from Ground | Used Oil | 1000 | Fiberglass | 1987-10-14 | Fiberglass Reinforced Plastic
4440835 | 5 |  |  | yes |  | yes | Removed from Ground | Used Oil | 550 | Bare Steel | 1970-03-19 | Galvanized Steel
4440836 | 1 | [5 empty] | Removed from Ground | Gas (Historical Use) | 5000 | Cathodically Protected Steel | 1971-03-20 | Galvanized Steel
4440836 | 2 | [5 empty] | Removed from Ground | Gas (Historical Use) | 10000 | Cathodically Protected Steel | 1971-03-20 | Galvanized Steel
4440836 | 3 | [5 empty] | Removed from Ground | Gas (Historical Use) | 10000 | Cathodically Protected Steel | 1971-03-20 | Galvanized Steel
4440836 | 4 |  |  | yes |  | yes | Removed from Ground | Used Oil | 550 | Cathodically Protected Steel | 1971-03-20 | Galvanized Steel
4440836 | 5 | Ball Float | 1989-06-01 |  | 1989-06-01 |  | Currently in Use | Gas (Historical Use) | 10000 | Fiberglass | 1989-06-01 | Fiberglass Reinforced Plastic | Pressurized
4440836 | 6 | Ball Float | 1989-06-01 |  | 1989-06-01 |  | Temporarily out of use | Diesel | 10000 | Fiberglass | 1989-06-01 | Fiberglass Reinforced Plastic | Pressurized
4440836 | 7 | Ball Float | 1989-06-01 |  | 1989-06-01 |  | Currently in Use | Gas (Historical Use) | 10000 | Fiberglass | 1989-06-01 | Fiberglass Reinforced Plastic | Pressurized
4440837 | 1 | Ball Float | 1994-09-17 | no | 1994-09-17 | no | Currently in Use | Regular | 10000 | Fiberglass | 1984-03-19 | Fiberglass Reinforced Plastic | Pressurized
4440837 | 2 | Ball Float | 1994-09-17 | no | 1994-09-17 | no | Currently in Use | Plus | 10000 | Fiberglass | 1984-03-19 | Fiberglass Reinforced Plastic | Pressurized
4440837 | 3 | Ball Float | 1994-09-17 | no | 1994-09-17 | no | Currently in Use | Premium | 10000 | Fiberglass | 1984-03-19 | Fiberglass Reinforced Plastic | Pressurized
4440837 | 4 | Ball Float | 1997-06-07 | yes | 1994-09-17 | yes | Currently in Use | Used Oil | 1000 | Fiberglass | 1984-03-19 | Fiberglass Reinforced Plastic
4440837 | 5 | [5 empty] | Removed from Ground | Gas (Historical Use) | 5000 | Bare Steel | 1971-01-01 | Not Marked
4440837 | 6 | [5 empty] | Removed from Ground | Gas (Historical Use) | 10000 | Bare Steel | 1971-01-01 | Not Marked
4440837 | 7 | [5 empty] | Removed from Ground | Gas (Historical Use) | 10000 | Bare Steel | 1971-01-01 | Not Marked
4440837 | 8 | [5 empty] | Removed from Ground | Gas (Historical Use) | 560 | Bare Steel | 1971-01-01 | Not Marked
4440838 | 1 | [5 empty] | Removed from Ground | Other | 1500 | Bare Steel | 1965-01-01 | Galvanized Steel
4440838 | 2 |  |  | yes |  | yes | Removed from Ground | Used Oil | 250 | Bare Steel | 1965-01-01 | Galvanized Steel
4440838 | 3 |  |  | yes |  | yes | Removed from Ground | Used Oil | 1000 | Bare Steel | 1977-01-01 | Fiberglass Reinforced Plastic
4440838 | 4 | [5 empty] | Removed from Ground | Other | 2000 | Bare Steel | 1977-01-01 | Fiberglass Reinforced Plastic
4440838 | 5 |  |  | yes |  | yes | Removed from Ground | Used Oil | 500 | Bare Steel | 1965-01-01 | Galvanized Steel
4442261 | 1 | [5 empty] | Removed from Ground | Gas (Historical Use) | 500 | Bare Steel | 1971-05-03 | Galvanized Steel | Suction (American)
4442261 | 2 | [5 empty] | Removed from Ground | Diesel | 1000 | Bare Steel | 1971-05-03 | Galvanized Steel
4442261 | L295166 | Flapper Valve | 1993-04-29 | no | 1993-04-29 | no | Currently in Use | Diesel | 1030 | Tank Jacket | 1993-03-24 | Fiberglass Reinforced Plastic | Safe Suction (Euro)
4444025 | H011712 | [5 empty] | Removed from Ground | Diesel | 1000 | Bare Steel | 1974-05-17 | Galvanized Steel | Suction (American)
4444025 | H011719 | [5 empty] | Removed from Ground | Gas (Historical Use) | 1000 | Bare Steel | 1974-05-12 | Galvanized Steel | Suction (American)
4444025 | L295152 | Flapper Valve | 1992-09-04 |  | 1992-09-04 |  | Currently in Use | Diesel | 1031 | Tank Jacket | 1992-09-04 | Fiberglass Reinforced Plastic | Safe Suction (Euro)
4444025 | L295154 | Flapper Valve | 1992-09-04 |  | 1992-09-04 |  | Currently in Use | Gas (Historical Use) | 1031 | Tank Jacket | 1992-09-04 | Fiberglass Reinforced Plastic | Safe Suction (Euro)
4446200 | 1 | [5 empty] | Removed from Ground | Gas (Historical Use) | 6000 | Bare Steel | 1959-05-08 | Galvanized Steel
4446200 | 2 | [5 empty] | Removed from Ground | Gas (Historical Use) | 6000 | Bare Steel | 1959-05-08 | Galvanized Steel
450001 | 1 | [5 empty] | Removed from Ground | Gas (Historical Use) | 3000 | Bare Steel | 1961-01-01 | Galvanized Steel | Safe Suction (Euro)
450003 | 1 | [5 empty] | Removed from Ground | Diesel | 8000 | Bare Steel | 1959-01-01 | Galvanized Steel
450003 | 2 | [5 empty] | Removed from Ground | Gas (Historical Use) | 4000 | Bare Steel | 1982-01-01 | Galvanized Steel
450006 | 1 | [5 empty] | Removed from Ground | Empty | 3000 | Bare Steel | 1958-01-01 | Galvanized Steel
450007 | 1 | [5 empty] | Permanently Out of Use - historical purposes | Diesel | 3000 | Bare Steel | 1958-01-01 | Galvanized Steel
450007 | 2 | [5 empty] | Permanently Out of Use - historical purposes | Diesel | 3000 | Bare Steel | 1958-01-01 | Galvanized Steel
450008 | 1 | [5 empty] | Removed from Ground | Empty | 1000 | Bare Steel | 1956-01-01 | Galvanized Steel
450011 | 1 | [5 empty] | Removed from Ground | Diesel | 1000 | Bare Steel | 1979-01-01 | Galvanized Steel
450011 | 2 | [5 empty] | Removed from Ground | Diesel | 1000 | Bare Steel | 1979-01-01 | Galvanized Steel
450011 | 3 | [5 empty] | Removed from Ground | Gas (Historical Use) | 500 | Bare Steel | 1980-01-01 | Galvanized Steel
450011 | 4 | [5 empty] | Removed from Ground | Diesel | 1000 | Bare Steel | 1979-01-01 | Galvanized Steel
450012 | 1 |  | 1997-06-01 |  | 1997-06-01 |  | Currently in Use | Diesel | 10000 | Steel-Impressed Current | 1980-01-01 | Fiberglass Reinforced Plastic | Safe Suction (Euro)
450012 | 2 |  | 1997-06-01 |  | 1997-06-01 |  | Currently in Use | Gas (Historical Use) | 10000 | Steel-Impressed Current | 1980-01-01 | Fiberglass Reinforced Plastic | Pressurized
450012 | 3 | [5 empty] | Closed in Ground | Other | 0 | Bare Steel | 1986-02-01 | Galvanized Steel
450018 | 1 | [5 empty] | Removed from Ground | Diesel | 8000 | Bare Steel | 1978-01-01 | Galvanized Steel | Suction (American)
450018 | 2 | [5 empty] | Removed from Ground | Gas (Historical Use) | 4000 | Bare Steel | 1978-01-01 | Galvanized Steel | Suction (American)
450021 | 1 | [5 empty] | Permanently Out of Use - historical purposes | Gas (Historical Use) | 560 | Bare Steel | 1979-01-01 | Bare Steel
450021 | 2 | [5 empty] | Permanently Out of Use - historical purposes | Gas (Historical Use) | 560 | Bare Steel | 1979-01-01 | Bare Steel
450022 | 1 | [5 empty] | Removed from Ground | Gas (Historical Use) | 560 | Bare Steel | 1981-01-01 | Bare Steel
450022 | 2 | [5 empty] | Removed from Ground | Gas (Historical Use) | 2000 | Bare Steel | 1976-01-01 | Bare Steel
450022 | 3 | [5 empty] | Removed from Ground | Gas (Historical Use) | 2000 | Bare Steel | 1976-01-01 | Bare Steel
450022 | 4A |  | 1995-04-01 |  | 1995-04-01 |  | Removed from Ground | Gas (Historical Use) | 3000 | Galvanic (STIP-3) | 1995-04-01 | Galvanized Steel | Suction (American)
450022 | 4B |  | 1995-04-01 |  | 1995-04-01 |  | Removed from Ground | Gas (Historical Use) | 3000 | Galvanic (STIP-3) | 1995-04-01 | Galvanized Steel | Suction (American)
450022 | 5 |  | 1995-04-01 |  | 1995-04-01 |  | Removed from Ground | Gas (Historical Use) | 6000 | Galvanic (STIP-3) | 1995-04-01 | Galvanized Steel | Suction (American)
450023 | 1 |  | 1998-11-11 | no | 1998-11-11 | no | Removed from Ground | Gas (Historical Use) | 4000 | Steel-Impressed Current | 1976-01-01 |  | Suction (American)
450023 | 2 |  | 1998-11-11 | no | 1998-11-11 | no | Removed from Ground | Gas (Historical Use) | 4000 | Steel-Impressed Current | 1976-01-01 |  | Suction (American)
450023 | 3 |  | 1998-11-11 | no | 1998-11-11 | no | Removed from Ground | Gas (Historical Use) | 4000 | Steel-Impressed Current | 1976-01-01 |  | Suction (American)
450025 | 1 | [5 empty] | Removed from Ground | Gas (Historical Use) | 10000 | Bare Steel | 1979-01-01 | Bare Steel
450025 | 2 | [5 empty] | Removed from Ground | Diesel | 10000 | Bare Steel | 1979-01-01 | Bare Steel
450025 | 3 | [5 empty] | Removed from Ground | Gas (Historical Use) | 15000 | Bare Steel | 1979-01-01 | Bare Steel
450025 | 4 | [5 empty] | Removed from Ground | Gas (Historical Use) | 1000 | Bare Steel | 1981-01-01 | Bare Steel
450025 | 5 |  |  | no |  | no | Removed from Ground | Diesel | 10000 | Unknown | 2010-05-26 | Unknown
450026 | 1 | [5 empty] | Removed from Ground | Diesel | 3000 | Bare Steel | 1971-01-01 | Bare Steel
450026 | 2 | [5 empty] | Removed from Ground | Diesel | 3000 | Bare Steel | 1971-01-01 | Bare Steel
450026 | 3 | [5 empty] | Removed from Ground | Diesel | 3000 | Bare Steel | 1971-01-01 | Bare Steel
450026 | 4 | [5 empty] | Removed from Ground | Diesel | 3000 | Bare Steel | 1971-01-01 | Bare Steel
450026 | 5 | [5 empty] | Removed from Ground | Gas (Historical Use) | 10000 | Bare Steel | 1976-01-01 | Bare Steel
450026 | 6 | [5 empty] | Removed from Ground | Gas (Historical Use) | 10000 | Bare Steel | 1976-01-01 | Bare Steel | Pressurized
450026 | 7 |  | 1998-02-19 | no | 1998-02-19 | no | Temporarily out of use | Gas (Historical Use) | 6000 | Galvanic (STIP-3) | 1998-02-19 | Galvanized Steel | Pressurized
450026 | 8A |  | 1998-02-19 | no | 1998-02-19 | no | Temporarily out of use | Gas (Historical Use) | 3000 | Galvanic (STIP-3) | 1998-02-19 | Galvanized Steel | Pressurized
450026 | 8B |  | 1998-02-19 | no | 1998-02-19 | no | Temporarily out of use | Gas (Historical Use) | 3000 | Galvanic (STIP-3) | 1998-02-19 | Galvanized Steel | Pressurized
450026 | 9 |  | 1998-02-19 | no | 1998-02-19 | no | Temporarily out of use | Diesel | 4000 | Galvanic (STIP-3) | 1998-02-19 | Galvanized Steel | Pressurized
450026 | WO |  |  | yes |  | yes | Removed from Ground | Used Oil | 560 | Bare Steel | 1971-01-01 | Bare Steel | Gravity Fed
450032 | 10259-1 | [5 empty] | Removed from Ground | Gas (Historical Use) | 1000 | Bare Steel | 1966-01-01 | Unknown
450032 | 259D1 | [5 empty] | Removed from Ground | Diesel | 2000 | Cathodically Protected Steel | 1989-01-01 | Galvanized Steel | Suction (American)
450032 | 259G1 | [5 empty] | Removed from Ground | Gas (Historical Use) | 2000 | Cathodically Protected Steel | 1989-01-01 | Galvanized Steel | Suction (American)
450033 | 1 | Flapper Valve | 1995-03-22 |  | 1995-03-22 |  | Currently in Use | Gas (Historical Use) | 6000 | Steel-Impressed Current | 1985-01-01 | Double-Walled Flex | Pressurized
450033 | 2 | Flapper Valve | 1995-03-22 |  | 1995-03-22 |  | Currently in Use | Gas (Historical Use) | 6000 | Steel-Impressed Current | 1985-01-01 | Double-Walled Flex | Pressurized
450033 | 3 | Flapper Valve | 1995-03-22 |  | 1995-03-22 |  | Currently in Use | Gas (Historical Use) | 6000 | Steel-Impressed Current | 1985-01-01 | Double-Walled Flex | Pressurized
450034 | 1 |  | 1997-06-26 |  | 1997-06-26 |  | Removed from Ground | Empty | 8000 | Cathodically Protected Steel | 1983-01-01 | Cathodically Protected | Pressurized
450034 | 2 |  | 1997-06-26 |  | 1997-06-26 |  | Removed from Ground | Empty | 8000 | Cathodically Protected Steel | 1983-01-01 | Cathodically Protected | Pressurized
450034 | 3 |  | 1997-06-26 |  | 1997-06-26 |  | Removed from Ground | Empty | 8000 | Cathodically Protected Steel | 1983-01-01 | Cathodically Protected | Pressurized
450036 | 1 | [5 empty] | Removed from Ground | Gas (Historical Use) | 2000 | Bare Steel |  | Galvanized Steel | Suction (American)
450037 | 1 | Flapper Valve | 1998-10-29 | no | 1998-10-29 | no | Currently in Use | Gas (Historical Use) | 2000 | Steel-Impressed Current | 1961-01-01 | Steel (Impressed Current) | Suction (American)
450037 | 2 | Flapper Valve | 1998-10-29 | no | 1998-10-29 | no | Currently in Use | Regular | 3000 | Steel-Impressed Current | 1961-01-01 | Steel (Impressed Current) | Suction (American)
450038 | 1 | [5 empty] | Removed from Ground | Gas (Historical Use) | 1000 | Bare Steel | 1974-01-01 | Galvanized Steel
450041 | 1 | [5 empty] | Removed from Ground | Diesel | 2000 | Bare Steel |  | Galvanized Steel
450042 | 1 | [5 empty] | Permanently Out of Use - historical purposes | Diesel | 1 | Bare Steel |  | Galvanized Steel
450045 | 1 | [5 empty] | Removed from Ground | Gas (Historical Use) | 5000 | Bare Steel | 1983-01-01 | Galvanized Steel | Suction (American)
450045 | 2 | [5 empty] | Removed from Ground | Gas (Historical Use) | 3000 | Bare Steel | 1983-01-01 | Galvanized Steel | Suction (American)
450045 | 3 | [5 empty] | Removed from Ground | Gas (Historical Use) | 3000 | Bare Steel | 1983-01-01 | Galvanized Steel | Suction (American)
450045 | 4A | Flapper Valve | 1998-06-17 | no | 1998-06-17 | no | Currently in Use | E-10 | 3000 | Galvanic (STIP-3) | 1998-06-17 | Cathodically Protected | Pressurized
450045 | 4B | Flapper Valve | 1998-06-17 | no | 1998-06-17 | no | Currently in Use | E-10 | 3000 | Galvanic (STIP-3) | 1998-06-17 | Cathodically Protected | Pressurized
450045 | 5A | Flapper Valve | 1998-06-17 | no | 1998-06-17 | no | Currently in Use | Diesel | 3000 | Galvanic (STIP-3) | 1998-06-17 | Cathodically Protected | Pressurized
450045 | 5B | Flapper Valve | 1998-06-17 | no | 1998-06-17 | no | Temporarily out of use | Kerosene | 1000 | Galvanic (STIP-3) | 1998-06-17 | Cathodically Protected | Pressurized
450045 | 6 | Flapper Valve | 1998-06-17 | no | 1998-06-17 | no | Currently in Use | E-10 | 6000 | Galvanic (STIP-3) | 1998-06-17 | Cathodically Protected | Pressurized
450047 | 1 | [5 empty] | Removed from Ground | Gas (Historical Use) | 4000 | Bare Steel | 1981-01-01 | Galvanized Steel
450047 | 2 | [5 empty] | Removed from Ground | Gas (Historical Use) | 4000 | Bare Steel | 1981-01-01 | Galvanized Steel
450047 | 3 | [5 empty] | Removed from Ground | Gas (Historical Use) | 2000 | Bare Steel | 1981-01-01 | Galvanized Steel
450047 | 4 | Ball Float | 1996-01-01 | no | 1996-01-01 | no | Currently in Use | E-10 | 4000 | Galvanic (STIP-3) | 1996-01-01 | Galvanized Steel | Pressurized
450047 | 5 | Ball Float | 1996-01-01 | no | 1996-01-01 | no | Currently in Use | E-10 | 3000 | Galvanic (STIP-3) | 1996-01-01 | Galvanized Steel | Pressurized
450047 | 6 | Ball Float | 1996-01-01 | no | 1996-01-01 | no | Temporarily out of use | Diesel | 4000 | Galvanic (STIP-3) | 1996-01-01 | Galvanized Steel | Safe Suction (Euro)
450047 | 7 | Ball Float | 1996-01-01 | no | 1996-01-01 | no | Temporarily out of use | E-10 | 1000 | Galvanic (STIP-3) | 1996-01-01 | Galvanized Steel | Safe Suction (Euro)
450047 | 8 | Flapper Valve | 1996-01-01 | no | 1996-01-01 | no | Temporarily out of use | Kerosene | 1000 | Galvanic (STIP-3) | 1996-01-01 |  | Safe Suction (Euro)
450047 | 9 | Ball Float | 1996-01-01 | no | 1996-01-01 | no | Currently in Use | Diesel | 3000 | Galvanic (STIP-3) | 1996-01-01 | Galvanized Steel | Pressurized
450048 | 1 | [5 empty] | Removed from Ground | Gas (Historical Use) | 1000 | Bare Steel | 1981-01-01 | Galvanized Steel
450048 | 2 | [5 empty] | Removed from Ground | Gas (Historical Use) | 1000 | Bare Steel | 1981-01-01 | Galvanized Steel
450048 | 3 | [5 empty] | Removed from Ground | Gas (Historical Use) | 280 | Bare Steel | 1981-01-01 | Galvanized Steel
450049 | 1 |  | 1984-01-01 | no | 1984-01-01 | no | Temporarily out of use | Gas (Historical Use) | 2000 |  | 1984-01-01 |  | Pressurized
450049 | 2 |  | 1984-01-01 | no | 1984-01-01 | no | Temporarily out of use | Gas (Historical Use) | 1000 |  | 1984-01-01 |  | Pressurized
450051 | 1 | [5 empty] | Removed from Ground | Gas (Historical Use) | 1000 | Bare Steel | 1981-01-01 | Galvanized Steel
450051 | 1A |  | 1994-12-01 |  | 1994-12-01 |  | Removed from Ground | Gas (Historical Use) | 1000 | Cathodically Protected Steel | 1994-12-01 | Cathodically Protected | Suction (American)
450051 | 1B |  | 1994-12-01 |  | 1994-12-01 |  | Removed from Ground | Gas (Historical Use) | 1000 | Cathodically Protected Steel | 1994-12-01 | Cathodically Protected | Suction (American)
450051 | 2 | [5 empty] | Removed from Ground | Gas (Historical Use) | 1000 | Bare Steel | 1981-01-01 | Galvanized Steel
450051 | 3 | [5 empty] | Removed from Ground | Gas (Historical Use) | 500 | Bare Steel | 1981-01-01 | Galvanized Steel
450054 | 1 | [5 empty] | Removed from Ground | Gas (Historical Use) | 4000 | Bare Steel | 1979-01-01 | Galvanized Steel
450054 | 2 | [5 empty] | Removed from Ground | Gas (Historical Use) | 3000 | Bare Steel | 1979-01-01 | Galvanized Steel
450054 | 3 | [5 empty] | Removed from Ground | Gas (Historical Use) | 2000 | Bare Steel | 1979-01-01 | Galvanized Steel
450054 | 4 | Ball Float | 1993-10-01 | no | 1993-10-01 | no | Currently in Use | E-10 | 8000 | Galvanic (STIP-3) | 1993-10-01 | Fiberglass Reinforced Plastic | Pressurized
450054 | 5A | Ball Float | 1993-10-01 | no | 1993-01-01 | no | Currently in Use | E-10 | 3000 | Galvanic (STIP-3) | 1993-10-01 | Fiberglass Reinforced Plastic | Pressurized
450054 | 5B | Ball Float | 1993-10-01 | no | 1993-10-01 | no | Currently in Use | E-10 | 3000 | Galvanic (STIP-3) | 1993-10-01 | Fiberglass Reinforced Plastic | Pressurized
450055 | 1 | [5 empty] | Removed from Ground | Gas (Historical Use) | 1000 | Bare Steel | 1981-01-01 | Galvanized Steel
450055 | 2 | [5 empty] | Removed from Ground | Gas (Historical Use) | 1000 | Bare Steel | 1981-01-01 | Galvanized Steel
450055 | 3 | [5 empty] | Removed from Ground | Gas (Historical Use) | 560 | Bare Steel | 1981-01-01 | Galvanized Steel
450055 | 4 |  | 1995-07-01 |  | 1995-07-01 |  | Removed from Ground | Gas (Historical Use) | 4000 | Galvanic (STIP-3) | 1995-07-01 | Fiberglass Reinforced Plastic | Pressurized
450055 | 5A |  | 1995-07-01 |  | 1995-07-01 |  | Removed from Ground | Gas (Historical Use) | 2000 | Galvanic (STIP-3) | 1995-07-01 | Fiberglass Reinforced Plastic | Pressurized
450055 | 5B |  | 1995-07-01 |  | 1995-07-01 |  | Removed from Ground | Gas (Historical Use) | 2000 | Galvanic (STIP-3) | 1995-07-01 | Fiberglass Reinforced Plastic | Pressurized
450057 | 1 | [5 empty] | Removed from Ground | Gas (Historical Use) | 4000 | Bare Steel | 1982-01-01 | Galvanized Steel
450057 | 2 | [5 empty] | Removed from Ground | Gas (Historical Use) | 4000 | Bare Steel | 1982-01-01 | Galvanized Steel
450062 | 1 |  | 1999-04-16 |  | 1999-04-16 |  | Removed from Ground | Gas (Historical Use) | 2000 | Steel-Impressed Current | 1980-01-01 | Cathodically Protected | Safe Suction (Euro)
450063 | 1 | [5 empty] | Permanently Out of Use - historical purposes | Gas (Historical Use) | 1000 | Bare Steel | 1976-01-01 | Bare Steel | Suction (American)
450063 | 2 | [5 empty] | Permanently Out of Use - historical purposes | Diesel | 1000 | Bare Steel | 1976-01-01 | Bare Steel | Suction (American)
450064 | 1 | [5 empty] | Removed from Ground | Gas (Historical Use) | 1000 | Bare Steel | 1971-01-01 | Bare Steel
450064 | 2 | [5 empty] | Removed from Ground | Gas (Historical Use) | 1000 | Bare Steel | 1971-01-01 | Bare Steel
450064 | 3 | [5 empty] | Removed from Ground | Gas (Historical Use) | 1000 | Bare Steel | 1971-01-01 | Bare Steel
450064 | 4A |  | 1998-12-08 |  | 1998-12-08 |  | Currently in Use | Gas (Historical Use) | 3000 | Cathodically Protected Steel | 1998-12-09 | Cathodically Protected | Suction (American)
450064 | 4B |  | 1998-12-08 |  | 1998-12-08 |  | Currently in Use | Gas (Historical Use) | 1000 | Cathodically Protected Steel | 1998-12-09 | Cathodically Protected | Suction (American)
450066 | 1 |  |  | yes |  | yes | Permanently Out Of Use | Used Oil | 1000 | Bare Steel | 1976-01-01 | Bare Steel | Suction (American)
450066 | 2 | [5 empty] | Permanently Out Of Use | Gas (Historical Use) | 1000 | Bare Steel | 1966-01-01 | Unknown
450066 | 3 | [5 empty] | Removed from Ground | Diesel | 3000 | Bare Steel | 1971-01-01 | Bare Steel | Safe Suction (Euro)
450066 | 4 | [5 empty] | Removed from Ground | Gas (Historical Use) | 3000 | Bare Steel | 1971-01-01 | Bare Steel | Safe Suction (Euro)
450066 | 5 | [5 empty] | Permanently Out Of Use | Diesel | 560 | Bare Steel | 1956-01-01 | Unknown
450066 | 6 | Ball Float | 1998-12-20 | no | 1998-12-20 | no | Temporarily out of use | Diesel | 6000 | Fiberglass | 1998-12-16 | Double-Walled Fiberglass | Pressurized
450066 | 7 | Ball Float | 1998-12-20 | no | 1998-12-20 | no | Currently in Use | Diesel | 4000 | Fiberglass | 1998-12-16 | Double-Walled Fiberglass | Pressurized
450066 | 8 | Ball Float | 1998-12-20 | no | 1998-12-20 | no | Currently in Use | Diesel | 3000 | Fiberglass | 1998-12-16 | Double-Walled Fiberglass | Pressurized
450066 | 9 | Ball Float | 1998-12-20 | no | 1998-12-20 | no | Currently in Use | E-10 | 2000 | Fiberglass | 1998-12-16 | Double-Walled Fiberglass | Pressurized
450069 | 1 | [5 empty] | Permanently Out of Use - historical purposes | Diesel | 3000 | Bare Steel |  | Bare Steel
450069 | 2 | [5 empty] | Permanently Out of Use - historical purposes | Gas (Historical Use) | 560 | Bare Steel |  | Bare Steel
450069 | 3 | [5 empty] | Permanently Out of Use - historical purposes | Gas (Historical Use) | 560 | Bare Steel |  | Bare Steel
450073 | 1 | [5 empty] | Removed from Ground | Gas (Historical Use) | 1000 | Bare Steel | 1979-01-01 | Galvanized Steel
450074 | 1 | [5 empty] | Removed from Ground | Gas (Historical Use) | 2000 | Bare Steel | 1971-01-01 | Galvanized Steel | Suction (American)
450074 | 2 | [5 empty] | Removed from Ground | Gas (Historical Use) | 2000 | Bare Steel | 1971-01-01 | Galvanized Steel | Suction (American)
450079 | 1 | [5 empty] | Removed from Ground | Gas (Historical Use) | 2000 | Bare Steel | 1976-01-01 | Galvanized Steel | Suction (American)
450079 | 2 | [5 empty] | Removed from Ground | Gas (Historical Use) | 2000 | Bare Steel | 1976-01-01 | Galvanized Steel | Suction (American)
450079 | 3 | [5 empty] | Removed from Ground | Gas (Historical Use) | 4000 | Bare Steel | 1976-01-01 | Galvanized Steel | Suction (American)
450079 | 4 | [5 empty] | Removed from Ground | Gas (Historical Use) | 2000 | Bare Steel | 1976-01-01 | Galvanized Steel
450079 | 5 |  |  | yes |  | yes | Removed from Ground | Used Oil | 1000 | Bare Steel | 1996-11-20 | Galvanized Steel
450080 | 1 |  |  | yes |  | yes | Removed from Ground | Used Oil | 500 | Bare Steel | 1971-01-01 | Bare Steel
450081 | 1 | [5 empty] | Removed from Ground | Gas (Historical Use) | 1000 | Bare Steel | 1982-01-01 | Galvanized Steel
450081 | 2 | [5 empty] | Removed from Ground | Gas (Historical Use) | 1000 | Bare Steel | 1982-01-01 | Galvanized Steel
450081 | 3 | [5 empty] | Removed from Ground | Diesel | 560 | Bare Steel | 1982-01-01 | Galvanized Steel
450084 | 1 | [5 empty] | Temporarily out of use | Diesel | 6000 | Bare Steel | 1983-01-01 | Galvanized Steel | Suction (American)
450085 | 3 | [5 empty] | Removed from Ground | Gas (Historical Use) | 8000 | Bare Steel | 1966-01-01 | Bare Steel | Safe Suction (Euro)
450085 | 4 | [5 empty] | Removed from Ground | Gas (Historical Use) | 1000 | Bare Steel | 1966-01-01 | Unknown
450085 | 5 | [5 empty] | Removed from Ground | Gas (Historical Use) | 2000 | Bare Steel | 1966-01-01 | Bare Steel
450089 | 1 | [5 empty] | Removed from Ground | Gas (Historical Use) | 8000 | Composite | 1986-01-01 | Galvanized Steel
450089 | 2 | [5 empty] | Removed from Ground | Gas (Historical Use) | 8000 | Composite | 1987-01-01 | Galvanized Steel
450089 | 3 | [5 empty] | Removed from Ground | Gas (Historical Use) | 8000 | Composite | 1987-01-01 | Galvanized Steel
450089 | 5 |  | 1989-12-01 |  | 1989-12-01 |  | Currently in Use | Gas (Historical Use) | 8000 | Galvanic (STIP-3) | 1989-12-01 | Cathodically Protected | Pressurized
450089 | 6 |  | 1989-12-01 |  | 1989-12-01 |  | Currently in Use | Diesel | 6000 | Galvanic (STIP-3) | 1989-12-01 | Cathodically Protected | Pressurized
450089 | 7 |  | 1989-12-01 |  | 1989-12-01 |  | Currently in Use | Gas (Historical Use) | 8000 | Galvanic (STIP-3) | 1989-12-01 | Cathodically Protected | Pressurized
450090 | 1 | [5 empty] | Closed in Ground | Diesel | 10000 | Bare Steel | 1963-06-16 | Not Marked
450090 | 2 | [5 empty] | Removed from Ground | Diesel | 500 | Bare Steel | 1963-06-16 | Not Marked
450090 | 3 | [5 empty] | Removed from Ground | Diesel | 1200 | Bare Steel | 1970-06-14 | Copper
450090 | 4 |  | 1997-11-15 |  | 1997-11-15 |  | Currently in Use | Diesel | 1000 | Galvanic (STIP-3) | 1997-11-15 | Galvanized Steel | Safe Suction (Euro)
450090 | 5 |  | 1997-11-15 |  | 1997-11-15 |  | Currently in Use | Diesel | 2000 | Galvanic (STIP-3) | 1997-11-15 | Galvanized Steel | Safe Suction (Euro)
450092 | 1 | [5 empty] | Removed from Ground | Diesel | 285 | Bare Steel | 1984-01-02 | Bare Steel
450094 | 1 | [5 empty] | Removed from Ground | Gas (Historical Use) | 5000 | Bare Steel | 1983-01-02 | Not Marked
450094 | 2 | [5 empty] | Removed from Ground | Diesel | 1000 | Bare Steel | 1983-01-02 | Not Marked
450094 | 3 | [5 empty] | Removed from Ground | Diesel | 10000 | Bare Steel | 1983-01-02 | Not Marked
450094 | 4 | Flapper Valve | 1997-03-14 | no | 1997-03-14 | no | Currently in Use | E-10 | 2500 | Fiberglass Double Walled | 1997-03-01 | Fiberglass Reinforced Plastic | Safe Suction (Euro)
450094 | 5 | Flapper Valve | 1997-03-14 | no | 1997-03-14 | no | Currently in Use | Diesel | 1000 |  | 1997-03-01 | Fiberglass Reinforced Plastic | Safe Suction (Euro)
450094 | 6 | Flapper Valve | 1997-03-14 | no | 1997-03-14 | no | Currently in Use | Diesel | 4000 | Fiberglass Double Walled | 1997-03-01 | Fiberglass Reinforced Plastic | Safe Suction (Euro)
450095 | 1 |  | 1999-01-20 |  | 1999-01-20 |  | Removed from Ground | Gas (Historical Use) | 2000 | Steel-Impressed Current | 1969-05-12 | Fiberglass Reinforced Plastic | Suction (American)
450095 | 2 |  | 1999-01-20 |  | 1999-01-20 |  | Removed from Ground | Gas (Historical Use) | 2000 | Steel-Impressed Current | 1969-05-12 | Fiberglass Reinforced Plastic | Suction (American)
450095 | 3 |  | 1999-01-20 |  | 1999-01-20 |  | Removed from Ground | Gas (Historical Use) | 1000 | Steel-Impressed Current | 1982-05-09 | Fiberglass Reinforced Plastic | Suction (American)
450095 | 4 |  |  | yes |  | yes | Removed from Ground | Used Oil | 500 | Bare Steel | 1969-05-12 | Galvanized Steel
450096 | 1 | [5 empty] | Removed from Ground | Gas (Historical Use) | 4000 | Bare Steel | 1976-05-10 | Galvanized Steel
450096 | 2 | [5 empty] | Removed from Ground | Gas (Historical Use) | 4000 | Bare Steel | 1976-05-10 | Galvanized Steel
450096 | 3 | [5 empty] | Removed from Ground | Gas (Historical Use) | 2000 | Bare Steel | 1976-05-10 | Galvanized Steel
450096 | 4 |  | 1999-01-29 |  | 1999-01-01 |  | Permanently Out Of Use | Diesel | 4000 | Galvanic (STIP-3) | 1989-01-01 | Fiberglass Reinforced Plastic | Suction (American)
450097 | 1 | [5 empty] | Removed from Ground | Other | 2000 | Cathodically Protected Steel | 1971-05-12 | Galvanized Steel
450097 | 2 | [5 empty] | Removed from Ground | Other | 1000 | Cathodically Protected Steel | 1971-05-12 | Galvanized Steel
450097 | 3 | [5 empty] | Removed from Ground | Other | 1000 | Cathodically Protected Steel | 1971-05-12 | Galvanized Steel
4600007 | 1 | [5 empty] | Removed from Ground | Diesel | 7500 | Bare Steel | 1970-12-14 | Bare Steel
4600007 | 2 | [5 empty] | Removed from Ground | Diesel | 7500 | Bare Steel | 1970-12-14 | Bare Steel
4600007 | 3 | [5 empty] | Removed from Ground | Diesel | 1 | Bare Steel | 1970-12-14 | Bare Steel
4600007 | 4 | [5 empty] | Removed from Ground | Gas (Historical Use) | 7500 | Bare Steel | 1970-12-14 | Bare Steel
4600007 | 5 | [5 empty] | Removed from Ground | Other | 7500 | Bare Steel | 1970-12-14 | Bare Steel
4600007 | 6 | [5 empty] | Removed from Ground | Other | 2005 | Bare Steel | 1970-12-14 | Bare Steel
4600007 | 7 |  |  | yes |  | yes | Closed in Ground | Used Oil | 1 | Not Marked/Unknown | 1991-05-28 | Not Marked
4600007 | 8 |  | 1991-03-01 |  | 1991-03-01 |  | Removed from Ground | Diesel | 20000 | Galvanic (STIP-3) | 1991-03-01 | Fiberglass Reinforced Plastic | Pressurized
4600007 | 9 |  | 1991-03-01 |  | 1991-03-01 |  | Removed from Ground | Gas (Historical Use) | 5200 | Galvanic (STIP-3) | 1991-03-01 | Fiberglass Reinforced Plastic | Pressurized
460004 | 1 | [5 empty] | Removed from Ground | Diesel | 1 | Bare Steel |  | Galvanized Steel
460004 | 2 | [5 empty] | Removed from Ground | Gas (Historical Use) | 1 | Bare Steel |  | Galvanized Steel
460004 | 3 | [5 empty] | Removed from Ground | Empty | 1 | Bare Steel |  | Galvanized Steel
460007 | 1 |  | 1997-09-24 | no | 1997-09-24 | no | Currently in Use | Diesel | 15000 | Galvanic (STIP-3) | 1983-01-01 | Fiberglass Reinforced Plastic | Pressurized
460007 | 2 |  | 1997-09-24 | no | 1997-09-24 | no | Currently in Use | Gas (Historical Use) | 6000 | Galvanic (STIP-3) | 1981-01-01 | Fiberglass Reinforced Plastic | Safe Suction (Euro)
460007 | 3 |  | 1997-09-24 | no | 1997-09-24 | no | Currently in Use | Gas (Historical Use) | 3000 | Galvanic (STIP-3) | 1981-01-01 | Fiberglass Reinforced Plastic | Safe Suction (Euro)
460010 | 1 | [5 empty] | Removed from Ground | Gas (Historical Use) | 6000 | Bare Steel | 1966-01-01 | Galvanized Steel | Pressurized
460010 | 2 | [5 empty] | Removed from Ground | Gas (Historical Use) | 6000 | Bare Steel | 1966-01-01 | Galvanized Steel | Pressurized
460010 | 3 | [5 empty] | Removed from Ground | Gas (Historical Use) | 6000 | Bare Steel | 1966-01-01 | Galvanized Steel | Pressurized
460010 | 4 |  |  | yes |  | yes | Removed from Ground | Used Oil | 550 | Bare Steel | 1966-01-01 | Galvanized Steel | Pressurized
460010 | 5 | [5 empty] | Removed from Ground | Diesel | 1000 | Bare Steel | 1983-01-01 | Galvanized Steel | Suction (American)
460010 | 6 | [5 empty] | Removed from Ground | Diesel | 500 | Not Marked/Unknown | 1999-01-28 | Not Marked
460011 | 1 |  | 1997-12-30 | no | 1997-12-30 | no | Temporarily out of use | Gas (Historical Use) | 6000 | Steel-Impressed Current | 1965-01-01 | Cathodically Protected | Pressurized
460011 | 2 |  | 1997-12-30 | no | 1997-12-30 | no | Temporarily out of use | Gas (Historical Use) | 4000 | Steel-Impressed Current | 1965-01-01 | Cathodically Protected | Pressurized
460011 | 3 |  | 1997-12-30 |  | 1997-12-30 |  | Temporarily out of use | Gas (Historical Use) | 6000 | Steel-Impressed Current | 1965-01-01 | Cathodically Protected | Pressurized
460011 | 4A | Overfill Alarm | 2017-08-01 | no | 2017-08-01 | no | Currently in Use | Gas (Historical Use) | 12000 | Composite Double Walled | 2017-08-01 | Double-Walled Fiberglass | Pressurized
460011 | 4B | Overfill Alarm | 2017-08-01 | no | 2017-08-01 | no | Currently in Use | Gas (Historical Use) | 4000 | Composite Double Walled | 2017-08-01 | Double-Walled Fiberglass | Pressurized
460011 | 4C | Overfill Alarm | 2017-08-01 | no | 2017-08-01 | no | Currently in Use | Diesel | 4000 | Composite Double Walled | 2017-08-01 | Double-Walled Fiberglass | Pressurized
460012 | 1 | Flapper Valve | 1996-06-21 |  | 1996-06-21 |  | Currently in Use | Gas (Historical Use) | 8000 | Steel-Impressed Current | 1996-07-10 | Fiberglass Reinforced Plastic | Suction (American)
460012 | 2 | Flapper Valve | 1996-06-21 |  | 1996-06-21 |  | Currently in Use | Gas (Historical Use) | 8000 | Steel-Impressed Current | 1996-07-10 | Fiberglass Reinforced Plastic | Suction (American)
460012 | 3 | Flapper Valve | 1996-06-21 |  | 1996-06-21 |  | Currently in Use | Gas (Historical Use) | 8000 | Steel-Impressed Current | 1996-07-10 | Fiberglass Reinforced Plastic | Suction (American)
460013 | 1 | [5 empty] | Permanently Out Of Use | Gas (Historical Use) | 4000 | Bare Steel | 1970-01-01 | Galvanized Steel
460013 | 2 | [5 empty] | Permanently Out Of Use | Gas (Historical Use) | 2000 | Bare Steel | 1970-01-01 | Galvanized Steel
460014 | 1 | [5 empty] | Removed from Ground | Other | 4000 | Bare Steel | 1981-01-01 | Galvanized Steel | Safe Suction (Euro)
460014 | 2 | [5 empty] | Removed from Ground | Other | 4000 | Bare Steel | 1981-01-01 | Galvanized Steel | Safe Suction (Euro)
460014 | 3 | [5 empty] | Removed from Ground | Gas (Historical Use) | 2000 | Bare Steel | 1981-01-01 | Galvanized Steel | Safe Suction (Euro)
460017 | 1 | [5 empty] | Removed from Ground | Gas (Historical Use) | 1000 | Bare Steel | 1972-01-01 | Galvanized Steel
460017 | 2 | [5 empty] | Removed from Ground | Gas (Historical Use) | 500 | Bare Steel | 1969-01-01 | Galvanized Steel | Safe Suction (Euro)
460018 | 1 |  | 1998-11-13 |  | 1998-11-13 |  | Removed from Ground | Diesel | 560 | Steel-Impressed Current | 1978-01-01 | Cathodically Protected
460023 | 1 | [5 empty] | Removed from Ground | Diesel | 500 | Bare Steel | 1984-01-01 | Galvanized Steel | Safe Suction (Euro)
460023 | 2 | [5 empty] | Removed from Ground | Gas (Historical Use) | 2000 | Bare Steel | 1983-01-01 | Galvanized Steel | Safe Suction (Euro)
460023 | 248869 |  | 1993-05-06 |  | 1993-05-06 |  | Removed from Ground | Diesel | 1000 | Galvanic (STIP-3) | 1993-05-06 | Cathodically Protected | Safe Suction (Euro)
460023 | 248870 |  | 1993-05-06 |  | 1993-05-06 |  | Removed from Ground | Gas (Historical Use) | 1000 | Galvanic (STIP-3) | 1993-05-06 | Cathodically Protected | Safe Suction (Euro)
460024 | 337G1 | [5 empty] | Removed from Ground | Gas (Historical Use) | 960 | Marked Unknown | 2001-08-20 | Galvanized Steel | Safe Suction (Euro)
460025 | 1 |  | 1998-04-01 |  | 1998-04-01 |  | Currently in Use | Gas (Historical Use) | 10000 | Cathodically Protected Steel | 1980-01-01 | Double-Walled Fiberglass | Suction (American)
460025 | 2 |  | 1998-04-01 |  | 1998-04-01 |  | Currently in Use | Gas (Historical Use) | 8000 | Cathodically Protected Steel | 1980-01-01 | Double-Walled Fiberglass | Suction (American)
460025 | 3 |  | 1998-04-01 |  | 1998-04-01 |  | Closed in Ground | Gas (Historical Use) | 8000 | Steel-Impressed Current | 1980-01-01 | Cathodically Protected | Suction (American)
460026 | 1 |  |  | yes |  | yes | Permanently Out Of Use | Used Oil | 500 | Bare Steel | 1970-01-01 | Galvanized Steel
460028 | 1 | [5 empty] | Closed in Ground | Gas (Historical Use) | 6000 | Fiberglass | 1981-01-01 | Unknown | Pressurized
460028 | 2 | [5 empty] | Closed in Ground | Diesel | 6000 | Fiberglass | 1981-01-01 | Unknown | Pressurized
460029 | 1 |  | 1997-04-09 |  | 1997-04-09 |  | Temporarily out of use | Gas (Historical Use) | 3000 | Steel-Impressed Current | 1975-01-01 | Cathodically Protected | Safe Suction (Euro)
460029 | 2 |  | 1997-04-09 |  | 1997-04-09 |  | Temporarily out of use | Gas (Historical Use) | 3000 | Steel-Impressed Current | 1975-01-01 | Cathodically Protected | Safe Suction (Euro)
460030 | 1 |  | 1997-02-18 |  | 1997-02-18 |  | Removed from Ground | Gas (Historical Use) | 6000 | Steel-Impressed Current | 1971-01-01 | Fiberglass Reinforced Plastic | Pressurized
460030 | 2 |  | 1997-02-18 |  | 1997-02-18 |  | Removed from Ground | Gas (Historical Use) | 6000 | Steel-Impressed Current | 1971-01-01 | Fiberglass Reinforced Plastic | Pressurized
460030 | 3 |  | 1997-02-18 |  | 1997-02-18 |  | Removed from Ground | Gas (Historical Use) | 6000 | Steel-Impressed Current | 1971-01-01 | Fiberglass Reinforced Plastic | Pressurized
460030 | 4 |  |  | no |  | no | Removed from Ground | Kerosene | 500 | Bare Steel | 2012-02-08
460030 | 5 |  |  | no |  | no | Removed from Ground | Diesel | 500 | Bare Steel | 2012-02-13
460031 | 1 | Ball Float | 1997-02-17 |  | 1997-02-17 |  | Removed from Ground | Gas (Historical Use) | 6000 | Steel-Impressed Current | 1968-01-01 | Steel (Impressed Current) | Pressurized
460031 | 2 | Flapper Valve | 1997-02-17 |  | 1997-02-17 |  | Removed from Ground | Diesel | 6000 | Steel-Impressed Current | 1968-01-01 | Steel (Impressed Current) | Pressurized
460031 | 3 |  | 1997-02-17 |  | 1997-02-17 |  | Removed from Ground | Gas (Historical Use) | 6000 | Steel-Impressed Current | 1971-01-01 | Steel (Impressed Current) | Safe Suction (Euro)
460031 | 4 | Ball Float | 2008-05-20 | no | 2008-05-20 | no | Removed from Ground | E-85 | 6000 | Composite | 2008-05-20 | Fiberglass Reinforced Plastic | Pressurized
460031 | 5 | Ball Float | 2000-11-01 | no | 2000-11-01 | no | Removed from Ground | Gas (Historical Use) | 12000 | Composite | 2000-11-01 | Fiberglass Reinforced Plastic | Pressurized
460032 | 1 | Flapper Valve | 1996-12-18 | no | 1996-12-18 | no | Removed from Ground |  | 10000 | Lined Interior |  | Fiberglass Reinforced Plastic | Pressurized
460032 | 2 | Flapper Valve | 1996-12-18 | no | 1996-12-18 | no | Removed from Ground |  | 5000 | Lined Interior | 2016-02-02 | Fiberglass Reinforced Plastic | Pressurized
460032 | 3 | Flapper Valve | 1996-12-18 | no | 1996-12-18 | no | Removed from Ground |  | 4000 | Galvanic (STIP-3) |  | Fiberglass Reinforced Plastic | Pressurized
460032 | 4 |  | 2016-09-01 | no | 2016-09-01 | no | Currently in Use | Gas (Historical Use) | 5000 | Composite Double Walled | 2016-09-01 | Double-Walled Fiberglass | Pressurized
460032 | 5 |  | 2016-09-01 | no | 2016-09-01 | no | Currently in Use | Gas (Historical Use) | 10000 | Composite Double Walled | 2016-09-01 | Double-Walled Fiberglass | Pressurized
460032 | 6 |  | 2016-09-01 | no | 2016-09-01 | no | Currently in Use | Diesel | 5000 | Composite Double Walled | 2016-09-01 | Double-Walled Fiberglass | Pressurized
460033 | 1 |  | 1993-02-28 |  | 1993-08-28 |  | Currently in Use | Diesel | 10000 | Fiberglass | 1984-01-01 | Fiberglass Reinforced Plastic | Pressurized
460033 | 2 |  |  | yes |  | yes | Removed from Ground | Used Oil | 500 | Fiberglass | 1984-01-01 | Unknown
460034 | 1 | [5 empty] | Removed from Ground | Gas (Historical Use) | 4000 | Bare Steel | 1973-01-01 | Galvanized Steel | Suction (American)
460034 | 2 | [5 empty] | Removed from Ground | Gas (Historical Use) | 4000 | Bare Steel | 1973-01-01 | Galvanized Steel | Suction (American)
460034 | 3 | [5 empty] | Removed from Ground | Diesel | 3000 | Bare Steel | 1975-01-01 | Galvanized Steel | Suction (American)
460034 | 4 | [5 empty] | Removed from Ground | Gas (Historical Use) | 1000 | Bare Steel | 1975-01-01 | Galvanized Steel | Suction (American)
460036 | 1 |  | 1999-02-07 |  | 1999-02-07 |  | Removed from Ground | Gas (Historical Use) | 10000 | Steel-Impressed Current | 1972-01-01 | Fiberglass Reinforced Plastic | Pressurized
460036 | 2 |  | 1999-02-07 |  | 1999-02-07 |  | Removed from Ground | Gas (Historical Use) | 10000 | Steel-Impressed Current | 1972-01-01 | Fiberglass Reinforced Plastic | Pressurized
460036 | 3 |  | 1999-02-07 |  | 1999-02-07 |  | Removed from Ground | Gas (Historical Use) | 10000 | Steel-Impressed Current | 1972-01-01 | Fiberglass Reinforced Plastic | Pressurized
460036 | 4 |  |  | yes |  | yes | Removed from Ground | Used Oil | 550 | Bare Steel | 1972-01-01 | Galvanized Steel
460036 | 5 | [5 empty] | Removed from Ground | Diesel | 550 | Bare Steel | 1972-01-01 | Galvanized Steel
460036 | 6 | [5 empty] | Removed from Ground | Diesel | 1000 | Cathodically Protected Steel | 1981-01-01 | Galvanized Steel
460036 | 7A |  | 1999-02-20 | no | 1999-02-20 | no | Removed from Ground | Diesel | 3000 | Composite | 1999-02-20 | Fiberglass Reinforced Plastic | Pressurized
460036 | 7B |  | 1999-02-20 | no | 1999-02-20 | no | Removed from Ground | Diesel | 3000 | Composite | 1999-02-20 | Fiberglass Reinforced Plastic | Pressurized
460039 | 1 |  | 1998-11-18 |  | 1998-11-18 |  | Currently in Use | Gas (Historical Use) | 10000 | Steel-Impressed Current | 1981-01-01 | Fiberglass Reinforced Plastic | Safe Suction (Euro)
460039 | 2 | [5 empty] | Removed from Ground | Diesel | 2000 | Bare Steel | 1981-01-01 | Galvanized Steel | Safe Suction (Euro)
460039 | 3 |  | 1998-11-18 |  | 1998-11-18 |  | Currently in Use | Diesel | 10000 | Steel-Impressed Current | 1981-01-01 | Fiberglass Reinforced Plastic | Safe Suction (Euro)
460040 | 1 | Ball Float | 1996-06-19 |  | 1996-06-19 |  | Currently in Use | Gas (Historical Use) | 5000 | Steel-Impressed Current | 1966-01-01 | Fiberglass Reinforced Plastic | Pressurized
460040 | 2 | Ball Float | 1996-06-19 |  | 1996-06-19 |  | Currently in Use | Gas (Historical Use) | 5000 | Steel-Impressed Current | 1966-01-01 | Fiberglass Reinforced Plastic | Pressurized
460040 | 3 | Ball Float | 1996-06-19 |  | 1996-06-19 |  | Currently in Use | Gas (Historical Use) | 5000 | Steel-Impressed Current | 1966-01-01 | Fiberglass Reinforced Plastic | Pressurized
460040 | 4 | Ball Float | 1996-06-19 |  | 1996-06-19 |  | Currently in Use | Gas (Historical Use) | 5000 | Steel-Impressed Current | 1966-01-01 | Fiberglass Reinforced Plastic | Pressurized
460040 | 5 | Ball Float | 1996-06-19 |  | 1996-06-19 |  | Temporarily out of use | Gas (Historical Use) | 4000 | Steel-Impressed Current | 1984-01-01 | Fiberglass Reinforced Plastic | Pressurized
460040 | 6 | Ball Float | 1996-03-19 |  | 1996-03-19 |  | Currently in Use | Diesel | 4000 | Steel-Impressed Current | 1985-01-01 | Fiberglass Reinforced Plastic | Pressurized
460040 | 7 |  |  | yes |  | yes | Removed from Ground | Used Oil | 1000 | Bare Steel | 1966-01-01 | Galvanized Steel
460040 | 8 |  |  | yes |  | yes | Removed from Ground | Other | 1000 | Bare Steel | 1966-01-01 | Galvanized Steel
460040 | 9 |  |  | yes |  | yes | Removed from Ground | Other | 1000 | Bare Steel | 1966-01-01 | Galvanized Steel
460043 | 1 | [5 empty] | Removed from Ground | Gas (Historical Use) | 8000 | Bare Steel | 1981-01-01 | Galvanized Steel | Suction (American)
460043 | 2 | [5 empty] | Removed from Ground | Gas (Historical Use) | 8000 | Bare Steel | 1981-01-01 | Galvanized Steel | Suction (American)
460045 | 1 | [5 empty] | Removed from Ground | Gas (Historical Use) | 1000 | Bare Steel | 1971-01-01 | Galvanized Steel
460046 | 1 |  | 1999-01-11 |  | 1999-01-11 |  | Removed from Ground | Gas (Historical Use) | 1000 | Steel-Impressed Current | 1966-01-01 | Cathodically Protected | Safe Suction (Euro)
460046 | 2 |  | 1999-01-11 |  | 1999-01-11 |  | Removed from Ground | Gas (Historical Use) | 1000 | Steel-Impressed Current | 1966-01-01 | Cathodically Protected
460046 | 3 | [5 empty] | Removed from Ground | Gas (Historical Use) | 550 | Not Marked/Unknown | 1966-01-01 | Galvanized Steel
460047 | 1 |  | 1998-12-21 |  | 1998-12-21 |  | Removed from Ground | Gas (Historical Use) | 2000 | Steel-Impressed Current | 1958-01-01 | Cathodically Protected
460047 | 2 |  | 1998-12-21 |  | 1998-12-21 |  | Removed from Ground | Gas (Historical Use) | 2000 | Steel-Impressed Current | 1958-01-01 | Cathodically Protected
460047 | 3 |  | 1998-12-21 |  | 1998-12-21 |  | Removed from Ground | Gas (Historical Use) | 2000 | Steel-Impressed Current | 1958-01-01 | Cathodically Protected
460047 | 4 |  |  | yes |  | yes | Removed from Ground | Used Oil | 550 | Bare Steel | 1958-01-01 | Galvanized Steel
460047 | 5 | [5 empty] | Removed from Ground | Empty | 550 | Bare Steel | 1958-01-01 | Galvanized Steel
460047 | 6 | [5 empty] | Removed from Ground | Empty | 275 | Bare Steel | 1958-01-01 | Galvanized Steel
460047 | 7 |  | 1998-12-21 |  | 1998-12-21 |  | Removed from Ground | Diesel | 3000 | Steel-Impressed Current | 1983-01-01 | Cathodically Protected
460048 | 1 | [5 empty] | Removed from Ground | Gas (Historical Use) | 550 | Bare Steel | 1956-01-01 | Galvanized Steel
460048 | 2 | [5 empty] | Removed from Ground | Gas (Historical Use) | 550 | Bare Steel | 1956-01-01 | Galvanized Steel
460049 | 1 | [5 empty] | Removed from Ground | Diesel | 1000 | Composite | 1985-01-01 | Galvanized Steel
460049 | 2 | [5 empty] | Removed from Ground | Gas (Historical Use) | 1000 | Composite | 1985-01-01 | Galvanized Steel
460050 | 1 | [5 empty] | Removed from Ground | Gas (Historical Use) | 550 | Bare Steel | 1966-01-01 | Galvanized Steel
460051 | 1 | [5 empty] | Removed from Ground | Gas (Historical Use) | 1000 | Bare Steel | 1961-01-01 | Galvanized Steel
460052 | 1 | [5 empty] | Removed from Ground | Diesel | 1000 | Bare Steel | 1985-01-01 | Galvanized Steel
460053 | 1 | [5 empty] | Removed from Ground | Gas (Historical Use) | 550 | Bare Steel | 1969-01-01 | Galvanized Steel
460053 | 2 | [5 empty] | Removed from Ground | Gas (Historical Use) | 550 | Bare Steel | 1969-01-01 | Galvanized Steel
460053 | 3 | [5 empty] | Removed from Ground | Gas (Historical Use) | 275 | Bare Steel | 1969-01-01 | Galvanized Steel
460055 | 1 | [5 empty] | Removed from Ground | Gas (Historical Use) | 4000 | Bare Steel | 1974-05-16 | Galvanized Steel | Safe Suction (Euro)
460055 | 10A |  | 1995-12-20 |  | 1995-12-20 |  | Temporarily out of use | Gas (Historical Use) | 6000 | Fiberglass Double Walled | 1995-12-20 | Fiberglass Reinforced Plastic | Pressurized
460055 | 10B |  | 1995-12-20 |  | 1995-12-20 |  | Temporarily out of use | Gas (Historical Use) | 4000 | Fiberglass Double Walled | 1995-12-20 | Fiberglass Reinforced Plastic | Pressurized
460055 | 2 | [5 empty] | Removed from Ground | Gas (Historical Use) | 4000 | Bare Steel | 1974-05-16 | Galvanized Steel | Safe Suction (Euro)
460055 | 3 | [5 empty] | Removed from Ground | Gas (Historical Use) | 4000 | Bare Steel | 1974-05-16 | Galvanized Steel | Safe Suction (Euro)
460055 | 4 | [5 empty] | Removed from Ground | Gas (Historical Use) | 4000 | Bare Steel | 1974-05-16 | Galvanized Steel | Safe Suction (Euro)
460055 | 5 |  | 1995-12-20 |  | 1995-12-20 |  | Removed from Ground | Diesel | 4000 | Steel-Impressed Current | 1974-05-16 | Steel (Impressed Current) | Safe Suction (Euro)
460055 | 6 |  | 1995-12-20 |  | 1995-12-20 |  | Removed from Ground | Diesel | 4000 | Steel-Impressed Current | 1974-05-16 | Steel (Impressed Current) | Safe Suction (Euro)
460055 | 7 |  | 1995-12-20 |  | 1995-12-20 |  | Removed from Ground | Diesel | 4000 | Steel-Impressed Current | 1974-05-16 | Steel (Impressed Current) | Safe Suction (Euro)
460055 | 8 |  | 1995-12-20 |  | 1995-12-20 |  | Removed from Ground | Diesel | 4000 | Steel-Impressed Current | 1974-05-16 | Steel (Impressed Current) | Safe Suction (Euro)
460055 | 9 |  | 1995-12-20 |  | 1995-12-20 |  | Temporarily out of use | Gas (Historical Use) | 10000 | Fiberglass Double Walled | 1995-12-20 | Fiberglass Reinforced Plastic | Pressurized
462000 | 1 |  | 1994-11-01 |  | 1994-11-01 |  | Removed from Ground | Gas (Historical Use) | 2000 | Galvanic (STIP-3) | 1987-11-04 | Galvanized Steel | Safe Suction (Euro)
462000 | 2 |  | 1994-11-01 |  | 1994-11-01 |  | Removed from Ground | Diesel | 2000 | Galvanic (STIP-3) | 1987-11-04 | Galvanized Steel | Safe Suction (Euro)
462000 | 3 | Flapper Valve | 2004-07-30 | no | 2004-07-30 | no | Currently in Use | Gas (Historical Use) | 2500 | Fiberglass Double Walled | 2004-07-30 | Fiberglass Reinforced Plastic | Safe Suction (Euro)
462000 | 4 | Flapper Valve | 2004-07-30 | no | 2004-07-30 | no | Currently in Use | Diesel | 4000 | Fiberglass Double Walled | 2004-07-30 | Fiberglass Reinforced Plastic | Safe Suction (Euro)
470001 | 1 |  | 1998-08-01 |  | 1998-08-01 |  | Currently in Use | Diesel | 10000 | Steel-Impressed Current | 1985-02-26 | Cathodically Protected | Pressurized
470001 | 2 |  | 1998-08-01 |  | 1998-08-01 |  | Currently in Use | Gas (Historical Use) | 10000 | Steel-Impressed Current | 1985-02-26 | Cathodically Protected | Pressurized
470002 | 1 | [5 empty] | Removed from Ground | Gas (Historical Use) | 1000 | Bare Steel | 1976-01-16 | Galvanized Steel
470002 | 2 | [5 empty] | Removed from Ground | Gas (Historical Use) | 1000 | Bare Steel | 1980-01-15 | Galvanized Steel
470003 | 1 | [5 empty] | Removed from Ground | Diesel | 1000 | Cathodically Protected Steel | 1985-01-13 | Galvanized Steel
470003 | 2 | [5 empty] | Removed from Ground | Gas (Historical Use) | 2000 | Cathodically Protected Steel | 1985-01-13 | Galvanized Steel
470003 | 3 | [5 empty] | Removed from Ground | Gas (Historical Use) | 1000 | Bare Steel | 1969-01-17 | Galvanized Steel
470005 | 1 | [5 empty] | Removed from Ground | Gas (Historical Use) | 1000 | Bare Steel | 1966-02-23 | Bare Steel | Safe Suction (Euro)
470005 | 2 | [5 empty] | Removed from Ground | Diesel | 6000 | Bare Steel | 1966-02-23 | Galvanized Steel | Safe Suction (Euro)
470005 | 3 | [5 empty] | Removed from Ground | Gas (Historical Use) | 10000 | Bare Steel | 1966-02-23 | Bare Steel
470005 | 4 | [5 empty] | Removed from Ground | Diesel | 10000 | Bare Steel | 1966-02-23 | Bare Steel
470005 | 5 |  | 1990-12-01 |  | 1990-12-01 |  | Removed from Ground | Jet Fuel | 12000 | Composite | 1990-12-01 | Fiberglass Reinforced Plastic | Pressurized
470008 | 1 | [5 empty] | Removed from Ground | Gas (Historical Use) | 560 | Cathodically Protected Steel | 1976-02-27 | Galvanized Steel
470009 | 1 | [5 empty] | Closed in Ground | Gas (Historical Use) | 550 | Cathodically Protected Steel | 1971-02-28 | Galvanized Steel
470009 | 3 | [5 empty] | Closed in Ground | Gas (Historical Use) | 1000 | Bare Steel | 1974-02-27 | Unknown
470010 | 1 | [5 empty] | Removed from Ground | Gas (Historical Use) | 560 | Cathodically Protected Steel | 1976-02-27 | Galvanized Steel
470010 | 2 | [5 empty] | Removed from Ground | Diesel | 1060 | Cathodically Protected Steel | 1976-02-27 | Galvanized Steel
470011 | 1 | [5 empty] | Removed from Ground | Diesel | 1080 | Cathodically Protected Steel | 1971-02-28 | Galvanized Steel
470011 | 2 | [5 empty] | Removed from Ground | Gas (Historical Use) | 3000 | Cathodically Protected Steel | 1971-02-28 | Galvanized Steel
470011 | 3 | [5 empty] | Removed from Ground | Gas (Historical Use) | 1000 | Cathodically Protected Steel | 1976-02-27 | Galvanized Steel
470013 | 1 | [5 empty] | Removed from Ground | Gas (Historical Use) | 550 | Cathodically Protected Steel | 1971-02-28 | Galvanized Steel
470014 | 1 | [5 empty] | Removed from Ground | Gas (Historical Use) | 550 | Not Marked/Unknown | 1971-02-28 | Galvanized Steel
470015 | 1 | [5 empty] | Removed from Ground | Gas (Historical Use) | 1000 | Cathodically Protected Steel | 1971-02-28 | Galvanized Steel
470015 | 2 | [5 empty] | Removed from Ground | Diesel | 550 | Cathodically Protected Steel | 1971-02-28 | Galvanized Steel
470015 | 3 | [5 empty] | Removed from Ground | Gas (Historical Use) | 550 | Cathodically Protected Steel | 1971-02-28 | Galvanized Steel
470017 | 1 | Overfill Alarm | 1996-11-01 | no | 1996-11-01 | no | Currently in Use | Gas (Historical Use) | 10000 | Galvanic (STIP-3) | 1985-02-24 | Fiberglass Reinforced Plastic | Pressurized
470017 | 2 | Overfill Alarm | 1996-11-01 | no | 1996-11-01 | no | Currently in Use | Gas (Historical Use) | 10000 | Galvanic (STIP-3) | 1985-02-24 | Fiberglass Reinforced Plastic | Pressurized
470017 | 3 | Overfill Alarm | 1996-11-01 | no | 1996-11-01 | no | Currently in Use | Gas (Historical Use) | 10000 | Galvanic (STIP-3) | 1985-02-24 | Fiberglass Reinforced Plastic | Pressurized
470017 | 4 | Overfill Alarm | 1996-11-01 | no | 1996-11-01 | no | Currently in Use | Diesel | 10000 | Galvanic (STIP-3) | 1985-02-24 | Fiberglass Reinforced Plastic | Pressurized
470018 | 1 | [5 empty] | Removed from Ground | Gas (Historical Use) | 550 | Cathodically Protected Steel | 1971-02-28 | Galvanized Steel
470018 | 2 | [5 empty] | Removed from Ground | Gas (Historical Use) | 550 | Cathodically Protected Steel | 1971-02-28 | Galvanized Steel
470018 | 3 | [5 empty] | Permanently Out of Use - historical purposes | Diesel | 550 | Cathodically Protected Steel | 1971-02-28 | Galvanized Steel
470018 | 4 | [5 empty] | Permanently Out of Use - historical purposes | Diesel | 550 | Cathodically Protected Steel | 1971-02-28 | Galvanized Steel
470018 | 5 | [5 empty] | Permanently Out of Use - historical purposes | Diesel | 1000 | Not Marked/Unknown |  | Not Marked
470019 | 1 | [5 empty] | Removed from Ground | Gas (Historical Use) | 5000 | Cathodically Protected Steel | 1971-02-28 | Galvanized Steel
470020 | 1 | [5 empty] | Permanently Out of Use - historical purposes | Gas (Historical Use) | 6000 | Cathodically Protected Steel | 1971-02-28 | Galvanized Steel
470021 | 1 |  | 1997-01-01 |  | 1997-01-01 |  | Currently in Use | Gas (Historical Use) | 10000 | Steel-Impressed Current | 1979-02-26 | Cathodically Protected | Pressurized
470021 | 2 |  | 1997-01-01 |  | 1997-01-01 |  | Currently in Use | Gas (Historical Use) | 10000 | Steel-Impressed Current | 1979-02-26 | Cathodically Protected | Pressurized
470021 | 3 |  | 1997-01-01 |  | 1997-01-01 |  | Currently in Use | Gas (Historical Use) | 10000 | Steel-Impressed Current | 1979-02-26 | Cathodically Protected | Pressurized
470021 | 4 |  | 1997-01-01 |  | 1997-01-01 |  | Currently in Use | Diesel | 10000 | Steel-Impressed Current | 1979-02-26 | Cathodically Protected | Pressurized
470022 | 1 | [5 empty] | Removed from Ground | Gas (Historical Use) | 4000 | Cathodically Protected Steel | 1971-02-28 | Galvanized Steel
470022 | 2 | [5 empty] | Removed from Ground | Gas (Historical Use) | 4000 | Cathodically Protected Steel | 1971-02-28 | Galvanized Steel
470022 | 3 | [5 empty] | Removed from Ground | Gas (Historical Use) | 3000 | Cathodically Protected Steel | 1966-03-01 | Galvanized Steel
470022 | 4 | [5 empty] | Removed from Ground | Gas (Historical Use) | 3000 | Cathodically Protected Steel | 1978-02-26 | Galvanized Steel
470023 | 1 | [5 empty] | Removed from Ground | Gas (Historical Use) | 550 | Cathodically Protected Steel | 1971-02-28 | Galvanized Steel
470024 | 1 | [5 empty] | Closed in Ground | Gas (Historical Use) | 3000 | Cathodically Protected Steel | 1971-02-28 | Galvanized Steel
470024 | 2 | [5 empty] | Closed in Ground | Gas (Historical Use) | 3000 | Cathodically Protected Steel | 1971-02-28 | Galvanized Steel
470024 | 3 | [5 empty] | Closed in Ground | Gas (Historical Use) | 1000 | Cathodically Protected Steel | 1971-02-28 | Galvanized Steel
470025 | 1 | [5 empty] | Removed from Ground | Diesel | 8000 | Bare Steel | 1965-01-29 | Bare Steel | Suction (American)
470025 | 2 | [5 empty] | Removed from Ground | Gas (Historical Use) | 8000 | Bare Steel | 1965-01-29 | Bare Steel | Suction (American)
470025 | 3 |  |  | yes |  | yes | Removed from Ground | Used Oil | 500 | Bare Steel | 1965-01-29 | Bare Steel | Gravity Fed
470027 | 1 | [5 empty] | Removed from Ground | Gas (Historical Use) | 550 | Bare Steel | 1981-12-31 | Galvanized Steel
470027 | 2 | [5 empty] | Removed from Ground | Diesel | 1000 | Bare Steel | 1971-01-03 | Galvanized Steel
470028 | 1 | [5 empty] | Removed from Ground | Diesel | 10000 | Bare Steel | 1998-07-01 | Galvanized Steel
470028 | 2 | [5 empty] | Removed from Ground | Diesel | 10000 | Bare Steel | 1998-07-01 | Galvanized Steel
470028 | 3 | Overfill Alarm | 1998-09-01 | no | 1998-09-01 | no | Currently in Use | Diesel | 10000 | Composite | 1998-07-01 | Double-Walled Flex | Pressurized
470029 | 1 | Flapper Valve | 1991-06-21 | no | 1991-06-21 | no | Currently in Use | Diesel | 10000 | Galvanic (STIP-3) | 1991-06-21 | Fiberglass Reinforced Plastic | Pressurized
470029 | 2 | [5 empty] | Removed from Ground | Diesel | 1 | Bare Steel | 1993-06-01 | Fiberglass Reinforced Plastic
470029 | 3 | Flapper Valve | 1991-06-21 |  | 1991-06-21 |  | Currently in Use | Gas (Historical Use) | 10000 | Galvanic (STIP-3) | 1991-06-21 | Fiberglass Reinforced Plastic | Pressurized
470030 | 1 | [5 empty] | Removed from Ground | Diesel | 3000 | Bare Steel | 1978-03-07 | Galvanized Steel
470030 | 2 | [5 empty] | Removed from Ground | Gas (Historical Use) | 1000 | Bare Steel | 1981-01-01 | Not Marked
470030 | 3 | [5 empty] | Removed from Ground | Diesel | 1000 | Bare Steel | 1981-01-01 | Not Marked
470031 | 1 | [5 empty] | Removed from Ground | Diesel | 1000 | Bare Steel | 1969-03-10 | Galvanized Steel
470031 | 2 | [5 empty] | Removed from Ground | Diesel | 1000 | Bare Steel | 1969-03-10 | Galvanized Steel
470033 | 1 |  |  | yes |  | yes | Closed in Ground | Used Oil | 500 | Bare Steel | 1983-03-05 | Galvanized Steel | Safe Suction (Euro)
470033 | 2 | [5 empty] | Removed from Ground | Diesel | 10000 | Bare Steel | 1983-03-05 | Bare Steel | Suction (American)
470033 | 3 | Ball Float | 2000-05-01 |  | 2000-05-01 |  | Currently in Use | Diesel | 12000 | Composite | 2000-05-01 | Fiberglass Reinforced Plastic | Pressurized
470034 | 1 |  |  | yes |  | yes | Removed from Ground | Empty | 1000 | Marked Unknown | 1970-12-15 | Unknown
470035 | 1 | [5 empty] | Removed from Ground | Hazardous Substance | 550 | Cathodically Protected Steel | 1984-02-29 | Galvanized Steel | Suction (American)
470035 | 2 | [5 empty] | Removed from Ground | Hazardous Substance | 550 | Cathodically Protected Steel | 1986-02-28 | Galvanized Steel | Suction (American)
470035 | 3 | [5 empty] | Removed from Ground | Hazardous Substance | 550 | Cathodically Protected Steel | 1986-02-28 | Galvanized Steel | Suction (American)
470036 | 1 | [5 empty] | Permanently Out of Use - historical purposes | Gas (Historical Use) | 6000 | Bare Steel | 1964-01-20 | Galvanized Steel
470036 | 2 | [5 empty] | Permanently Out of Use - historical purposes | Gas (Historical Use) | 10000 | Bare Steel | 1964-01-20 | Galvanized Steel
470036 | 3 | [5 empty] | Permanently Out of Use - historical purposes | Gas (Historical Use) | 10000 | Bare Steel | 1964-01-20 | Galvanized Steel
470037 | 1 | [5 empty] | Removed from Ground | Gas (Historical Use) | 10026 | Bare Steel | 1981-01-15 | Galvanized Steel
470037 | 2 | [5 empty] | Removed from Ground | Gas (Historical Use) | 10026 | Bare Steel | 1981-01-15 | Galvanized Steel
470037 | 3 | [5 empty] | Removed from Ground | Gas (Historical Use) | 10026 | Bare Steel | 1981-01-15 | Galvanized Steel
470037 | 4 | [5 empty] | Removed from Ground | Gas (Historical Use) | 10026 | Bare Steel | 1981-01-15 | Galvanized Steel
470037 | 5 | Flapper Valve | 2017-01-17 | no | 1994-06-10 | no | Currently in Use | Gas (Historical Use) | 10000 | Fiberglass Double Walled | 1994-06-10 | Double-Walled Flex | Pressurized
470037 | 6 | Flapper Valve | 2017-01-17 | no | 1994-06-10 | no | Currently in Use | Gas (Historical Use) | 10000 | Fiberglass Double Walled | 1994-06-10 | Double-Walled Flex | Pressurized
470037 | 7 | Flapper Valve | 2017-01-17 | no | 1994-06-10 | no | Currently in Use |  | 10000 | Fiberglass Double Walled | 2008-11-10 | Double-Walled Flex | Pressurized
470039 | 1 | [5 empty] | Removed from Ground | Gas (Historical Use) | 4000 | Bare Steel | 1974-01-20 | Bare Steel
470039 | 2 | [5 empty] | Permanently Out of Use - historical purposes | Diesel | 4000 | Cathodically Protected Steel | 1974-01-20 | Galvanized Steel
470040 | 1 | [5 empty] | Removed from Ground | Gas (Historical Use) | 5100 | Bare Steel | 1986-03-05 | Galvanized Steel
470040 | 2 | [5 empty] | Removed from Ground | Gas (Historical Use) | 12000 | Bare Steel | 1986-03-05 | Galvanized Steel
470040 | 3 | [5 empty] | Removed from Ground | Diesel | 10000 | Bare Steel | 1986-03-05 | Galvanized Steel
470040 | 4 | [5 empty] | Removed from Ground | Diesel | 8000 | Bare Steel | 1986-03-05 | Galvanized Steel
470040 | 5 | [5 empty] | Removed from Ground | Diesel | 14000 | Bare Steel | 1986-03-05 | Galvanized Steel
470041 | 1 | [5 empty] | Removed from Ground | Gas (Historical Use) | 6000 | Bare Steel | 1974-03-09 | Unknown
470042 | 1 | [5 empty] | Removed from Ground | Gas (Historical Use) | 1000 | Bare Steel | 1980-03-04 | Galvanized Steel
470042 | 2 | [5 empty] | Removed from Ground | Diesel | 1000 | Bare Steel | 1983-03-04 | Galvanized Steel
470044 | 1 | [5 empty] | Removed from Ground | Kerosene | 1000 | Bare Steel | 1974-03-06 | Galvanized Steel
470044 | 2 | [5 empty] | Removed from Ground | Gas (Historical Use) | 2000 | Bare Steel | 1971-05-27 | Galvanized Steel
470044 | 3 | [5 empty] | Removed from Ground | Other | 2000 | Bare Steel | 1971-05-27 | Galvanized Steel
470044 | 4 | [5 empty] | Removed from Ground | Other | 500 | Bare Steel | 1974-03-01 | Galvanized Steel
470044 | 5 | [5 empty] | Currently in Use | Other | 2000 | Bare Steel | 1981-03-04 | Galvanized Steel
470044 | 6 | [5 empty] | Currently in Use | Other | 2000 | Fiberglass | 1990-01-22 | Galvanized Steel
470044 | 7 | [5 empty] | Currently in Use | Other | 550 | Fiberglass | 1990-01-22 | Galvanized Steel
470045 | 1 |  |  | yes |  | yes | Removed from Ground | Used Oil | 1500 | Bare Steel | 1972-02-08 | Galvanized Steel
470045 | 2 | [5 empty] | Removed from Ground | Other | 2000 | Bare Steel | 1974-09-01 | Bare Steel | Safe Suction (Euro)
470047 | 1 | [5 empty] | Removed from Ground | Gas (Historical Use) | 2000 | Epoxy | 1989-09-01 | Fiberglass Reinforced Plastic | Pressurized
470047 | 2 | [5 empty] | Removed from Ground | Gas (Historical Use) | 8000 | Bare Steel | 1963-03-05 | Galvanized Steel
470047 | 3 | [5 empty] | Removed from Ground | Gas (Historical Use) | 8000 | Bare Steel | 1963-03-05 | Galvanized Steel
470047 | 4 | [5 empty] | Removed from Ground | Gas (Historical Use) | 8000 | Bare Steel | 1963-03-05 | Galvanized Steel
470047 | 5 | Flapper Valve | 1989-09-03 |  | 1989-09-03 |  | Removed from Ground | Gas (Historical Use) | 2000 | Galvanic (STIP-3) | 1989-09-03 | Fiberglass Reinforced Plastic | Pressurized
470048 | 1 | [5 empty] | Closed in Ground | Gas (Historical Use) | 4000 | Bare Steel | 1966-03-03 | Galvanized Steel
470048 | 2 | [5 empty] | Closed in Ground | Kerosene | 4000 | Bare Steel | 1966-03-03 | Galvanized Steel
470048 | 3 | [5 empty] | Closed in Ground | Gas (Historical Use) | 4000 | Bare Steel | 1966-03-03 | Galvanized Steel
470048 | 4 | [5 empty] | Closed in Ground | Gas (Historical Use) | 4000 | Bare Steel | 1966-03-03 | Galvanized Steel
470048 | 5 | [5 empty] | Closed in Ground | Gas (Historical Use) | 4000 | Bare Steel | 1966-03-03 | Galvanized Steel
470048 | 6 | [5 empty] | Closed in Ground | Gas (Historical Use) | 4000 | Bare Steel | 1966-03-03 | Galvanized Steel
470049 | 1 | [5 empty] | Removed from Ground | Gas (Historical Use) | 2000 | Bare Steel | 1976-02-27 | Galvanized Steel
470049 | 2 | [5 empty] | Removed from Ground | Gas (Historical Use) | 11946 | Bare Steel | 1978-02-26 | Galvanized Steel
470049 | 3 | [5 empty] | Removed from Ground | Diesel | 10000 | Bare Steel | 1978-02-26 | Galvanized Steel
470049 | 4 | [5 empty] | Removed from Ground | Empty | 10000 | Bare Steel | 1978-02-26 | Galvanized Steel
470052 | 1 | [5 empty] | Removed from Ground | Gas (Historical Use) | 540 | Bare Steel | 1969-03-17 | Galvanized Steel
470053 | 1 | [5 empty] | Removed from Ground | Diesel | 4000 | Bare Steel | 1966-03-17 | Galvanized Steel
470053 | 2 | [5 empty] | Removed from Ground | Diesel | 4000 | Bare Steel | 1966-03-17 | Galvanized Steel
470053 | 3 | [5 empty] | Removed from Ground | Diesel | 4000 | Bare Steel | 1966-03-17 | Galvanized Steel
470053 | 4 | [5 empty] | Closed in Ground | Gas (Historical Use) | 2000 | Bare Steel | 1961-03-18 | Galvanized Steel
470053 | 5 | [5 empty] | Closed in Ground | Gas (Historical Use) | 1500 | Bare Steel | 1961-03-18 | Galvanized Steel
470053 | 6 | [5 empty] | Closed in Ground | Gas (Historical Use) | 1000 | Bare Steel | 1961-03-18 | Galvanized Steel
470054 | 1A | Flapper Valve | 1997-11-03 | no | 1997-11-03 | no | Currently in Use | E-10 | 10000 | Bare Steel | 1998-10-08 | Steel (Impressed Current) | Pressurized
470054 | 1B |  | 1997-11-03 |  | 1997-11-03 |  | Currently in Use | Diesel | 10000 | Cathodically Protected Steel | 1980-03-11 |  | Pressurized
470054 | 2 | [5 empty] | Removed from Ground | Diesel | 1000 | Bare Steel | 1961-03-16 | Galvanized Steel
470054 | 3 | [5 empty] | Removed from Ground | Gas (Historical Use) | 500 | Not Marked/Unknown | 1966-03-15 | Galvanized Steel
470054 | 4 | [5 empty] | Removed from Ground | Gas (Historical Use) | 1000 | Not Marked/Unknown | 1966-03-15 | Not Marked
470054 | R1 | [5 empty] | Removed from Ground | Gas (Historical Use) | 1000 | Not Marked/Unknown | 1976-05-10 | Not Marked
470055 | 1 | [5 empty] | Removed from Ground | Gas (Historical Use) | 4000 | Bare Steel | 1974-03-13 | Galvanized Steel | Suction (American)
470055 | 2 | [5 empty] | Removed from Ground | Diesel | 4000 | Bare Steel | 1974-03-13 | Galvanized Steel | Suction (American)
470057 | 1 |  | 1990-12-08 | no | 1990-12-08 | no | Currently in Use | Diesel | 12000 |  | 1990-12-08 | Fiberglass Reinforced Plastic | Pressurized
470057 | GREEN | [5 empty] | Removed from Ground | Diesel | 10000 | Bare Steel | 1973-03-14 | Bare Steel
470057 | RED | [5 empty] | Removed from Ground | Diesel | 8000 | Bare Steel | 1973-03-14 | Bare Steel
470058 | 1 | Flapper Valve | 1998-08-09 |  | 1995-09-10 |  | Currently in Use | Gas (Historical Use) | 8000 | Steel-Impressed Current | 1979-03-12 | Fiberglass Reinforced Plastic | Pressurized
470058 | 2 | Flapper Valve | 1998-08-19 |  | 1995-09-10 |  | Currently in Use | Gas (Historical Use) | 8000 | Steel-Impressed Current | 1979-03-12 | Fiberglass Reinforced Plastic | Pressurized
470058 | 3 | Flapper Valve | 1998-08-19 |  | 1995-09-10 |  | Currently in Use | Gas (Historical Use) | 8000 | Steel-Impressed Current | 1979-03-12 | Fiberglass Reinforced Plastic | Pressurized
470059 | 1 |  | 1998-08-18 |  | 1992-01-01 |  | Currently in Use | Gas (Historical Use) | 10000 | Steel-Impressed Current | 1980-03-11 | Fiberglass Reinforced Plastic | Pressurized
470059 | 2 |  | 1998-08-18 |  | 1992-01-01 |  | Currently in Use | Gas (Historical Use) | 10000 | Steel-Impressed Current | 1980-03-11 | Fiberglass Reinforced Plastic | Pressurized
470059 | 3 |  | 1998-08-18 |  | 1992-01-01 |  | Currently in Use | Gas (Historical Use) | 10000 | Steel-Impressed Current | 1980-03-11 | Fiberglass Reinforced Plastic | Pressurized
470059 | 4 |  | 1998-08-18 |  | 1992-01-01 |  | Currently in Use | Diesel | 10000 | Steel-Impressed Current | 1980-03-11 | Fiberglass Reinforced Plastic | Pressurized
470060 | 1 | Flapper Valve | 1998-08-19 |  | 1995-09-10 |  | Currently in Use | Gas (Historical Use) | 10000 | Galvanic (STIP-3) | 1985-01-01 | Fiberglass Reinforced Plastic | Pressurized
470060 | 2 | Flapper Valve | 1998-08-18 |  | 1995-09-10 |  | Currently in Use | Gas (Historical Use) | 10000 | Galvanic (STIP-3) | 1985-01-01 | Fiberglass Reinforced Plastic | Pressurized
470060 | 3 | Flapper Valve | 1998-08-18 |  | 1995-09-10 |  | Currently in Use | Gas (Historical Use) | 10000 | Galvanic (STIP-3) | 1985-01-01 | Fiberglass Reinforced Plastic | Pressurized
470060 | 4 | Flapper Valve | 1998-08-18 |  | 1995-09-10 |  | Currently in Use | Diesel | 10000 | Galvanic (STIP-3) | 1985-01-01 | Fiberglass Reinforced Plastic | Pressurized
470061 | 1 | [5 empty] | Removed from Ground | Other | 8000 | Bare Steel | 1966-03-15 | Galvanized Steel
470061 | 2 | [5 empty] | Removed from Ground | Other | 8000 | Bare Steel | 1966-03-15 | Galvanized Steel
470061 | 3 | [5 empty] | Removed from Ground | Other | 4000 | Bare Steel | 1966-03-15 | Galvanized Steel
470061 | 4 | [5 empty] | Removed from Ground | Other | 2000 | Bare Steel | 1966-03-15 | Galvanized Steel
470063 | 1 | [5 empty] | Removed from Ground | Gas (Historical Use) | 1000 | Bare Steel | 1966-03-15 | Galvanized Steel
470065 | 1 | [5 empty] | Removed from Ground | Gas (Historical Use) | 2000 | Bare Steel | 1971-03-18 | Unknown
470065 | 2 | [5 empty] | Removed from Ground | Gas (Historical Use) | 2000 | Bare Steel | 1971-03-18 | Unknown
470065 | 3 |  | 1993-09-09 |  | 1993-09-09 |  | Removed from Ground | Diesel | 5000 | Steel-Impressed Current | 1982-03-15 | Steel (Impressed Current) | Safe Suction (Euro)
470065 | 4 |  | 1993-09-09 |  | 1993-09-09 |  | Removed from Ground | Gas (Historical Use) | 2000 | Steel-Impressed Current | 1982-03-15 | Steel (Impressed Current) | Safe Suction (Euro)
470065 | 5 |  | 1993-09-09 |  | 1993-09-09 |  | Removed from Ground | Diesel | 5000 | Steel-Impressed Current | 1982-03-15 | Steel (Impressed Current) | Safe Suction (Euro)
470067 | 1 | [5 empty] | Closed in Ground | Empty | 0 | Bare Steel | 1964-03-22 | Unknown
470068 | 1 | [5 empty] | Removed from Ground | Diesel | 10000 | Marked Unknown | 1970-03-21 | Unknown
470068 | 2 | [5 empty] | Removed from Ground | Gas (Historical Use) | 10000 | Marked Unknown | 1970-03-21 | Unknown
470069 | 1 | [5 empty] | Removed from Ground | Diesel | 2000 | Bare Steel | 1979-03-21 | Galvanized Steel
470070 | 1 | [5 empty] | Removed from Ground | Gas (Historical Use) | 10000 | Bare Steel | 1963-03-26 | Galvanized Steel
470070 | 2 | [5 empty] | Removed from Ground | Diesel | 7500 | Bare Steel | 1963-03-26 | Galvanized Steel
470070 | 3 | [5 empty] | Removed from Ground | Diesel | 10000 | Bare Steel | 1963-03-22 | Bare Steel | Pressurized
470070 | 4 | [5 empty] | Removed from Ground | Gas (Historical Use) | 1000 | Bare Steel | 1976-01-01 | Galvanized Steel | Pressurized
470070 | OIL | [5 empty] | Removed from Ground | Other | 4000 | Bare Steel | 1963-03-26 | Galvanized Steel
470070 | WASTE-OIL |  |  | yes |  | yes | Removed from Ground | Used Oil | 500 | Bare Steel | 1963-03-26 | Galvanized Steel
470074 | 1 | [5 empty] | Removed from Ground | Diesel | 20000 | Bare Steel | 1978-04-16 | Galvanized Steel
470074 | 2 | [5 empty] | Removed from Ground | Gas (Historical Use) | 1000 | Bare Steel | 1978-04-16 | Galvanized Steel
470075 | 1 |  | 1995-09-01 |  | 1995-09-01 |  | Removed from Ground | Gas (Historical Use) | 8000 | Steel-Impressed Current | 1982-04-16 | Fiberglass Reinforced Plastic | Pressurized
470075 | 2 |  | 1995-09-01 |  | 1995-09-01 |  | Removed from Ground | Gas (Historical Use) | 8000 | Steel-Impressed Current | 1982-04-16 | Fiberglass Reinforced Plastic | Pressurized
470075 | 3 |  | 1995-09-01 |  | 1995-09-01 |  | Removed from Ground | Gas (Historical Use) | 8000 | Steel-Impressed Current | 1982-04-16 | Fiberglass Reinforced Plastic | Pressurized
470076 | 1 |  | 1994-08-01 |  | 1994-08-01 |  | Removed from Ground | Gas (Historical Use) | 8068 | Cathodically Protected Steel | 1980-04-16 | Cathodically Protected | Pressurized
470076 | 2 |  | 1994-08-01 |  | 1994-08-01 |  | Removed from Ground | Gas (Historical Use) | 8068 | Cathodically Protected Steel | 1980-04-16 | Cathodically Protected | Pressurized
470077 | 1 | [5 empty] | Removed from Ground | Gas (Historical Use) | 6000 | Bare Steel | 1982-04-16 | Galvanized Steel | Pressurized
470077 | 2 | [5 empty] | Removed from Ground | Gas (Historical Use) | 8000 | Bare Steel | 1982-04-16 | Galvanized Steel | Pressurized
470077 | 3 | [5 empty] | Removed from Ground | Gas (Historical Use) | 8000 | Bare Steel | 1982-04-16 | Galvanized Steel | Pressurized
470078 | 1 |  | 1998-11-01 |  | 1998-11-01 |  | Currently in Use | Gas (Historical Use) | 8068 | Steel-Impressed Current | 1979-04-17 | Cathodically Protected | Safe Suction (Euro)
470078 | 2 |  | 1998-11-01 |  | 1998-11-01 |  | Currently in Use | Gas (Historical Use) | 8068 | Steel-Impressed Current | 1979-04-17 | Cathodically Protected | Safe Suction (Euro)
470079 | 1 |  | 1998-06-23 | no | 1998-06-23 | no | Temporarily out of use | Diesel | 7896 |  | 1982-10-21 | Cathodically Protected | Pressurized
470079 | 2 |  | 1998-06-23 |  | 1998-06-23 |  | Temporarily out of use | Gas (Historical Use) | 7896 | Cathodically Protected Steel | 1982-10-21 | Cathodically Protected | Pressurized
470079 | 3 |  | 1998-06-23 |  | 1998-06-23 |  | Temporarily out of use | Gas (Historical Use) | 7896 | Cathodically Protected Steel | 1982-10-21 | Cathodically Protected | Pressurized
470080 | 1 | [5 empty] | Removed from Ground | Diesel | 10000 | Bare Steel | 1981-04-16 | Galvanized Steel
470080 | 2 | [5 empty] | Removed from Ground | Diesel | 10000 | Bare Steel | 1981-04-16 | Galvanized Steel
470080 | 3 | [5 empty] | Removed from Ground | Other | 1000 | Bare Steel | 1981-04-16 | Galvanized Steel
470080 | 4 |  |  | yes |  | yes | Removed from Ground | Used Oil | 1000 | Bare Steel | 1981-04-16 | Galvanized Steel
470080 | 5 |  | 1990-05-23 |  | 1990-05-23 |  | Temporarily out of use | Diesel | 20000 | Unknown | 1990-05-23 | Fiberglass Reinforced Plastic
470082 | 1 | [5 empty] | Removed from Ground | Gas (Historical Use) | 6000 | Bare Steel | 1985-04-15 | Galvanized Steel
470082 | 2 | [5 empty] | Removed from Ground | Gas (Historical Use) | 6000 | Bare Steel | 1985-04-15 | Galvanized Steel
470082 | 3 | [5 empty] | Removed from Ground | Gas (Historical Use) | 6000 | Bare Steel | 1985-04-15 | Galvanized Steel
470082 | 4 | Ball Float | 2003-09-02 | no | 2003-09-02 | no | Temporarily out of use | E-10 | 8000 | Composite | 2003-09-02 | Fiberglass Reinforced Plastic | Pressurized
470082 | 5A | Ball Float | 2003-09-02 | no | 2003-09-02 | no | Currently in Use |  | 4000 | Composite | 2003-09-02 | Fiberglass Reinforced Plastic | Pressurized
470082 | 5B | Ball Float | 2003-09-02 | no | 2003-09-02 | no | Currently in Use | Diesel | 4000 | Composite | 2003-09-02 | Fiberglass Reinforced Plastic | Pressurized
470083 | 1 | [5 empty] | Removed from Ground | Gas (Historical Use) | 8000 | Bare Steel | 1981-04-15 | Galvanized Steel | Pressurized
470083 | 2 | [5 empty] | Removed from Ground | Gas (Historical Use) | 8000 | Bare Steel | 1981-04-15 | Galvanized Steel | Pressurized
470083 | 3 | [5 empty] | Removed from Ground | Gas (Historical Use) | 4000 | Bare Steel | 1981-04-15 | Galvanized Steel | Pressurized
470083 | 4 | [5 empty] | Removed from Ground | Diesel | 4000 | Bare Steel | 1981-04-15 | Galvanized Steel | Pressurized
470084 | 1 | [5 empty] | Removed from Ground | Diesel | 10000 | Bare Steel | 1972-04-17 | Bare Steel
470084 | 2 | [5 empty] | Removed from Ground | Diesel | 1000 | Bare Steel | 1972-04-17 | Bare Steel
470084 | 3 | [5 empty] | Removed from Ground | Diesel | 3000 | Bare Steel | 1972-04-17 | Bare Steel
470084 | 4 | [5 empty] | Removed from Ground | Diesel | 800 | Bare Steel | 1972-04-17 | Bare Steel
470086 | 1 | [5 empty] | Removed from Ground | Diesel | 10000 | Bare Steel | 1979-04-18 | Galvanized Steel
470086 | 2 | [5 empty] | Removed from Ground | Diesel | 10000 | Bare Steel | 1979-04-18 | Galvanized Steel
470087 | 1 | [5 empty] | Removed from Ground | Gas (Historical Use) | 6000 | Bare Steel | 1976-04-18 | Galvanized Steel
470087 | 2 | [5 empty] | Removed from Ground | Gas (Historical Use) | 4000 | Bare Steel | 1976-04-18 | Galvanized Steel
470087 | 3 | [5 empty] | Removed from Ground | Diesel | 2000 | Bare Steel | 1981-04-17 | Galvanized Steel
470087 | 4 | [5 empty] | Removed from Ground | Gas (Historical Use) | 1000 | Bare Steel | 1994-09-01 | Bare Steel
470087 | 5 | [5 empty] | Removed from Ground | Kerosene | 500 | Bare Steel | 1997-09-01 | Bare Steel | Suction (American)
470088 | 1 | [5 empty] | Removed from Ground | Gas (Historical Use) | 6000 | Bare Steel | 1976-04-18 | Galvanized Steel
470088 | 2 | [5 empty] | Removed from Ground | Gas (Historical Use) | 6000 | Bare Steel | 1976-04-18 | Galvanized Steel
470088 | 3 | [5 empty] | Removed from Ground | Diesel | 1000 | Bare Steel | 1981-04-17 | Galvanized Steel
470090 | 1 | [5 empty] | Removed from Ground | Gas (Historical Use) | 3000 | Bare Steel | 1976-04-18 | Galvanized Steel
470090 | 2 | [5 empty] | Removed from Ground | Gas (Historical Use) | 2000 | Bare Steel | 1976-04-18 | Galvanized Steel
470091 | 1 | [5 empty] | Removed from Ground | Gas (Historical Use) | 4000 | Bare Steel | 1971-04-20 | Galvanized Steel | Pressurized
470091 | 2 | [5 empty] | Removed from Ground | Gas (Historical Use) | 3000 | Bare Steel | 1971-04-20 | Galvanized Steel | Pressurized
470091 | 3 | [5 empty] | Removed from Ground | Gas (Historical Use) | 3000 | Bare Steel | 1971-04-20 | Galvanized Steel | Pressurized
470091 | 4 | [5 empty] | Removed from Ground | Diesel | 1000 | Bare Steel | 1999-12-01 | Galvanized Steel | Safe Suction (Euro)
470092 | 1 | [5 empty] | Removed from Ground | Gas (Historical Use) | 8000 | Bare Steel | 1969-04-20 | Galvanized Steel | Pressurized
470092 | 2 | [5 empty] | Removed from Ground | Gas (Historical Use) | 8000 | Bare Steel | 1969-04-20 | Galvanized Steel | Pressurized
470092 | 3 | [5 empty] | Removed from Ground | Gas (Historical Use) | 2000 | Bare Steel | 1978-04-18 | Galvanized Steel | Safe Suction (Euro)
470092 | 4 | [5 empty] | Removed from Ground | Diesel | 1000 | Bare Steel | 1982-01-01 | Galvanized Steel | Safe Suction (Euro)
470093 | 1 | [5 empty] | Removed from Ground | Gas (Historical Use) | 2000 | Bare Steel | 1976-04-18 | Galvanized Steel
470093 | 2 | [5 empty] | Removed from Ground | Gas (Historical Use) | 1000 | Bare Steel | 1992-04-01 | Galvanized Steel
470093 | 3 | [5 empty] | Permanently Out of Use - historical purposes | Gas (Historical Use) | 1000 | Bare Steel |  | Galvanized Steel
470094 | 1 | [5 empty] | Removed from Ground | Gas (Historical Use) | 8000 | Bare Steel | 1976-04-18 | Galvanized Steel
470094 | 2 | [5 empty] | Removed from Ground | Gas (Historical Use) | 4000 | Bare Steel | 1976-04-18 | Galvanized Steel
470094 | 3 | [5 empty] | Removed from Ground | Gas (Historical Use) | 300 | Bare Steel | 1976-04-18 | Galvanized Steel
470094 | 4 | [5 empty] | Removed from Ground | Gas (Historical Use) | 3000 | Bare Steel | 1976-04-18 | Galvanized Steel
470094 | 5 |  |  | yes |  | yes | Removed from Ground | Used Oil | 500 | Not Marked/Unknown |  | Not Marked
470095 | 1 | [5 empty] | Removed from Ground | Diesel | 10000 | Bare Steel | 1972-07-01 | Galvanized Steel | Safe Suction (Euro)
470096 | F-1 | [5 empty] | Removed from Ground | Diesel | 2000 | Cathodically Protected Steel | 1986-03-01 | Galvanized Steel | Safe Suction (Euro)
470097 | WPC-1 | [5 empty] | Removed from Ground | Empty | 2000 | Bare Steel | 1977-05-29 | Galvanized Steel
470098 | 1 | [5 empty] | Removed from Ground | Gas (Historical Use) | 10000 | Bare Steel | 1974-05-30 | Galvanized Steel
470098 | 2 | [5 empty] | Removed from Ground | Gas (Historical Use) | 10000 | Bare Steel | 1974-05-30 | Galvanized Steel
470098 | 3 | Flapper Valve | 1992-12-30 |  | 1992-12-30 |  | Removed from Ground | Gas (Historical Use) | 8000 | Galvanic (STIP-3) | 1992-12-30 | Double-Walled Fiberglass | Pressurized
470098 | 4 | Flapper Valve | 1992-12-30 |  | 1992-12-30 |  | Removed from Ground | Gas (Historical Use) | 8000 | Galvanic (STIP-3) | 1992-12-30 | Double-Walled Fiberglass | Pressurized
470099 | 10 | [5 empty] | Removed from Ground | Gas (Historical Use) | 6000 | Bare Steel | 1966-06-01 | Galvanized Steel
470099 | 11 | [5 empty] | Removed from Ground | Gas (Historical Use) | 6000 | Bare Steel | 1978-01-01 | Galvanized Steel
470099 | 12 | Flapper Valve | 1991-02-28 |  | 1991-02-28 |  | Currently in Use | Diesel | 10000 | Galvanic (STIP-3) | 1991-02-28 | Fiberglass Reinforced Plastic | Pressurized
470099 | 13 | Flapper Valve | 1991-02-28 |  | 1991-02-28 |  | Currently in Use | Diesel | 10000 | Galvanic (STIP-3) | 1991-02-28 | Fiberglass Reinforced Plastic | Pressurized
470099 | 14 | Flapper Valve | 1991-02-28 |  | 1991-02-28 |  | Currently in Use | Gas (Historical Use) | 10000 | Galvanic (STIP-3) | 1991-02-28 | Fiberglass Reinforced Plastic | Pressurized
470099 | 15 | Flapper Valve | 1991-02-28 |  | 1991-02-28 |  | Currently in Use | Gas (Historical Use) | 10000 | Galvanic (STIP-3) | 1991-02-28 | Fiberglass Reinforced Plastic | Pressurized
470099 | 3 | [5 empty] | Removed from Ground | Gas (Historical Use) | 10000 | Bare Steel | 1974-05-30 | Galvanized Steel
470099 | 4 | [5 empty] | Removed from Ground | Gas (Historical Use) | 10000 | Bare Steel | 1974-05-30 | Galvanized Steel
470099 | 5 | [5 empty] | Removed from Ground | Diesel | 18000 | Bare Steel | 1974-01-01 | Galvanized Steel
470099 | 6 | [5 empty] | Removed from Ground | Gas (Historical Use) | 10000 | Bare Steel | 1979-05-29 | Galvanized Steel
470099 | 7 | [5 empty] | Removed from Ground | Gas (Historical Use) | 10000 | Bare Steel | 1979-05-29 | Galvanized Steel
470099 | 8 | [5 empty] | Removed from Ground | Diesel | 10000 | Bare Steel | 1978-01-01 | Galvanized Steel
470099 | 9 | [5 empty] | Removed from Ground | Kerosene | 500 | Bare Steel | 1950-01-01 | Galvanized Steel
470100 | R-1 | [5 empty] | Removed from Ground | Gas (Historical Use) | 1000 | Cathodically Protected Steel | 1985-05-27 | Galvanized Steel
470102 | 1 | Flapper Valve | 1998-02-17 | no | 1998-02-17 | no | Currently in Use | Regular | 6000 | Steel-Impressed Current | 1985-04-21 | Fiberglass Reinforced Plastic | Pressurized
470102 | 2 | Flapper Valve | 1998-02-17 | no | 1998-02-17 | no | Currently in Use | E-10 | 6000 | Steel-Impressed Current | 1985-04-21 | Fiberglass Reinforced Plastic | Pressurized
470102 | 3 | Flapper Valve | 1998-02-17 | no | 1998-02-17 | no | Currently in Use | Premium | 6000 | Steel-Impressed Current | 1985-04-21 | Fiberglass Reinforced Plastic | Pressurized
470103 | 1 | [5 empty] | Removed from Ground | Gas (Historical Use) | 4000 | Bare Steel | 1971-04-25 | Galvanized Steel
470103 | 2 | [5 empty] | Removed from Ground | Gas (Historical Use) | 4000 | Bare Steel | 1971-04-25 | Galvanized Steel
470103 | 3 | [5 empty] | Removed from Ground | Gas (Historical Use) | 4000 | Bare Steel | 1971-04-25 | Galvanized Steel
470104 | 1 | [5 empty] | Removed from Ground | Gas (Historical Use) | 8000 | Bare Steel | 1985-04-21 | Galvanized Steel | Pressurized
470104 | 2 | [5 empty] | Removed from Ground | Gas (Historical Use) | 8000 | Cathodically Protected Steel | 1985-04-21 | Galvanized Steel | Pressurized
470104 | 3 | [5 empty] | Removed from Ground | Gas (Historical Use) | 8000 | Cathodically Protected Steel | 1985-04-21 | Galvanized Steel | Pressurized
470107 | 1 | [5 empty] | Removed from Ground | Diesel | 10000 | Bare Steel | 1961-04-17 | Galvanized Steel
470107 | 2 | [5 empty] | Removed from Ground | Gas (Historical Use) | 10000 | Bare Steel | 1961-04-17 | Galvanized Steel
470108 | 1 | [5 empty] | Removed from Ground | Gas (Historical Use) | 4000 | Bare Steel | 1978-04-23 | Galvanized Steel | Pressurized
470108 | 2 | [5 empty] | Removed from Ground | Gas (Historical Use) | 4000 | Bare Steel | 1978-04-23 | Galvanized Steel | Pressurized
470108 | 3 | [5 empty] | Removed from Ground | Gas (Historical Use) | 4000 | Bare Steel | 1978-04-23 | Galvanized Steel | Pressurized
470108 | 4A |  | 1999-02-15 |  | 1999-02-15 |  | Currently in Use | E-10 | 14000 | Composite | 1999-02-15 | Fiberglass Reinforced Plastic | Pressurized
470108 | 4B |  | 1999-02-15 |  | 1999-02-15 |  | Currently in Use | E-10 | 6000 | Composite | 1999-02-15 | Fiberglass Reinforced Plastic | Pressurized
470109 | 1 |  | 1998-11-01 |  | 1998-11-01 |  | Removed from Ground | Gas (Historical Use) | 4000 | Steel-Impressed Current | 1978-04-23 | Fiberglass Reinforced Plastic | Pressurized
470109 | 2 |  | 1998-11-01 |  | 1998-11-01 |  | Removed from Ground | Gas (Historical Use) | 6000 | Steel-Impressed Current | 1978-04-23 | Fiberglass Reinforced Plastic | Pressurized
470109 | 3 |  | 1998-11-01 |  | 1998-11-01 |  | Removed from Ground | Gas (Historical Use) | 6000 | Steel-Impressed Current | 1978-04-23 | Fiberglass Reinforced Plastic | Pressurized
470109 | 4 |  | 1998-11-01 |  | 1998-11-01 |  | Removed from Ground | Gas (Historical Use) | 4000 | Steel-Impressed Current | 1978-04-23 | Fiberglass Reinforced Plastic | Pressurized
470109 | 5 |  |  | yes |  | yes | Removed from Ground | Used Oil | 550 | Steel-Impressed Current | 1986-04-21 | Galvanized Steel | Gravity Fed
470110 | 1 | [5 empty] | Removed from Ground | Gas (Historical Use) | 10000 | Bare Steel | 1971-04-25 | Galvanized Steel | Pressurized
470110 | 2 | [5 empty] | Removed from Ground | Gas (Historical Use) | 10000 | Bare Steel | 1971-04-25 | Galvanized Steel | Pressurized
470110 | 3 | [5 empty] | Removed from Ground | Gas (Historical Use) | 10000 | Bare Steel | 1971-04-25 | Galvanized Steel | Pressurized
470111 | 1 | [5 empty] | Removed from Ground | Gas (Historical Use) | 4000 | Bare Steel | 1983-04-22 | Galvanized Steel
470111 | 2 | [5 empty] | Removed from Ground | Gas (Historical Use) | 2000 | Bare Steel | 1976-04-23 | Galvanized Steel
470111 | 3 | [5 empty] | Removed from Ground | Gas (Historical Use) | 1000 | Bare Steel | 1976-04-23 | Galvanized Steel
470111 | 4 | [5 empty] | Removed from Ground | Diesel | 1000 | Bare Steel | 1983-04-22 | Galvanized Steel
470111 | 5 | [5 empty] | Removed from Ground | Kerosene | 500 | Not Marked/Unknown | 1998-09-01 | Not Marked
470111 | 6 | [5 empty] | Removed from Ground | Empty | 250 | Bare Steel | 1998-09-01 | Not Marked
470111 | 7 | [5 empty] | Removed from Ground | Empty | 250 | Bare Steel | 1998-09-01 | Not Marked
470113 | 1 | [5 empty] | Removed from Ground | Gas (Historical Use) | 550 | Cathodically Protected Steel | 1971-02-28 | Galvanized Steel
470114 | 1 | [5 empty] | Removed from Ground | Diesel | 500 | Bare Steel | 1976-04-12 | Galvanized Steel
470114 | 2 | [5 empty] | Removed from Ground | Empty | 14000 | Bare Steel | 1976-04-12 | Galvanized Steel
470115 | 1 | [5 empty] | Removed from Ground | Gas (Historical Use) | 10000 | Fiberglass | 1981-04-24 | Fiberglass Reinforced Plastic
470115 | 2 | [5 empty] | Removed from Ground | Gas (Historical Use) | 10000 | Fiberglass | 1981-04-24 | Fiberglass Reinforced Plastic
470115 | 3 | [5 empty] | Removed from Ground | Gas (Historical Use) | 10000 | Fiberglass | 1981-04-24 | Fiberglass Reinforced Plastic
470115 | 4 |  |  | yes |  | yes | Removed from Ground | Used Oil | 550 | Fiberglass | 1981-04-24 | Fiberglass Reinforced Plastic
470115 | 5 | [5 empty] | Removed from Ground | Gas (Historical Use) | 9721 | Fiberglass | 1987-09-15 | Fiberglass Reinforced Plastic
470115 | 6 | [5 empty] | Removed from Ground | Gas (Historical Use) | 9721 | Fiberglass | 1987-09-15 | Fiberglass Reinforced Plastic
470115 | 7 | [5 empty] | Removed from Ground | Gas (Historical Use) | 9721 | Fiberglass | 1987-09-15 | Fiberglass Reinforced Plastic
470118 | 1 | [5 empty] | Removed from Ground | Gas (Historical Use) | 5000 | Bare Steel | 1971-04-27 | Galvanized Steel
470118 | 2 | [5 empty] | Removed from Ground | Gas (Historical Use) | 10000 | Bare Steel | 1971-04-27 | Galvanized Steel
470118 | 3 | [5 empty] | Removed from Ground | Gas (Historical Use) | 10000 | Bare Steel | 1971-04-27 | Galvanized Steel
470118 | 4 |  |  | yes |  | yes | Removed from Ground | Used Oil | 550 | Bare Steel | 1971-04-27 | Galvanized Steel
470119 | 1 |  |  | yes |  | yes | Removed from Ground | Used Oil | 560 | Bare Steel | 1975-04-25 | Bare Steel
470119 | 2 | [5 empty] | Removed from Ground | Diesel | 560 | Bare Steel | 1961-04-28 | Bare Steel
470119 | 3 | [5 empty] | Removed from Ground | Other | 6000 | Bare Steel | 1951-05-01 | Not Marked
470119 | 4 | [5 empty] | Removed from Ground | Propane | 500 | Bare Steel | 1952-04-30 | Copper
470119 | 5 |  | 1990-01-01 |  | 1990-01-01 |  | Removed from Ground | Diesel | 530 | Galvanic (STIP-3) | 1990-01-01 | Galvanized Steel | Safe Suction (Euro)
470119 | 6 |  | 1990-01-01 |  | 1990-01-01 |  | Removed from Ground | Gas (Historical Use) | 530 | Galvanic (STIP-3) | 1990-01-01 | Galvanized Steel | Safe Suction (Euro)
470120 | 1 |  |  | yes |  | yes | Removed from Ground | Used Oil | 1000 | Bare Steel | 1980-04-05 | Bare Steel | Gravity Fed
470121 | 1 | [5 empty] | Removed from Ground | Gas (Historical Use) | 3000 | Bare Steel | 1966-04-14 | Galvanized Steel
470121 | 2 | [5 empty] | Removed from Ground | Gas (Historical Use) | 3000 | Bare Steel | 1966-04-14 | Galvanized Steel
470121 | 3 |  |  | no |  | no | Removed from Ground | Used Oil | 1000 | Unknown | 2009-12-30
470123 | 1 | [5 empty] | Removed from Ground | Gas (Historical Use) | 1000 | Bare Steel | 1961-04-15 | Galvanized Steel | Suction (American)
470123 | 2 | [5 empty] | Removed from Ground | Gas (Historical Use) | 1000 | Bare Steel | 1961-04-15 | Galvanized Steel | Suction (American)
470124 | 1 | [5 empty] | Removed from Ground | Gas (Historical Use) | 1000 | Bare Steel | 1966-04-14 | Galvanized Steel
470125 | 1 | [5 empty] | Closed in Ground | Gas (Historical Use) | 1000 | Bare Steel | 1998-12-01 | Galvanized Steel | Suction (American)
470126 | 1 | [5 empty] | Closed in Ground | Gas (Historical Use) | 1000 | Bare Steel | 1961-04-15 | Galvanized Steel | Suction (American)
470127 | 1 |  | 1997-06-15 |  | 1997-06-15 |  | Currently in Use | Diesel | 4000 | Steel-Impressed Current | 1964-04-14 | Cathodically Protected | Pressurized
470127 | 2 |  | 1994-06-15 |  | 1997-06-15 |  | Currently in Use | Gas (Historical Use) | 6000 | Steel-Impressed Current | 1964-04-14 | Cathodically Protected | Pressurized
470127 | 3 |  | 1997-06-15 |  | 1997-06-15 |  | Currently in Use | Gas (Historical Use) | 6000 | Steel-Impressed Current | 1964-04-14 | Cathodically Protected | Pressurized
470127 | 4 |  |  | yes |  | yes | Removed from Ground | Used Oil | 500 | Bare Steel |  | Galvanized Steel | Pressurized
470128 | 1 | [5 empty] | Removed from Ground | Gas (Historical Use) | 10000 | Bare Steel | 1972-04-12 | Galvanized Steel | Pressurized
470128 | 2 | [5 empty] | Removed from Ground | Gas (Historical Use) | 10000 | Bare Steel | 1972-04-12 | Galvanized Steel | Pressurized
470128 | 3 | [5 empty] | Removed from Ground | Gas (Historical Use) | 10000 | Bare Steel | 1972-04-12 | Galvanized Steel | Pressurized
470129 | 1 | [5 empty] | Removed from Ground | Gas (Historical Use) | 2000 | Bare Steel | 1956-04-04 | Galvanized Steel
470129 | 2 | [5 empty] | Permanently Out of Use - historical purposes | Gas (Historical Use) | 2000 | Bare Steel | 1956-04-04 | Galvanized Steel
470129 | 3 | [5 empty] | Permanently Out of Use - historical purposes | Gas (Historical Use) | 2000 | Bare Steel | 1956-04-04 | Galvanized Steel
470130 | 1 |  | 1999-02-25 |  | 1999-02-25 |  | Currently in Use | Gas (Historical Use) | 6000 | Steel-Impressed Current | 1972-04-12 | Cathodically Protected | Pressurized
470130 | 2 |  | 1999-02-25 |  | 1999-02-25 |  | Currently in Use | Gas (Historical Use) | 4000 | Steel-Impressed Current | 1972-04-12 | Cathodically Protected | Pressurized
470130 | 3 |  | 1999-02-25 |  | 1999-02-25 |  | Currently in Use | Gas (Historical Use) | 3000 | Steel-Impressed Current | 1972-04-12 | Cathodically Protected | Pressurized
470130 | 4 |  | 1999-02-25 |  | 1999-02-25 |  | Currently in Use | Diesel | 2000 | Steel-Impressed Current | 1972-04-12 | Cathodically Protected | Suction (American)
470131 | 1 | [5 empty] | Removed from Ground | Gas (Historical Use) | 2000 | Bare Steel | 1956-04-04 | Galvanized Steel
470131 | 2 | [5 empty] | Removed from Ground | Gas (Historical Use) | 2000 | Bare Steel | 1956-04-04 | Galvanized Steel
470131 | 3 | [5 empty] | Removed from Ground | Gas (Historical Use) | 2000 | Bare Steel | 1956-04-04 | Galvanized Steel
470132 | 1 | [5 empty] | Removed from Ground | Gas (Historical Use) | 1000 | Bare Steel | 1985-03-28 | Galvanized Steel
470133 | 1 | [5 empty] | Removed from Ground | Gas (Historical Use) | 5000 | Bare Steel | 1982-03-29 | Galvanized Steel | Pressurized
470133 | 2 | [5 empty] | Removed from Ground | Gas (Historical Use) | 5000 | Bare Steel | 1982-03-29 | Galvanized Steel | Pressurized
470133 | 3 | [5 empty] | Removed from Ground | Gas (Historical Use) | 5000 | Bare Steel | 1982-03-29 | Galvanized Steel | Pressurized
470133 | 4 | [5 empty] | Removed from Ground | Diesel | 5000 | Bare Steel | 1982-03-29 | Galvanized Steel | Pressurized
470133 | 5 |  |  | yes |  | yes | Removed from Ground | Used Oil | 500 | Bare Steel | 1980-01-01 | Galvanized Steel | Gravity Fed
470134 | 1 | [5 empty] | Removed from Ground | Gas (Historical Use) | 3000 | Bare Steel | 1961-04-03 | Galvanized Steel
470134 | 2 | [5 empty] | Removed from Ground | Gas (Historical Use) | 3000 | Bare Steel | 1961-04-03 | Galvanized Steel
470134 | 3 | [5 empty] | Removed from Ground | Gas (Historical Use) | 2000 | Bare Steel | 1961-04-03 | Galvanized Steel
470134 | 4 | [5 empty] | Removed from Ground | Diesel | 3000 | Bare Steel | 1961-04-03 | Galvanized Steel
470134 | 5 | [5 empty] | Removed from Ground | Kerosene | 280 | Not Marked/Unknown | 1999-07-16 | Not Marked
470135 | 1 | [5 empty] | Removed from Ground | Gas (Historical Use) | 10000 | Marked Unknown | 1971-04-14 | Galvanized Steel
470135 | 2 | [5 empty] | Removed from Ground | Diesel | 3000 | Marked Unknown | 1971-04-14 | Galvanized Steel
470139 | 1 |  |  | yes |  | yes | Removed from Ground | Used Oil | 1000 | Bare Steel | 1974-04-07 | Bare Steel | Gravity Fed
470145 | 1 | Flapper Valve | 1998-10-01 |  | 1998-10-01 |  | Currently in Use | Gas (Historical Use) | 2500 | Fiberglass Double Walled | 1998-10-01 | Fiberglass Reinforced Plastic | Safe Suction (Euro)
470145 | 10401-4 | [5 empty] | Removed from Ground | Diesel | 500 | Bare Steel | 1971-05-03 | Galvanized Steel | Safe Suction (Euro)
470145 | 10401-5 | [5 empty] | Removed from Ground | Gas (Historical Use) | 1000 | Bare Steel | 1971-05-03 | Galvanized Steel | Safe Suction (Euro)
470145 | 2 | Flapper Valve | 1998-10-01 |  | 1998-10-01 |  | Currently in Use | Diesel | 2500 | Fiberglass Double Walled | 1998-10-01 | Fiberglass Reinforced Plastic | Safe Suction (Euro)
470145 | 401D1 | [5 empty] | Removed from Ground | Diesel | 1000 | Bare Steel | 1971-05-03 | Galvanized Steel | Safe Suction (Euro)
470145 | 401G1 | [5 empty] | Removed from Ground | Gas (Historical Use) | 980 | Bare Steel | 1971-05-03 | Galvanized Steel | Safe Suction (Euro)
470145 | 401G2 | [5 empty] | Removed from Ground | Gas (Historical Use) | 980 | Bare Steel | 1971-05-03 | Galvanized Steel | Safe Suction (Euro)
470149 | 1 | [5 empty] | Removed from Ground | Diesel | 10000 | Bare Steel | 1979-04-06 | Galvanized Steel
470149 | 2 | [5 empty] | Removed from Ground | Gas (Historical Use) | 10000 | Bare Steel | 1979-04-06 | Galvanized Steel
470150 | 1 | [5 empty] | Removed from Ground | Other | 5000 | Bare Steel | 1964-04-09 | Bare Steel
470152 | 1 | [5 empty] | Removed from Ground | Gas (Historical Use) | 4000 | Bare Steel | 1966-03-31 | Galvanized Steel | Suction (American)
470152 | 2 | [5 empty] | Removed from Ground | Gas (Historical Use) | 2000 | Bare Steel | 1976-03-28 | Galvanized Steel | Suction (American)
470152 | 3 | [5 empty] | Removed from Ground | Diesel | 8000 | Bare Steel | 1966-03-31 | Galvanized Steel | Suction (American)
470152 | 4 | [5 empty] | Removed from Ground | Empty | 1000 | Bare Steel | 1966-03-31 | Galvanized Steel
470153 | 1 | [5 empty] | Removed from Ground | Gas (Historical Use) | 5000 | Bare Steel | 1981-03-27 | Galvanized Steel
470153 | 2 | [5 empty] | Removed from Ground | Gas (Historical Use) | 5000 | Bare Steel | 1981-03-27 | Galvanized Steel
470153 | 3 | [5 empty] | Removed from Ground | Diesel | 5000 | Bare Steel | 1981-03-27 | Galvanized Steel
470153 | 4 | [5 empty] | Removed from Ground | Diesel | 5000 | Bare Steel | 1981-03-27 | Galvanized Steel
470154 | 1 | [5 empty] | Removed from Ground | Empty | 4000 | Bare Steel | 1976-01-01 | Galvanized Steel | Suction (American)
470154 | 2 | [5 empty] | Removed from Ground | Empty | 3000 | Bare Steel | 1976-01-01 | Galvanized Steel | Suction (American)
470154 | 3 | [5 empty] | Removed from Ground | Gas (Historical Use) | 3000 | Bare Steel | 1976-01-01 | Galvanized Steel | Suction (American)
470156 | 1 | [5 empty] | Removed from Ground | Diesel | 1000 | Bare Steel | 1971-03-30 | Galvanized Steel
470157 | 1 | [5 empty] | Removed from Ground | Diesel | 1000 | Bare Steel | 1971-03-30 | Galvanized Steel
470157 | 2 | [5 empty] | Removed from Ground | Diesel | 1000 | Bare Steel | 1971-03-30 | Galvanized Steel
470160 | 1 | [5 empty] | Removed from Ground | Diesel | 10000 | Fiberglass | 1981-04-22 | Fiberglass Reinforced Plastic
470163 | 1 | [5 empty] | Removed from Ground | Diesel | 8020 | Bare Steel | 1959-04-30 | Galvanized Steel
470163 | 1A |  | 1986-04-01 |  | 1986-04-01 |  | Removed from Ground | Diesel | 10000 | Fiberglass | 1986-04-01 | Fiberglass Reinforced Plastic | Pressurized
470163 | 2 | [5 empty] | Removed from Ground | Gas (Historical Use) | 15000 | Bare Steel | 1973-04-26 | Galvanized Steel | Pressurized
470163 | 2A |  | 1986-04-01 |  | 1986-04-01 |  | Removed from Ground | Gas (Historical Use) | 15000 | Fiberglass | 1986-04-01 | Fiberglass Reinforced Plastic | Pressurized
470163 | 3 | [5 empty] | Removed from Ground | Gas (Historical Use) | 15000 | Bare Steel | 1977-04-25 | Galvanized Steel
470163 | 3A |  | 1986-04-01 |  | 1986-04-01 |  | Removed from Ground | Gas (Historical Use) | 15000 | Fiberglass | 1986-04-01 | Fiberglass Reinforced Plastic | Pressurized
470163 | 4 |  |  | no |  | no | Removed from Ground | Diesel | 500 | Unknown | 2006-01-17 | Unknown
470164 | 1 |  | 1991-10-11 |  | 1991-10-11 |  | Removed from Ground | Diesel | 500 | Galvanic (STIP-3) | 1991-10-11 | Cathodically Protected | Safe Suction (Euro)
470164 | 2 | [5 empty] | Removed from Ground | Empty | 500 | Marked Unknown | 2000-02-29 | Unknown
470165 | 1 | [5 empty] | Removed from Ground | Diesel | 10000 | Bare Steel | 1975-12-01 | Galvanized Steel | Suction (American)
470167 | 1 | [5 empty] | Removed from Ground | Diesel | 2000 | Bare Steel | 1971-05-05 | Galvanized Steel
470167 | 2 | [5 empty] | Removed from Ground | Gas (Historical Use) | 2000 | Bare Steel | 1971-05-05 | Galvanized Steel
470171 | 1 | [5 empty] | Removed from Ground | Gas (Historical Use) | 1000 | Bare Steel | 1966-04-01 | Unknown
470171 | 2 | [5 empty] | Removed from Ground | Gas (Historical Use) | 4000 | Bare Steel | 1966-04-01 | Unknown
470171 | 3 | [5 empty] | Removed from Ground | Gas (Historical Use) | 3000 | Bare Steel | 1966-04-01 | Unknown
470171 | 4 | [5 empty] | Removed from Ground | Gas (Historical Use) | 4000 | Bare Steel | 1966-04-01 | Galvanized Steel
470171 | 5 | [5 empty] | Removed from Ground | Diesel | 5000 | Bare Steel | 1966-04-01 | Galvanized Steel
470171 | 6 | [5 empty] | Removed from Ground | Diesel | 6000 | Bare Steel | 1966-04-01 | Galvanized Steel
470172 | 1 | [5 empty] | Removed from Ground | Gas (Historical Use) | 3000 | Bare Steel | 1966-04-01 | Bare Steel | Safe Suction (Euro)
470172 | 2 | [5 empty] | Removed from Ground | Gas (Historical Use) | 3000 | Bare Steel | 1966-04-01 | Bare Steel | Safe Suction (Euro)
470172 | 3 | [5 empty] | Removed from Ground | Gas (Historical Use) | 3000 | Bare Steel | 1976-03-29 | Bare Steel | Safe Suction (Euro)
470172 | 4A |  | 1998-04-21 |  | 1998-04-21 |  | Currently in Use | Gas (Historical Use) | 8000 | Composite | 1998-04-21 | Fiberglass Reinforced Plastic | Pressurized
470172 | 4B |  | 1998-04-21 | no | 1998-04-21 | no | Currently in Use | Gas (Historical Use) | 4000 | Composite | 1998-04-21 | Fiberglass Reinforced Plastic | Pressurized
470174 | 1 |  | 1979-07-01 |  | 1979-07-01 |  | Removed from Ground | Diesel | 10000 | Bare Steel | 1979-07-01 | Galvanized Steel | Pressurized
470174 | 2 |  | 1979-07-01 |  | 1979-07-01 |  | Removed from Ground | Gas (Historical Use) | 10000 | Bare Steel | 1979-07-01 | Galvanized Steel | Pressurized
470174 | 3 |  | 1979-07-01 |  | 1979-07-01 |  | Removed from Ground | Other | 10000 | Bare Steel | 1979-07-01 | Galvanized Steel | Pressurized
470174 | 4 |  |  | yes |  | yes | Removed from Ground | Used Oil | 2000 | Not Marked/Unknown | 1994-11-23 | Not Marked
470175 | 1 |  |  | yes |  | yes | Removed from Ground | Diesel | 250 | Bare Steel | 1977-04-04 | Galvanized Steel
470176 | 1 | [5 empty] | Removed from Ground | Gas (Historical Use) | 0 | Bare Steel |  | Unknown
470176 | 2 | [5 empty] | Removed from Ground | Gas (Historical Use) | 0 | Bare Steel |  | Unknown
470176 | 3 | [5 empty] | Removed from Ground | Gas (Historical Use) | 0 | Bare Steel |  | Unknown
470177 | 1 |  |  | yes |  | yes | Removed from Ground | Used Oil | 2000 | Bare Steel | 1975-04-05 | Galvanized Steel
470177 | 2 | [5 empty] | Removed from Ground | Empty | 2000 | Bare Steel | 1975-04-05 | Galvanized Steel
470177 | 3 | [5 empty] | Removed from Ground | Diesel | 10000 | Bare Steel | 1979-04-04 | Galvanized Steel
470177 | 4 |  | 1995-04-19 |  | 1995-04-19 |  | Removed from Ground | Diesel | 2000 | Epoxy | 1994-04-19 | Double Walled
470178 | 1 | [5 empty] | Removed from Ground | Other | 2000 | Marked Unknown | 1975-03-29 | Bare Steel
470178 | 2 | [5 empty] | Removed from Ground | Other | 2000 | Marked Unknown | 1975-03-29 | Bare Steel
470178 | 3 | [5 empty] | Removed from Ground | Empty | 2000 | Marked Unknown | 1966-03-31 | Bare Steel
470179 | 1 | [5 empty] | Removed from Ground | Gas (Historical Use) | 6000 | Bare Steel | 1976-04-03 | Galvanized Steel
470179 | 2 | [5 empty] | Removed from Ground | Gas (Historical Use) | 6000 | Bare Steel | 1976-04-03 | Galvanized Steel
470179 | 3 | [5 empty] | Removed from Ground | Gas (Historical Use) | 6000 | Bare Steel | 1976-04-03 | Galvanized Steel
470179 | 4 | [5 empty] | Removed from Ground | Gas (Historical Use) | 6000 | Bare Steel | 1976-04-03 | Galvanized Steel
470179 | 5 |  |  | yes |  | yes | Removed from Ground | Used Oil | 540 | Bare Steel | 1976-04-03 | Unknown
470182 | 1 | [5 empty] | Removed from Ground | Gas (Historical Use) | 4000 | Bare Steel | 1970-05-03 | Galvanized Steel | Pressurized
470182 | 2 | [5 empty] | Removed from Ground | Gas (Historical Use) | 4000 | Bare Steel | 1970-05-03 | Galvanized Steel | Pressurized
470182 | 3 | [5 empty] | Removed from Ground | Gas (Historical Use) | 3000 | Bare Steel | 1955-05-07 | Galvanized Steel | Suction (American)
470182 | 4 | [5 empty] | Removed from Ground | Gas (Historical Use) | 3000 | Bare Steel | 1955-05-07 | Galvanized Steel | Suction (American)
470182 | 5 | [5 empty] | Removed from Ground | Gas (Historical Use) | 8000 | Fiberglass | 1977-05-01 | Galvanized Steel | Pressurized
470182 | 6 |  |  | yes |  | yes | Removed from Ground | Used Oil | 250 | Bare Steel | 1977-05-01 | Galvanized Steel
470182 | 7 |  | 2006-02-01 | no | 2007-01-25 | no | Currently in Use | Gas (Historical Use) | 12000 | Composite | 2006-02-14 | Fiberglass Reinforced Plastic | Pressurized
470182 | 8 |  | 2006-02-01 | no | 2007-01-25 | no | Currently in Use | Gas (Historical Use) | 4000 | Cathodically Protected Steel | 2006-02-14 | Fiberglass Reinforced Plastic | Pressurized
470183 | 1 | [5 empty] | Removed from Ground | Gas (Historical Use) | 4000 | Bare Steel | 1962-05-05 | Galvanized Steel | Pressurized
470183 | 2 | [5 empty] | Removed from Ground | Gas (Historical Use) | 4000 | Bare Steel | 1962-05-05 | Galvanized Steel | Pressurized
470183 | 3 | [5 empty] | Removed from Ground | Gas (Historical Use) | 4000 | Bare Steel | 1962-05-05 | Galvanized Steel | Pressurized
470183 | 4 | [5 empty] | Removed from Ground | Gas (Historical Use) | 4000 | Bare Steel | 1962-05-05 | Galvanized Steel | Pressurized
470183 | 5 | [5 empty] | Removed from Ground | Gas (Historical Use) | 4000 | Bare Steel | 1972-05-02 | Galvanized Steel | Pressurized
470183 | 6 |  |  | yes |  | yes | Removed from Ground | Used Oil | 250 | Bare Steel | 1962-05-05 | Galvanized Steel
470184 | 1 |  | 1998-10-08 |  | 1998-10-08 |  | Currently in Use | Gas (Historical Use) | 6000 | Steel-Impressed Current | 1985-04-29 | Fiberglass Reinforced Plastic | Pressurized
470184 | 2 |  | 1998-10-08 |  | 1998-10-08 |  | Currently in Use | Gas (Historical Use) | 6000 | Steel-Impressed Current | 1985-04-29 | Fiberglass Reinforced Plastic | Pressurized
470184 | 3 |  | 1998-10-08 |  | 1998-10-08 |  | Currently in Use | Gas (Historical Use) | 6000 | Steel-Impressed Current | 1985-04-29 | Fiberglass Reinforced Plastic | Pressurized
470185 | 1 | [5 empty] | Currently in Use | Other | 25000 | Bare Steel | 1948-05-08 | Bare Steel
470185 | 2 | [5 empty] | Currently in Use | Other | 25000 | Bare Steel | 1948-05-08 | Bare Steel
470185 | 3 | [5 empty] | Currently in Use | Other | 25000 | Bare Steel | 1948-05-08 | Bare Steel
470185 | 4 | [5 empty] | Removed from Ground | Gas (Historical Use) | 5000 | Bare Steel | 1951-05-08 | Bare Steel
470185 | 5 | [5 empty] | Permanently Out of Use - historical purposes | Other | 10000 | Bare Steel | 1948-05-08 | Bare Steel
470187 | 1 | [5 empty] | Removed from Ground | Gas (Historical Use) | 2000 | Bare Steel | 1984-04-30 | Galvanized Steel
470187 | 2 | [5 empty] | Removed from Ground | Diesel | 6000 | Bare Steel | 1984-04-30 | Galvanized Steel
470188 | 1 | Overfill Alarm | 1991-05-14 |  | 1991-05-14 |  | Temporarily out of use | Gas (Historical Use) | 2000 | Epoxy | 1991-05-14 | Double-Walled Fiberglass | Pressurized
470188 | 2 | Overfill Alarm | 1991-05-14 |  | 1991-05-14 |  | Temporarily out of use | Diesel | 2000 | Epoxy | 1991-05-14 | Double-Walled Fiberglass | Pressurized
470189 | 1 | [5 empty] | Removed from Ground | Gas (Historical Use) | 550 | Bare Steel | 1979-06-10 | Galvanized Steel | Safe Suction (Euro)
470189 | 2 | [5 empty] | Removed from Ground | Gas (Historical Use) | 1000 | Bare Steel | 1979-06-10 | Galvanized Steel
470190 | 1 |  | 1990-10-01 | no | 1990-10-01 | no | Currently in Use | Gas (Historical Use) | 3000 | Galvanic (STIP-3) | 1990-10-01 | Fiberglass Reinforced Plastic | Pressurized
470190 | 2 |  | 1990-10-01 | no | 1990-10-01 | no | Currently in Use | Gas (Historical Use) | 10000 | Galvanic (STIP-3) | 1990-10-01 | Fiberglass Reinforced Plastic | Pressurized
470190 | 3 |  | 1990-10-01 |  | 1990-10-01 |  | Currently in Use | Gas (Historical Use) | 8000 | Galvanic (STIP-3) | 1990-10-01 | Fiberglass Reinforced Plastic | Pressurized
470190 | D1 | [5 empty] | Removed from Ground | Diesel | 4000 | Bare Steel | 1971-05-03 | Galvanized Steel
470190 | D2 | [5 empty] | Removed from Ground | Diesel | 4000 | Bare Steel | 1971-05-03 | Galvanized Steel
470190 | N1 | [5 empty] | Removed from Ground | Gas (Historical Use) | 6000 | Bare Steel | 1976-05-01 | Fiberglass Reinforced Plastic
470190 | N2 | [5 empty] | Removed from Ground | Kerosene | 4000 | Bare Steel | 1971-05-03 | Fiberglass Reinforced Plastic
470190 | N3 | [5 empty] | Removed from Ground | Gas (Historical Use) | 0 | Not Marked/Unknown | 1991-01-01 | Not Marked
470190 | P1 | [5 empty] | Removed from Ground | Gas (Historical Use) | 2000 | Bare Steel | 1976-05-01 | Fiberglass Reinforced Plastic
470190 | R1 | [5 empty] | Removed from Ground | Gas (Historical Use) | 8000 | Fiberglass | 1985-04-29 | Fiberglass Reinforced Plastic
470193 | 1 |  | 1999-04-01 |  | 1999-04-01 |  | Currently in Use | Gas (Historical Use) | 10000 | Composite | 1999-04-01 | Fiberglass Reinforced Plastic | Pressurized
470193 | 2 |  | 1999-04-01 |  | 1999-04-01 |  | Currently in Use | Gas (Historical Use) | 5000 | Composite | 1999-04-01 | Fiberglass Reinforced Plastic | Pressurized
470193 | N1 | [5 empty] | Removed from Ground | Gas (Historical Use) | 6500 | Bare Steel | 1966-05-04 | Galvanized Steel
470193 | P1 | [5 empty] | Removed from Ground | Gas (Historical Use) | 3000 | Bare Steel | 1966-05-04 | Galvanized Steel
470193 | R1 | [5 empty] | Removed from Ground | Gas (Historical Use) | 6500 | Bare Steel | 1966-05-04 | Galvanized Steel
470194 | 1 | [5 empty] | Removed from Ground | Gas (Historical Use) | 10000 | Bare Steel | 1977-05-01 | Bare Steel
470194 | 2 |  |  | yes |  | yes | Removed from Ground | Used Oil | 560 | Bare Steel | 1973-05-02 | Bare Steel
470195 | N | [5 empty] | Removed from Ground | Gas (Historical Use) | 4000 | Bare Steel | 1964-05-04 | Galvanized Steel
470195 | P1 | [5 empty] | Removed from Ground | Gas (Historical Use) | 2000 | Bare Steel | 1984-04-29 | Galvanized Steel
470195 | R1 | [5 empty] | Removed from Ground | Gas (Historical Use) | 4000 | Bare Steel | 1964-05-04 | Galvanized Steel
470195 | R2 | [5 empty] | Removed from Ground | Empty | 4000 | Bare Steel | 1964-05-04 | Galvanized Steel
470196 | D1 | [5 empty] | Removed from Ground | Diesel | 3000 | Bare Steel | 1971-05-03 | Galvanized Steel
470196 | N1 | [5 empty] | Permanently Out of Use - historical purposes | Gas (Historical Use) | 6000 | Bare Steel | 1971-05-03 | Galvanized Steel
470196 | P1 | [5 empty] | Removed from Ground | Gas (Historical Use) | 6000 | Bare Steel | 1971-05-03 | Galvanized Steel
470196 | R1 | [5 empty] | Removed from Ground | Gas (Historical Use) | 6000 | Bare Steel | 1971-05-03 | Galvanized Steel
470201 | 1 | [5 empty] | Removed from Ground | Gas (Historical Use) | 500 | Bare Steel | 1948-05-09 | Galvanized Steel
470201 | 2 | [5 empty] | Removed from Ground | Other | 250 | Bare Steel | 1948-05-09 | Galvanized Steel
470202 | 1 | [5 empty] | Currently in Use | Gas (Historical Use) | 1000 | Bare Steel | 1983-05-01 | Unknown
470203 | 1 | [5 empty] | Removed from Ground | Diesel | 3000 | Bare Steel | 1976-05-02 | Galvanized Steel | Suction (American)
470204 | A | [5 empty] | Removed from Ground | Diesel | 12000 | Bare Steel | 1970-05-04 | Bare Steel
470204 | B | [5 empty] | Removed from Ground | Diesel | 1000 | Bare Steel | 1984-04-30 | Unknown
470204 | C |  | 1998-07-29 | no | 1998-07-29 | no | Currently in Use | Diesel | 1000 | Fiberglass Double Walled | 1998-07-24 | Flex | Suction (American)
470205 | 1 | [5 empty] | Removed from Ground | Gas (Historical Use) | 560 | Bare Steel | 1995-05-19 | Bare Steel
470206 | 1 | Flapper Valve | 2000-01-06 | no | 2000-01-06 | no | Currently in Use | Kerosene | 2000 | Galvanic (STIP-3) | 1984-03-17 | Fiberglass Reinforced Plastic | Pressurized
470206 | 2 | Flapper Valve | 2000-01-06 | no | 2000-01-06 | no | Currently in Use | Diesel | 8000 | Galvanic (STIP-3) | 1984-03-17 | Fiberglass Reinforced Plastic | Pressurized
470206 | 3 | Flapper Valve | 1984-01-01 | no | 2000-01-06 | no | Currently in Use | Plus | 8000 | Galvanic (STIP-3) | 1984-03-17 | Fiberglass Reinforced Plastic | Pressurized
470206 | 4 | Flapper Valve | 2000-01-06 | no | 2000-01-06 | no | Currently in Use | Regular | 12000 | Galvanic (STIP-3) | 1984-03-17 | Fiberglass Reinforced Plastic | Pressurized
470206 | 5 | Flapper Valve | 2000-01-06 | no | 2000-01-06 | no | Currently in Use | Premium | 12000 | Galvanic (STIP-3) | 1984-03-17 | Fiberglass Reinforced Plastic | Pressurized
470207 | 1 |  | 1995-11-01 |  | 1995-11-01 |  | Currently in Use | Kerosene | 2000 | Galvanic (STIP-3) | 1984-01-01 | Fiberglass Reinforced Plastic | Pressurized
470207 | 2 |  | 1995-11-01 |  | 1995-11-01 |  | Currently in Use | Diesel | 8000 | Galvanic (STIP-3) | 1984-01-01 | Fiberglass Reinforced Plastic | Pressurized
470207 | 3 |  | 1995-11-01 |  | 1995-11-01 |  | Currently in Use | Gas (Historical Use) | 8000 | Galvanic (STIP-3) | 1984-01-01 | Fiberglass Reinforced Plastic | Pressurized
470207 | 4 |  | 1995-11-01 |  | 1995-11-01 |  | Currently in Use | Gas (Historical Use) | 12000 | Galvanic (STIP-3) | 1984-01-01 | Fiberglass Reinforced Plastic | Pressurized
470207 | 5 |  | 1995-11-01 |  | 1995-11-01 |  | Currently in Use | Gas (Historical Use) | 12000 | Galvanic (STIP-3) | 1984-01-01 | Fiberglass Reinforced Plastic | Pressurized
470208 | 1 |  | 1996-09-01 |  | 1996-09-01 |  | Currently in Use | Gas (Historical Use) | 12000 | Galvanic (STIP-3) | 1984-03-17 | Fiberglass Reinforced Plastic | Pressurized
470208 | 2 |  | 1996-09-01 |  | 1996-09-01 |  | Currently in Use | Gas (Historical Use) | 12000 | Galvanic (STIP-3) | 1984-03-17 | Fiberglass Reinforced Plastic | Pressurized
470208 | 3 |  | 1996-09-01 |  | 1996-09-01 |  | Currently in Use | Gas (Historical Use) | 8000 | Galvanic (STIP-3) | 1984-03-17 | Fiberglass Reinforced Plastic | Pressurized
470208 | 4 |  | 1996-09-01 |  | 1996-09-01 |  | Currently in Use | Diesel | 8000 | Galvanic (STIP-3) | 1984-03-17 | Fiberglass Reinforced Plastic | Pressurized
470208 | 5 |  | 1996-09-01 |  | 1996-09-01 |  | Currently in Use | Kerosene | 2000 | Galvanic (STIP-3) | 1984-03-17 | Fiberglass Reinforced Plastic | Safe Suction (Euro)
470209 | 1 | [5 empty] | Removed from Ground | Diesel | 1050 | Bare Steel | 1963-01-01 | Galvanized Steel
470209 | 2 | [5 empty] | Removed from Ground | Gas (Historical Use) | 1500 | Bare Steel | 1972-01-01 | Galvanized Steel
470209 | 3 | [5 empty] | Removed from Ground | Diesel | 1050 | Bare Steel | 1943-07-01 | Galvanized Steel
470212 | 1 | [5 empty] | Removed from Ground | Empty | 1000 | Bare Steel | 1946-05-16 | Unknown
470212 | 2 | [5 empty] | Permanently Out Of Use | Used Oil | 6000 | Not Marked/Unknown | 1946-05-16 | Not Marked
470212 | 3 | [5 empty] | Removed from Ground | Used Oil | 5000 | Bare Steel | 1956-05-13 | Not Marked
470212 | 4 | [5 empty] | Removed from Ground | Diesel | 5000 | Bare Steel | 1956-05-13 | Galvanized Steel
470212 | 5 |  | 1993-07-29 |  | 1997-07-01 |  | Currently in Use | Gas (Historical Use) | 10000 | Galvanic (STIP-3) | 1986-05-01 | Fiberglass Reinforced Plastic | Pressurized
470212 | 6 |  | 1993-07-29 |  | 1993-07-29 |  | Currently in Use | Diesel | 10000 | Composite | 1993-07-29 | Fiberglass Reinforced Plastic | Pressurized
470213 | 1 |  | 1989-10-01 |  |  |  | Removed from Ground | Gas (Historical Use) | 10000 | Bare Steel | 1961-05-12 | Galvanized Steel
470213 | 2 | [5 empty] | Removed from Ground | Gas (Historical Use) | 1 | Not Marked/Unknown | 1989-10-01 | Not Marked
470213 | 3 | [5 empty] | Removed from Ground | Gas (Historical Use) | 1 | Not Marked/Unknown | 1989-10-01 | Not Marked
470213 | 4 |  | 1989-10-01 | no | 1989-10-01 | no | Currently in Use | Diesel | 10000 | Cathodically Protected Steel | 1989-10-01 | Fiberglass Reinforced Plastic | Pressurized
470213 | 5 |  | 1995-04-30 |  | 1995-04-30 |  | Currently in Use | Diesel | 10000 | Composite | 1995-04-30 | Fiberglass Reinforced Plastic | Pressurized
470213 | 6 | [5 empty] | Removed from Ground | Empty | 5000 | Bare Steel | 1995-07-01 | Unknown
470213 | 7 | [5 empty] | Removed from Ground | Empty | 5000 | Bare Steel | 1995-07-01 | Unknown
470214 | 1 | [5 empty] | Removed from Ground | Empty | 10000 | Bare Steel | 1953-01-01 | Unknown
470215 | 1 | [5 empty] | Removed from Ground | Empty | 5000 | Bare Steel | 1951-05-15 | Unknown
470216 | 1 | [5 empty] | Removed from Ground | Empty | 6000 | Bare Steel | 1952-05-14 | Unknown
470217 | 1 | [5 empty] | Removed from Ground | Diesel | 6000 | Bare Steel | 1950-05-15 | Unknown
470217 | 2 | [5 empty] | Removed from Ground | Diesel | 5000 | Bare Steel | 1950-05-15 | Unknown
470218 | 1 | [5 empty] | Removed from Ground | Empty | 5000 | Bare Steel | 1950-05-15 | Unknown
470219 | 1 | [5 empty] | Removed from Ground | Diesel | 6000 | Bare Steel | 1953-05-14 | Unknown
470220 | 1 | [5 empty] | Currently in Use | Diesel | 10000 | Bare Steel | 1954-05-14 | Unknown
470220 | 2 | [5 empty] | Currently in Use | Diesel | 10000 | Bare Steel | 1954-05-14 | Unknown
470221 | 1 | [5 empty] | Removed from Ground | Empty | 6000 | Bare Steel | 1978-05-08 | Unknown
470222 | 1 | [5 empty] | Removed from Ground | Diesel | 6000 | Bare Steel | 1955-05-14 | Unknown
470224 | 2 | [5 empty] | Removed from Ground | Gas (Historical Use) | 8000 | Marked Unknown | 1966-05-10 | Unknown
470224 | 3 | [5 empty] | Removed from Ground | Gas (Historical Use) | 8000 | Marked Unknown | 1966-05-10 | Unknown
470225 | 1 | [5 empty] | Removed from Ground | Other | 3000 | Bare Steel | 1978-05-04 | Bare Steel | Safe Suction (Euro)
470225 | 2 |  |  | yes |  | yes | Removed from Ground | Used Oil | 1000 | Bare Steel | 1978-05-04 | Bare Steel | Gravity Fed
470225 | 3 | [5 empty] | Removed from Ground | Diesel | 10000 | Bare Steel | 1978-05-04 | Bare Steel | Pressurized
470225 | 4 | [5 empty] | Removed from Ground | Diesel | 10000 | Bare Steel | 1978-05-04 | Bare Steel | Pressurized
470225 | 5 |  | 1990-05-03 |  | 1998-05-03 |  | Removed from Ground | Diesel | 12000 | Galvanic (STIP-3) | 1990-05-01 | Fiberglass Reinforced Plastic | Pressurized
470226 | 1 | [5 empty] | Removed from Ground | Other | 2000 | Bare Steel | 1972-05-05 | Unknown
470226 | 2 | [5 empty] | Removed from Ground | Diesel | 2000 | Bare Steel | 1972-05-05 | Unknown
470226 | 3 | [5 empty] | Removed from Ground | Diesel | 2000 | Bare Steel | 1972-05-05 | Unknown
470226 | 4 | [5 empty] | Removed from Ground | Diesel | 3000 | Bare Steel | 1972-05-05 | Unknown
470226 | 5 |  |  | yes |  | yes | Removed from Ground | Used Oil | 1000 | Bare Steel | 1972-05-05 | Unknown
470226 | 6 | [5 empty] | Removed from Ground | Gas (Historical Use) | 500 | Bare Steel | 1972-05-05 | Unknown
470226 | 7 | [5 empty] | Removed from Ground | Diesel | 10000 | Bare Steel | 1972-05-05 | Unknown
470226 | 8 | [5 empty] | Removed from Ground | Diesel | 2000 | Bare Steel | 1972-05-05 | Unknown
470227 | 4 | [5 empty] | Removed from Ground | Gas (Historical Use) | 2500 | Bare Steel | 1981-05-08 | Unknown
470227 | 5 | [5 empty] | Removed from Ground | Diesel | 2500 | Bare Steel | 1981-05-08 | Unknown
470227 | 6 | [5 empty] | Removed from Ground | Gas (Historical Use) | 2500 | Bare Steel | 1981-05-08 | Unknown
470227 | 7 | [5 empty] | Removed from Ground | Other | 150 | Bare Steel | 1966-05-12 | Unknown
470229 | 1 | [5 empty] | Removed from Ground | Other | 12000 | Bare Steel | 1976-05-07 | Galvanized Steel
470229 | 2 | [5 empty] | Removed from Ground | Other | 10000 | Bare Steel | 1976-05-07 | Galvanized Steel
470229 | 3 | [5 empty] | Removed from Ground | Other | 12000 | Bare Steel | 1976-05-07 | Galvanized Steel
470229 | 4 | [5 empty] | Removed from Ground | Gas (Historical Use) | 500 | Bare Steel | 1976-05-07 | Galvanized Steel
470229 | 5 | [5 empty] | Closed in Ground | Gas (Historical Use) | 0 | Bare Steel | 1976-01-01 | Galvanized Steel
470231 | 1 |  |  | yes |  | yes | Removed from Ground | Used Oil | 0 | Bare Steel | 1981-01-01 | Fiberglass Reinforced Plastic
470232 | 1 | [5 empty] | Removed from Ground | Empty | 10000 | Bare Steel | 1973-05-08 | Galvanized Steel
470232 | 2 | [5 empty] | Removed from Ground | Empty | 10000 | Bare Steel | 1973-05-08 | Galvanized Steel
470233 | 1 | [5 empty] | Removed from Ground | Gas (Historical Use) | 10000 | Bare Steel | 1977-05-07 | Bare Steel
470236 | 1 | [5 empty] | Removed from Ground | Gas (Historical Use) | 6000 | Bare Steel | 1978-05-07 | Galvanized Steel | Pressurized
470236 | 2 | [5 empty] | Removed from Ground | Gas (Historical Use) | 6000 | Bare Steel | 1978-05-07 | Galvanized Steel | Pressurized
470236 | 3 | [5 empty] | Removed from Ground | Gas (Historical Use) | 6000 | Bare Steel | 1978-05-07 | Galvanized Steel | Pressurized
470236 | 4 | [5 empty] | Removed from Ground | Gas (Historical Use) | 6000 | Bare Steel | 1978-05-07 | Galvanized Steel | Pressurized
470236 | 5 |  | 1998-12-28 |  | 1998-12-28 |  | Currently in Use | Gas (Historical Use) | 8000 | Galvanic (STIP-3) | 1998-12-15 | Fiberglass Reinforced Plastic | Pressurized
470236 | 6 |  | 1998-12-28 |  | 1998-12-28 |  | Currently in Use | Gas (Historical Use) | 8000 | Galvanic (STIP-3) | 1998-12-15 | Fiberglass Reinforced Plastic | Pressurized
470236 | 7 | Flapper Valve | 1998-12-28 | no | 1998-12-28 | no | Currently in Use | Diesel On Road | 8000 | Galvanic (STIP-3) | 1998-12-15 | Fiberglass Reinforced Plastic | Pressurized
470237 | 1 | [5 empty] | Removed from Ground | Diesel | 5000 | Bare Steel | 1974-05-08 | Unknown
470237 | 2 | [5 empty] | Removed from Ground | Diesel | 5000 | Bare Steel | 1974-05-08 | Unknown
470237 | 3 |  |  | yes |  | yes | Removed from Ground | Used Oil | 1000 | Bare Steel | 1974-05-08 | Unknown
470239 | 1 | [5 empty] | Removed from Ground | Other | 10000 | Not Marked/Unknown | 1998-02-01 | Galvanized Steel | Suction (American)
470239 | 2 | [5 empty] | Removed from Ground | Other | 10000 | Not Marked/Unknown | 1998-02-01 | Galvanized Steel | Suction (American)
470239 | 3 | [5 empty] | Removed from Ground | Other | 10000 | Not Marked/Unknown | 1998-02-01 | Galvanized Steel | Suction (American)
470239 | 4 | [5 empty] | Removed from Ground | Other | 10000 | Not Marked/Unknown | 1998-02-01 | Galvanized Steel | Suction (American)
470239 | 5 | [5 empty] | Closed in Ground | Gas (Historical Use) | 3000 | Not Marked/Unknown | 1999-02-01 | Galvanized Steel | Suction (American)
470241 | T1 | [5 empty] | Removed from Ground | Gas (Historical Use) | 6000 | Bare Steel | 1978-05-09 | Galvanized Steel
470241 | T2 | [5 empty] | Removed from Ground | Gas (Historical Use) | 6000 | Bare Steel | 1978-05-09 | Galvanized Steel
470241 | T3 | [5 empty] | Removed from Ground | Gas (Historical Use) | 6000 | Bare Steel | 1978-05-09 | Galvanized Steel
470242 | 4 | Ball Float | 1998-12-01 |  | 1998-12-01 |  | Currently in Use | Gas (Historical Use) | 12000 | Composite | 1998-12-01 | Double-Walled Flex | Pressurized
470242 | 5 | Ball Float | 1998-12-01 |  | 1998-12-01 |  | Currently in Use | Gas (Historical Use) | 8000 | Composite | 1998-12-01 | Double-Walled Flex | Pressurized
470242 | T1 | [5 empty] | Removed from Ground | Gas (Historical Use) | 6000 | Bare Steel | 1978-05-09 | Galvanized Steel | Suction (American)
470242 | T2 | [5 empty] | Removed from Ground | Gas (Historical Use) | 6000 | Bare Steel | 1978-05-09 | Galvanized Steel | Suction (American)
470242 | T3 | [5 empty] | Removed from Ground | Gas (Historical Use) | 6000 | Bare Steel | 1978-05-09 | Galvanized Steel | Suction (American)
470243 | 68448 | Flapper Valve | 1987-04-04 |  | 1987-04-04 |  | Currently in Use | Gas (Historical Use) | 6000 | Galvanic (STIP-3) | 1987-04-04 | Fiberglass Reinforced Plastic | Pressurized
470243 | 68463 | Flapper Valve | 1987-04-04 |  | 1987-04-04 |  | Currently in Use | Gas (Historical Use) | 6000 | Galvanic (STIP-3) | 1987-04-04 | Fiberglass Reinforced Plastic | Pressurized
470243 | 68464 | Flapper Valve | 1987-04-04 |  | 1987-04-04 |  | Currently in Use | Gas (Historical Use) | 6000 | Galvanic (STIP-3) | 1987-04-04 | Fiberglass Reinforced Plastic | Pressurized
470243 | T1 | [5 empty] | Removed from Ground | Gas (Historical Use) | 5000 | Bare Steel | 1971-05-11 | Galvanized Steel
470243 | T2 | [5 empty] | Removed from Ground | Gas (Historical Use) | 8000 | Bare Steel | 1971-05-11 | Galvanized Steel
470243 | T3 | [5 empty] | Removed from Ground | Gas (Historical Use) | 5000 | Bare Steel | 1971-05-11 | Galvanized Steel
470244 | T1 |  | 1994-12-30 |  | 1994-12-30 |  | Temporarily out of use | Gas (Historical Use) | 6000 | Steel-Impressed Current | 1984-05-07 | Cathodically Protected | Safe Suction (Euro)
470244 | T2 |  | 1994-12-30 |  | 1994-12-30 |  | Temporarily out of use | Gas (Historical Use) | 6000 | Steel-Impressed Current | 1984-05-07 | Cathodically Protected | Safe Suction (Euro)
470244 | T3 |  | 1994-12-30 |  | 1994-12-30 |  | Temporarily out of use | Gas (Historical Use) | 6000 | Steel-Impressed Current | 1984-05-07 | Cathodically Protected | Safe Suction (Euro)
470245 | T1 |  | 1994-12-05 |  | 1994-12-05 |  | Removed from Ground | Gas (Historical Use) | 6000 | Composite | 1985-05-07 | Galvanized Steel | Safe Suction (Euro)
470245 | T2 |  | 1994-12-05 |  | 1994-12-05 |  | Removed from Ground | Gas (Historical Use) | 8000 | Composite | 1985-05-07 | Galvanized Steel | Safe Suction (Euro)
470245 | T3 |  | 1994-12-05 |  | 1994-12-05 |  | Removed from Ground | Gas (Historical Use) | 6000 | Composite | 1985-05-07 | Galvanized Steel | Safe Suction (Euro)
470246 | T1 | Flapper Valve | 1994-12-04 |  | 1994-12-04 |  | Temporarily out of use | Gas (Historical Use) | 6000 | Galvanic (STIP-3) | 1986-04-01 | Fiberglass Reinforced Plastic | Pressurized
470246 | T2 | Flapper Valve | 1994-12-04 |  | 1994-12-04 |  | Temporarily out of use | Gas (Historical Use) | 6000 | Galvanic (STIP-3) | 1986-04-01 | Fiberglass Reinforced Plastic | Pressurized
470246 | T3 | Flapper Valve | 1994-12-04 |  | 1994-12-04 |  | Temporarily out of use | Gas (Historical Use) | 6000 | Galvanic (STIP-3) | 1986-04-01 | Fiberglass Reinforced Plastic | Pressurized
470247 | T1 |  | 1995-01-10 |  | 1995-01-10 |  | Currently in Use | Gas (Historical Use) | 6000 | Cathodically Protected Steel | 1986-05-07 | Fiberglass Reinforced Plastic | Pressurized
470247 | T2 |  | 1995-01-10 |  | 1995-01-10 |  | Currently in Use | Gas (Historical Use) | 6000 | Cathodically Protected Steel | 1986-05-07 | Fiberglass Reinforced Plastic | Pressurized
470247 | T3 |  | 1995-01-10 |  | 1995-01-10 |  | Currently in Use | Gas (Historical Use) | 6000 | Cathodically Protected Steel | 1986-05-07 | Fiberglass Reinforced Plastic | Pressurized
470248 | 94181 | Ball Float | 1988-02-15 |  | 1988-02-15 |  | Currently in Use | Gas (Historical Use) | 6000 | Galvanic (STIP-3) | 1987-11-10 | Fiberglass Reinforced Plastic | Pressurized
470248 | 94196 | Ball Float | 1988-02-15 |  | 1988-02-15 |  | Currently in Use | Gas (Historical Use) | 6000 | Galvanic (STIP-3) | 1987-11-10 | Fiberglass Reinforced Plastic | Pressurized
470248 | 94197 | Ball Float | 1988-02-15 |  | 1988-02-15 |  | Currently in Use | Gas (Historical Use) | 6000 | Galvanic (STIP-3) | 1987-11-10 | Fiberglass Reinforced Plastic | Pressurized
470248 | 96794 | Ball Float | 1998-02-15 |  | 1998-02-15 |  | Currently in Use | Gas (Historical Use) | 6000 | Galvanic (STIP-3) | 1987-11-10 | Fiberglass Reinforced Plastic | Pressurized
470248 | T1 | [5 empty] | Removed from Ground | Gas (Historical Use) | 3000 | Bare Steel | 1987-11-01 | Galvanized Steel
470248 | T2 | [5 empty] | Removed from Ground | Gas (Historical Use) | 3000 | Bare Steel | 1987-11-01 | Galvanized Steel
470248 | T3 | [5 empty] | Removed from Ground | Gas (Historical Use) | 3000 | Bare Steel | 1987-11-01 | Galvanized Steel
470248 | T5 |  |  | yes |  | yes | Removed from Ground | Used Oil | 550 | Bare Steel | 1987-11-01 | Galvanized Steel
470249 | T1 | [5 empty] | Removed from Ground | Gas (Historical Use) | 3000 | Bare Steel | 1988-03-29 | Galvanized Steel
470249 | T2 | [5 empty] | Removed from Ground | Gas (Historical Use) | 3000 | Bare Steel | 1988-03-29 | Galvanized Steel
470249 | T3 | [5 empty] | Removed from Ground | Gas (Historical Use) | 1010 | Bare Steel | 1988-03-29 | Galvanized Steel
470250 | 1 |  | 1986-05-08 |  | 1986-05-08 |  | Removed from Ground | Empty | 8000 | Cathodically Protected Steel | 1986-05-08 | Fiberglass Reinforced Plastic | Pressurized
470250 | 2 |  | 1986-05-08 |  | 1986-05-08 |  | Removed from Ground | Empty | 8000 | Cathodically Protected Steel | 1986-05-08 | Fiberglass Reinforced Plastic | Pressurized
470250 | 3 |  | 1986-05-08 |  | 1986-05-08 |  | Removed from Ground | Empty | 8000 | Cathodically Protected Steel | 1986-05-08 | Fiberglass Reinforced Plastic | Pressurized
470250 | 4 |  | 1986-05-08 |  | 1986-05-08 |  | Removed from Ground | Empty | 4000 | Cathodically Protected Steel | 1986-05-08 | Fiberglass Reinforced Plastic | Pressurized
470254 | 1 | Flapper Valve | 1994-08-27 | no | 1994-08-27 | no | Currently in Use | E-10 | 10000 | Steel-Impressed Current | 1985-05-08 | Double-Walled Flex | Pressurized
470254 | 2 | Flapper Valve | 1994-08-27 | no | 1994-08-27 | no | Currently in Use | Plus | 10000 | Steel-Impressed Current | 1985-05-08 | Double-Walled Flex | Pressurized
470254 | 3 | Flapper Valve | 1994-08-27 | no | 1994-08-27 | no | Currently in Use | Premium | 8000 | Steel-Impressed Current | 1985-05-08 | Double-Walled Flex | Pressurized
470255 | 1 |  | 1998-02-11 |  | 1998-02-11 |  | Removed from Ground | Gas (Historical Use) | 3000 | Steel-Impressed Current | 1978-05-10 | Cathodically Protected | Suction (American)
470255 | 2 |  | 1998-02-11 |  | 1998-02-11 |  | Removed from Ground | Gas (Historical Use) | 3000 | Steel-Impressed Current | 1978-05-10 | Cathodically Protected | Safe Suction (Euro)
470255 | 3 |  | 1998-02-11 |  | 1998-02-11 |  | Removed from Ground | Gas (Historical Use) | 3000 | Steel-Impressed Current | 1978-05-10 | Cathodically Protected | Suction (American)
470255 | 4 | Flapper Valve | 2002-04-23 | no | 2002-04-23 | no | Currently in Use | E-10 | 12000 | Composite Double Walled | 2002-04-23 | Double-Walled Flex | Pressurized
470255 | 5 | Flapper Valve | 2002-04-23 | no | 2002-04-23 | no | Currently in Use | Premium | 10000 | Composite Double Walled | 2002-04-23 | Double-Walled Flex | Pressurized
470257 | 1 | [5 empty] | Removed from Ground | Gas (Historical Use) | 8000 | Bare Steel | 1978-05-10 | Galvanized Steel | Pressurized
470257 | 2 | [5 empty] | Removed from Ground | Gas (Historical Use) | 6000 | Bare Steel | 1978-05-10 | Galvanized Steel | Pressurized
470257 | 3 | [5 empty] | Removed from Ground | Gas (Historical Use) | 6000 | Bare Steel | 1978-05-10 | Galvanized Steel | Pressurized
470257 | 4 | Flapper Valve | 1994-08-02 | no | 1994-08-02 | no | Currently in Use | E-10 | 12000 | Composite | 1994-08-02 | Double-Walled Flex | Pressurized
470257 | 5 | Flapper Valve | 1994-08-02 | no | 1994-08-02 | no | Currently in Use | Premium | 10000 | Composite | 1994-08-02 | Double-Walled Flex | Pressurized
470257 | 6 | Flapper Valve | 2017-03-14 | no | 2017-03-14 | no | Currently in Use | Diesel | 8000 | Composite Double Walled | 2017-03-14 | Double-Walled Flex | Pressurized
470258 | 1 | [5 empty] | Removed from Ground | Gas (Historical Use) | 1000 | Bare Steel | 1976-05-10 | Galvanized Steel
470258 | 2 | [5 empty] | Removed from Ground | Diesel | 560 | Bare Steel | 1976-05-10 | Galvanized Steel
470258 | 3 | [5 empty] | Removed from Ground | Gas (Historical Use) | 560 | Bare Steel | 1976-05-10 | Galvanized Steel
470259 | D1 | [5 empty] | Removed from Ground | Diesel | 1000 | Bare Steel | 1976-05-10 | Galvanized Steel
470259 | N1 | [5 empty] | Removed from Ground | Gas (Historical Use) | 1000 | Bare Steel | 1976-05-10 | Galvanized Steel
470259 | R1 | [5 empty] | Removed from Ground | Gas (Historical Use) | 1000 | Bare Steel | 1976-05-10 | Galvanized Steel
470260 | K1 | [5 empty] | Removed from Ground | Diesel | 560 | Bare Steel | 1976-05-10 | Galvanized Steel | Safe Suction (Euro)
470260 | R1 | [5 empty] | Removed from Ground | Gas (Historical Use) | 1000 | Bare Steel | 1976-05-10 | Galvanized Steel | Safe Suction (Euro)
470261 | D1 | [5 empty] | Removed from Ground | Diesel | 1000 | Bare Steel | 1984-05-08 | Galvanized Steel
470261 | N1 | [5 empty] | Removed from Ground | Gas (Historical Use) | 1000 | Bare Steel | 1984-05-08 | Galvanized Steel
470261 | R1 | [5 empty] | Removed from Ground | Gas (Historical Use) | 4000 | Bare Steel | 1984-05-08 | Galvanized Steel
470263 | 1 | [5 empty] | Removed from Ground | Diesel | 0 | Not Marked/Unknown | 1994-02-01 | Not Marked
470263 | D1 | [5 empty] | Removed from Ground | Diesel | 558 | Bare Steel | 1984-05-08 | Galvanized Steel
470264 | N1 | [5 empty] | Removed from Ground | Gas (Historical Use) | 1000 | Bare Steel | 1984-05-08 | Galvanized Steel
470265 | 2 | [5 empty] | Removed from Ground | Gas (Historical Use) | 550 | Bare Steel | 1976-03-01 | Galvanized Steel
470265 | R1 | [5 empty] | Removed from Ground | Gas (Historical Use) | 2000 | Bare Steel | 1981-05-09 | Galvanized Steel
470266 | N1 | [5 empty] | Removed from Ground | Gas (Historical Use) | 1000 | Bare Steel | 1981-05-09 | Galvanized Steel
470268 | D1 | [5 empty] | Removed from Ground | Diesel | 2000 | Bare Steel | 1976-05-10 | Galvanized Steel
470268 | R1 | [5 empty] | Removed from Ground | Gas (Historical Use) | 560 | Bare Steel | 1976-05-10 | Galvanized Steel
470269 | R1 | [5 empty] | Permanently Out of Use - historical purposes | Gas (Historical Use) | 1000 | Bare Steel | 1976-05-10 | Galvanized Steel
470271 | 1 | [5 empty] | Removed from Ground | Empty | 10000 | Bare Steel | 1976-05-03 | Galvanized Steel
470271 | 2 | [5 empty] | Removed from Ground | Empty | 2000 | Bare Steel | 1976-05-03 | Galvanized Steel
470273 | 1 | [5 empty] | Removed from Ground | Gas (Historical Use) | 8000 | Bare Steel | 1980-05-09 | Galvanized Steel
470273 | 2 | [5 empty] | Removed from Ground | Gas (Historical Use) | 8000 | Bare Steel | 1980-05-09 | Galvanized Steel
470273 | 3A |  | 1997-04-15 |  | 1997-04-15 |  | Currently in Use | Gas (Historical Use) | 9000 | Composite | 1997-04-15 | Fiberglass Reinforced Plastic | Pressurized
470273 | 3B |  | 1997-04-15 |  | 1997-04-15 |  | Currently in Use | Gas (Historical Use) | 6000 | Composite | 1997-04-15 | Fiberglass Reinforced Plastic | Pressurized
470274 | 1 | Flapper Valve | 1996-06-26 |  | 1996-06-26 |  | Currently in Use | Gas (Historical Use) | 8000 | Steel-Impressed Current | 1970-05-12 | Steel (Impressed Current) | Pressurized
470274 | 2 | Flapper Valve | 1996-06-26 |  | 1996-06-26 |  | Currently in Use | Gas (Historical Use) | 6000 | Steel-Impressed Current | 1970-05-12 | Steel (Impressed Current) | Pressurized
470274 | 3 | Flapper Valve | 1996-06-26 |  | 1996-06-26 |  | Currently in Use | Gas (Historical Use) | 6000 | Steel-Impressed Current | 1970-05-12 | Steel (Impressed Current) | Pressurized
470275 | 1 |  | 1997-07-15 |  | 1997-07-15 |  | Currently in Use | Gas (Historical Use) | 8000 | Steel-Impressed Current | 1979-05-10 | Cathodically Protected | Safe Suction (Euro)
470275 | 2 |  | 1997-07-15 |  | 1997-07-15 |  | Currently in Use | Gas (Historical Use) | 8000 | Steel-Impressed Current | 1979-05-10 | Cathodically Protected | Suction (American)
470275 | 3 |  | 1997-07-15 |  | 1997-07-15 |  | Currently in Use | Gas (Historical Use) | 6000 | Steel-Impressed Current | 1979-05-10 | Cathodically Protected | Safe Suction (Euro)
470276 | 1 | [5 empty] | Removed from Ground | Gas (Historical Use) | 6000 | Bare Steel | 1965-05-11 | Galvanized Steel
470276 | 2 | [5 empty] | Removed from Ground | Gas (Historical Use) | 6000 | Bare Steel | 1965-05-11 | Galvanized Steel
470276 | 3 | [5 empty] | Removed from Ground | Gas (Historical Use) | 6000 | Bare Steel | 1965-05-11 | Galvanized Steel
470278 | 1 |  |  | yes |  | yes | Closed in Ground | Used Oil | 550 | Bare Steel | 1967-05-12 | Unknown | Gravity Fed
470278 | 2 |  |  | yes |  | yes | Closed in Ground | Used Oil | 550 | Bare Steel | 1967-05-12 | Unknown | Gravity Fed
470278 | 3 | [5 empty] | Permanently Out of Use - historical purposes | Gas (Historical Use) | 10000 | Bare Steel | 1967-05-12 | Unknown
470278 | 4 | [5 empty] | Permanently Out of Use - historical purposes | Gas (Historical Use) | 10000 | Bare Steel | 1967-05-12 | Unknown
470279 | 1 | [5 empty] | Removed from Ground | Gas (Historical Use) | 500 | Bare Steel | 1940-05-17 | Bare Steel
470279 | 2 | [5 empty] | Removed from Ground | Gas (Historical Use) | 2000 | Bare Steel | 1974-05-09 | Bare Steel
470279 | 3 | [5 empty] | Removed from Ground | Empty | 990 | Bare Steel | 1953-05-14 | Bare Steel
470279 | 4 | [5 empty] | Removed from Ground | Gas (Historical Use) | 500 | Bare Steel | 1941-05-17 | Bare Steel
470279 | 5 | [5 empty] | Removed from Ground | Gas (Historical Use) | 500 | Bare Steel | 1971-05-10 | Bare Steel
470280 | 1 | [5 empty] | Removed from Ground | Diesel | 10000 | Bare Steel | 1972-05-11 | Bare Steel
470280 | 2 | [5 empty] | Removed from Ground | Diesel | 10000 | Bare Steel | 1974-05-11 | Bare Steel
470280 | 3 |  |  | yes |  | yes | Removed from Ground | Used Oil | 250 | Bare Steel | 1977-05-10 | Bare Steel
470280 | 4 | [5 empty] | Removed from Ground | Other | 3000 | Bare Steel | 1967-05-13 | Bare Steel
470280 | 5 | [5 empty] | Removed from Ground | Diesel | 12000 | Double Walled | 1987-04-27 | Fiberglass Reinforced Plastic
470281 | 1 | [5 empty] | Removed from Ground | Gas (Historical Use) | 3000 | Bare Steel | 1966-05-12 | Bare Steel
470281 | 2 | [5 empty] | Removed from Ground | Gas (Historical Use) | 3000 | Bare Steel | 1966-05-12 | Bare Steel
470281 | 3 | [5 empty] | Removed from Ground | Gas (Historical Use) | 3000 | Bare Steel | 1966-05-12 | Bare Steel
470281 | 4 | [5 empty] | Removed from Ground | Other | 500 | Marked Unknown | 1991-04-15 | Unknown
470281 | 5 | [5 empty] | Removed from Ground | Gas (Historical Use) | 1500 | Marked Unknown | 1976-01-01 | Unknown
470281 | 6 | [5 empty] | Removed from Ground | Gas (Historical Use) | 1500 | Marked Unknown | 1976-01-01 | Unknown
470281 | 7 | [5 empty] | Removed from Ground | Gas (Historical Use) | 1500 | Marked Unknown | 1976-01-01 | Unknown
470281 | 8 | [5 empty] | Removed from Ground | Gas (Historical Use) | 1500 | Marked Unknown | 1976-01-01 | Unknown
470282 | 1 | [5 empty] | Removed from Ground | Gas (Historical Use) | 3000 | Bare Steel | 1981-05-07 | Galvanized Steel
470283 | 1 |  |  |  | 1981-05-01 |  | Removed from Ground | Diesel | 8000 | Bare Steel | 1981-05-01 | Bare Steel | Safe Suction (Euro)
470283 | 2 |  |  | yes |  | yes | Removed from Ground | Used Oil | 500 | Bare Steel | 1981-05-07 | Bare Steel | Gravity Fed
470283 | 3 | Overfill Alarm | 1996-11-06 |  | 1996-11-06 |  | Currently in Use | Diesel | 10000 | Composite Double Walled | 1996-11-06 | Double-Walled Flex | Pressurized
470283 | 4 | Overfill Alarm | 1996-11-06 |  | 1996-11-06 |  | Temporarily out of use | New Oil | 1500 | Composite Double Walled | 1996-11-06 | Double-Walled Flex | Pressurized
470284 | 1 | [5 empty] | Removed from Ground | Gas (Historical Use) | 5000 | Bare Steel | 1966-05-11 | Galvanized Steel
470285 | 1 |  |  | yes |  | yes | Removed from Ground | Used Oil | 250 | Bare Steel | 1970-05-09 | Bare Steel | Gravity Fed
470286 | 1 | [5 empty] | Removed from Ground | Diesel | 20000 | Bare Steel | 1968-05-11 | Unknown
470286 | 2 | [5 empty] | Removed from Ground | Empty | 1000 | Bare Steel | 1968-05-11 | Unknown
470289 | 1 | [5 empty] | Removed from Ground | Gas (Historical Use) | 8000 | Bare Steel | 1981-05-09 | Galvanized Steel
470289 | 2 | [5 empty] | Removed from Ground | Gas (Historical Use) | 8000 | Bare Steel | 1981-05-09 | Galvanized Steel
470293 | 1 | [5 empty] | Removed from Ground | Gas (Historical Use) | 2500 | Bare Steel | 1971-05-12 | Galvanized Steel
470294 | 1 | Flapper Valve | 1998-08-31 |  | 1998-08-31 |  | Temporarily out of use | Gas (Historical Use) | 8000 | Steel-Impressed Current | 1984-05-07 | Steel (Impressed Current) | Pressurized
470294 | 2 | Flapper Valve | 1998-08-31 |  | 1998-08-31 |  | Temporarily out of use | Gas (Historical Use) | 8000 | Steel-Impressed Current | 1984-05-07 | Steel (Impressed Current) | Pressurized
470294 | 3 | Flapper Valve | 1998-08-31 |  | 1998-08-31 |  | Temporarily out of use | Diesel | 8000 | Steel-Impressed Current | 1984-05-07 | Steel (Impressed Current) | Pressurized
470295 | 1 |  | 1998-12-01 | no | 1998-12-01 | no | Currently in Use | Gas (Historical Use) | 8000 | Steel-Impressed Current | 1978-05-09 | Cathodically Protected | Safe Suction (Euro)
470295 | 2 |  | 1998-12-01 | no | 1998-12-01 | no | Currently in Use | Gas (Historical Use) | 6000 | Steel-Impressed Current | 1978-05-09 | Cathodically Protected | Safe Suction (Euro)
470295 | 3 |  | 1998-12-01 | no | 1998-12-01 | no | Currently in Use | Gas (Historical Use) | 6000 | Steel-Impressed Current | 1978-05-09 | Cathodically Protected | Safe Suction (Euro)
470297 | N-1 | [5 empty] | Permanently Out of Use - historical purposes | Gas (Historical Use) | 2000 | Marked Unknown |  | Unknown
470297 | P-1 | [5 empty] | Permanently Out of Use - historical purposes | Gas (Historical Use) | 2000 | Marked Unknown |  | Unknown
470297 | R-1 | [5 empty] | Permanently Out of Use - historical purposes | Gas (Historical Use) | 2000 | Marked Unknown |  | Unknown
470298 | 1 | [5 empty] | Removed from Ground | Gas (Historical Use) | 8000 | Bare Steel | 1956-05-14 | Galvanized Steel | Safe Suction (Euro)
470298 | 2 | [5 empty] | Removed from Ground | Diesel | 7200 | Bare Steel | 1971-05-11 | Galvanized Steel | Safe Suction (Euro)
470298 | 3 | [5 empty] | Removed from Ground | Diesel | 10000 | Bare Steel | 1956-05-14 | Galvanized Steel | Safe Suction (Euro)
470298 | 4 | [5 empty] | Removed from Ground | Diesel | 10000 | Bare Steel | 1956-05-14 | Galvanized Steel | Safe Suction (Euro)
470299 | 1 | Flapper Valve | 1996-06-01 |  | 1996-06-01 |  | Currently in Use | Diesel | 6000 | Steel-Impressed Current | 1983-05-09 | Fiberglass Reinforced Plastic | Pressurized
470299 | 2 |  | 1998-07-01 | no | 1996-06-01 | no | Currently in Use | Gas (Historical Use) | 4000 | Steel-Impressed Current | 1979-03-01 | Fiberglass Reinforced Plastic | Pressurized
470299 | 3 | Flapper Valve | 1998-07-01 | no | 1996-06-01 | no | Currently in Use | Gas (Historical Use) | 4000 | Steel-Impressed Current | 1979-03-01 | Fiberglass Reinforced Plastic | Pressurized
470299 | 4 | Flapper Valve | 1998-07-01 | no | 1996-06-01 | no | Currently in Use | Gas (Historical Use) | 4000 | Steel-Impressed Current | 1979-03-01 | Fiberglass Reinforced Plastic | Pressurized
470301 | 1 |  | 1998-12-15 |  | 1998-12-15 |  | Currently in Use | Gas (Historical Use) | 8000 | Steel-Impressed Current | 1982-05-06 | Cathodically Protected | Suction (American)
470301 | 2 |  | 1998-12-15 |  | 1998-12-15 |  | Currently in Use | Gas (Historical Use) | 6000 | Steel-Impressed Current | 1982-05-06 | Cathodically Protected | Suction (American)
470301 | 3 |  | 1998-12-15 |  | 1998-12-15 |  | Currently in Use | Diesel | 6000 | Steel-Impressed Current | 1982-05-06 | Cathodically Protected | Suction (American)
470302 | 1 | [5 empty] | Removed from Ground | Gas (Historical Use) | 500 | Bare Steel | 1990-06-01 | Galvanized Steel
470302 | 2 | [5 empty] | Removed from Ground | Other | 500 | Bare Steel | 1990-06-01 | Galvanized Steel
470302 | 3 |  |  | yes |  | yes | Removed from Ground | Used Oil | 500 | Bare Steel | 1990-06-01 | Galvanized Steel
470303 | G#4965 | [5 empty] | Removed from Ground | Diesel | 1000 | Bare Steel | 1983-05-01 | Bare Steel
470303 | G#6138 | [5 empty] | Removed from Ground | Gas (Historical Use) | 3000 | Bare Steel | 1986-05-10 | Bare Steel
470303 | G#6139 | [5 empty] | Removed from Ground | Gas (Historical Use) | 1000 | Bare Steel | 1986-05-10 | Bare Steel
470303 | TA-100 | [5 empty] | Removed from Ground | Other | 5000 | Bare Steel | 1974-09-01 | Not Marked | Pressurized
470303 | TA-101 | [5 empty] | Removed from Ground | Other | 5000 | Bare Steel | 1974-09-01 | Not Marked | Pressurized
470303 | TA-102 | [5 empty] | Removed from Ground | Hazardous Substance | 5000 | Bare Steel | 1974-09-01 | Not Marked | Pressurized
470303 | TA-103 | [5 empty] | Removed from Ground | Hazardous Substance | 5000 | Marked Unknown |  | Unknown
470303 | TA-104 | [5 empty] | Removed from Ground | Hazardous Substance | 5000 | Bare Steel | 1974-09-01 | Not Marked | Pressurized
470303 | TA-105 | [5 empty] | Removed from Ground | Hazardous Substance | 5000 | Bare Steel | 1974-09-01 | Not Marked | Pressurized
470303 | TA-110 | [5 empty] | Removed from Ground | Hazardous Substance | 10000 | Bare Steel | 1974-09-01 | Not Marked | Pressurized
470303 | TA-111 | [5 empty] | Removed from Ground | Hazardous Substance | 10000 | Unknown | 1975-09-01 | Not Marked
470303 | TA-112 | [5 empty] | Removed from Ground | Hazardous Substance | 10000 | Marked Unknown | 1993-04-13 | Unknown
470303 | TA-113 | [5 empty] | Removed from Ground | Hazardous Substance | 10000 | Marked Unknown |  | Unknown
470303 | TA-114 | [5 empty] | Removed from Ground | Hazardous Substance | 10000 | Marked Unknown |  | Unknown
470303 | TA-115 | [5 empty] | Removed from Ground | Hazardous Substance | 10000 | Marked Unknown |  | Unknown
470303 | TA-116 | [5 empty] | Removed from Ground | Hazardous Substance | 20000 | Marked Unknown |  | Unknown
470303 | TA-701 | [5 empty] | Removed from Ground | Hazardous Substance | 10000 | Unknown | 1974-09-01 | Not Marked
470303 | TA-702 | [5 empty] | Removed from Ground | Hazardous Substance | 10000 | Bare Steel | 1974-09-01 | Not Marked | Pressurized
470303 | TA-703 | [5 empty] | Removed from Ground | Hazardous Substance | 10000 | Bare Steel | 1974-09-01 | Not Marked | Pressurized
470303 | TA-704 | [5 empty] | Removed from Ground | Hazardous Substance | 10000 | Bare Steel | 1974-09-01 | Not Marked | Pressurized
470303 | TA-705 | [5 empty] | Removed from Ground | Hazardous Substance | 10000 | Bare Steel | 1974-09-01 | Bare Steel
470303 | TA-706 | [5 empty] | Removed from Ground | Hazardous Substance | 10000 | Unknown | 1974-09-01 | Not Marked
470303 | TA-707 | [5 empty] | Removed from Ground | Hazardous Substance | 20000 | Bare Steel | 1974-09-01 | Bare Steel
470303 | TA-III-101 | [5 empty] | Removed from Ground | Hazardous Substance | 10000 | Unknown | 1975-09-01 | Bare Steel
470303 | TA-III-102 | [5 empty] | Removed from Ground | Hazardous Substance | 10000 | Unknown | 1975-09-01 | Bare Steel | Pressurized
470303 | TA-III-103 | [5 empty] | Removed from Ground | Hazardous Substance | 10000 | Unknown | 1975-09-01 | Not Marked | Pressurized
470303 | TA-III-104 | [5 empty] | Removed from Ground | Hazardous Substance | 10000 | Unknown | 1975-09-01 | Not Marked | Pressurized
470303 | TA-III-201 | [5 empty] | Removed from Ground | Hazardous Substance | 20000 | Unknown | 1974-09-01 | Not Marked | Pressurized
470303 | TA-III-202 | [5 empty] | Removed from Ground | Hazardous Substance | 20000 | Unknown | 1974-09-01 | Not Marked | Pressurized
470303 | TA-III-203 | [5 empty] | Removed from Ground | Hazardous Substance | 20000 | Unknown | 1975-09-01 | Unknown | Pressurized
470303 | TA-III-204 | [5 empty] | Removed from Ground | Hazardous Substance | 20000 | Unknown | 1974-09-01 | Not Marked
470304 | 1 |  |  | yes |  | yes | Removed from Ground | Used Oil | 250 | Fiberglass | 1985-05-05 | Bare Steel | Gravity Fed
470305 | 1 | [5 empty] | Removed from Ground | Gas (Historical Use) | 12000 | Bare Steel | 1980-01-03 | Galvanized Steel | Pressurized
470305 | 2 | [5 empty] | Removed from Ground | Gas (Historical Use) | 12000 | Bare Steel | 1980-01-03 | Galvanized Steel | Pressurized
470305 | 3 |  |  | yes |  | yes | Removed from Ground | Used Oil | 550 | Bare Steel | 1980-01-03 | Bare Steel | Gravity Fed
470306 | 1 | [5 empty] | Removed from Ground | Diesel | 5000 | Bare Steel | 1953-01-09 | Bare Steel | Suction (American)
470306 | 2 | [5 empty] | Removed from Ground | Diesel | 3000 | Bare Steel | 1977-01-03 | Galvanized Steel | Suction (American)
470308 | 1 | [5 empty] | Closed in Ground | Gas (Historical Use) | 3000 | Bare Steel | 1951-01-01 | Unknown
470308 | 2 | [5 empty] | Closed in Ground | Gas (Historical Use) | 3000 | Bare Steel | 1952-01-10 | Unknown
470308 | 3 | [5 empty] | Closed in Ground | Gas (Historical Use) | 3000 | Bare Steel | 1952-01-10 | Unknown
470308 | 4 | [5 empty] | Closed in Ground | Gas (Historical Use) | 3000 | Not Marked/Unknown |  | Not Marked
470308 | 5 | [5 empty] | Closed in Ground | Gas (Historical Use) | 3000 | Not Marked/Unknown |  | Not Marked
470308 | 6 | [5 empty] | Closed in Ground | Gas (Historical Use) | 3000 | Not Marked/Unknown |  | Not Marked
470310 | 1 |  | 1996-11-25 |  | 1996-11-25 |  | Removed from Ground | Gas (Historical Use) | 10000 | Steel-Impressed Current | 1981-04-18 | Steel (Impressed Current) | Pressurized
470310 | 2 |  | 1996-11-25 |  | 1996-11-25 |  | Removed from Ground | Gas (Historical Use) | 6000 | Steel-Impressed Current | 1981-04-18 | Steel (Impressed Current) | Pressurized
470310 | 3 |  | 1996-11-25 |  | 1996-11-25 |  | Removed from Ground | Gas (Historical Use) | 6000 | Steel-Impressed Current | 1981-04-18 | Steel (Impressed Current) | Pressurized
470312 | 1 | [5 empty] | Removed from Ground | Diesel | 10000 | Cathodically Protected Steel | 1985-04-18 | Fiberglass Reinforced Plastic | Pressurized
470313 | 1 | [5 empty] | Removed from Ground | Diesel | 10000 | Bare Steel | 1981-04-19 | Galvanized Steel | Safe Suction (Euro)
470313 | 2 | [5 empty] | Removed from Ground | Empty | 1000 | Bare Steel | 1966-04-23 | Galvanized Steel
470313 | 3 |  |  | yes |  | yes | Removed from Ground | Used Oil | 1000 | Bare Steel | 1966-04-23 | Galvanized Steel
470313 | 4 | Overfill Alarm | 1999-04-19 |  | 1999-04-19 |  | Currently in Use | Diesel | 10000 | Fiberglass Double Walled | 1999-04-13 | Double-Walled Flex | Pressurized
470314 | 1-A | [5 empty] | Removed from Ground | Gas (Historical Use) | 11750 | Bare Steel | 1971-04-15 | Galvanized Steel
470314 | 1-B | [5 empty] | Removed from Ground | Diesel | 9400 | Bare Steel | 1971-04-15 | Galvanized Steel
470314 | 2 | [5 empty] | Removed from Ground | Gas (Historical Use) | 6063 | Bare Steel | 1971-04-15 | Galvanized Steel
470315 | 1 | [5 empty] | Closed in Ground | Gas (Historical Use) | 4000 | Bare Steel | 1966-04-22 | Galvanized Steel
470315 | 2 | [5 empty] | Closed in Ground | Gas (Historical Use) | 4000 | Bare Steel | 1961-04-23 | Galvanized Steel
470315 | 3 | [5 empty] | Closed in Ground | Gas (Historical Use) | 4000 | Bare Steel | 1961-04-23 | Galvanized Steel
470315 | 4 | [5 empty] | Closed in Ground | Gas (Historical Use) | 4000 | Bare Steel | 1961-04-23 | Galvanized Steel
470316 | 1 | [5 empty] | Removed from Ground | Gas (Historical Use) | 515 | Bare Steel | 1946-05-03 | Copper | Safe Suction (Euro)
470317 | 1 | [5 empty] | Removed from Ground | Gas (Historical Use) | 8000 | Bare Steel | 1973-05-08 | Unknown
470318 | 1 | Flapper Valve | 1997-09-30 |  | 1997-09-30 |  | Currently in Use | Gas (Historical Use) | 6000 | Steel-Impressed Current | 1965-05-11 | Steel (Impressed Current) | Pressurized
470318 | 2 | Flapper Valve | 1997-09-30 |  | 1997-09-30 |  | Currently in Use | Gas (Historical Use) | 6000 | Steel-Impressed Current | 1965-05-11 | Steel (Impressed Current) | Pressurized
470318 | 3 | Flapper Valve | 1997-09-30 |  | 1997-09-30 |  | Currently in Use | Gas (Historical Use) | 6000 | Steel-Impressed Current | 1965-05-11 | Steel (Impressed Current) | Pressurized
470318 | 4 | Flapper Valve | 1997-09-30 |  | 1997-09-30 |  | Currently in Use | Diesel | 3000 | Steel-Impressed Current | 1982-05-07 | Steel (Impressed Current) | Safe Suction (Euro)
470318 | 5 | Flapper Valve | 1997-09-30 |  | 1997-09-30 |  | Currently in Use | Kerosene | 0 | Steel-Impressed Current | 1997-09-30 | Steel (Impressed Current) | Safe Suction (Euro)
470318 | 6 | Flapper Valve | 2001-06-20 | yes | 2001-06-20 | yes | Currently in Use | Used Oil | 500 | Steel-Impressed Current | 1997-09-30 | Steel (Impressed Current) | Gravity Fed
470322 | 1 |  | 1996-04-01 |  | 1996-04-01 |  | Currently in Use | Diesel | 12000 | Steel-Impressed Current | 1983-04-19 | Cathodically Protected | Pressurized
470322 | 2 |  | 1996-04-01 |  | 1996-04-01 |  | Currently in Use | Gas (Historical Use) | 12000 | Steel-Impressed Current | 1983-04-19 | Cathodically Protected | Pressurized
470322 | 3 |  | 1996-04-01 |  | 1996-04-01 |  | Currently in Use | Diesel | 12000 | Steel-Impressed Current | 1983-04-19 | Cathodically Protected | Pressurized
470322 | 4 |  | 1996-04-01 |  | 1996-04-01 |  | Currently in Use | Diesel | 12000 | Steel-Impressed Current | 1983-04-19 | Cathodically Protected | Pressurized
470323 | 2 | Flapper Valve | 1998-07-31 |  | 1998-07-31 |  | Temporarily out of use | Diesel | 6000 | Steel-Impressed Current | 1979-04-20 | Steel (Impressed Current) | Pressurized
470323 | 5 |  |  | yes |  | yes | Removed from Ground | Used Oil | 500 | Bare Steel | 1981-05-06 | Galvanized Steel
470323 | NL | Flapper Valve | 1998-07-31 |  | 1998-07-31 |  | Temporarily out of use | Gas (Historical Use) | 10000 | Steel-Impressed Current | 1979-04-20 | Steel (Impressed Current) | Pressurized
470323 | REG | Flapper Valve | 1998-07-31 |  | 1998-07-31 |  | Currently in Use | Gas (Historical Use) | 10000 | Steel-Impressed Current | 1979-04-20 | Steel (Impressed Current) | Pressurized
470323 | SUP | Flapper Valve | 1998-07-31 |  | 1998-07-31 |  | Temporarily out of use | Gas (Historical Use) | 8000 | Steel-Impressed Current | 1979-04-20 | Steel (Impressed Current) | Safe Suction (Euro)
470324 | 1 |  | 1998-07-22 |  | 1998-07-22 |  | Removed from Ground | Diesel | 10000 | Cathodically Protected Steel | 1985-05-05 | Cathodically Protected | Pressurized
470324 | 2 |  | 1998-07-22 |  | 1998-07-22 |  | Removed from Ground | Diesel | 10000 | Cathodically Protected Steel | 1985-05-05 | Cathodically Protected | Pressurized
470324 | 3 |  | 1998-07-22 |  | 1998-07-22 |  | Removed from Ground | Diesel | 10000 | Cathodically Protected Steel | 1985-05-05 | Galvanized Steel | Pressurized
470324 | 4 |  | 1998-07-22 |  | 1998-07-22 |  | Removed from Ground | Diesel | 10000 | Cathodically Protected Steel | 1985-05-05 | Cathodically Protected | Pressurized
470324 | 5 |  | 1998-07-22 |  | 1998-07-22 |  | Removed from Ground | Other | 10000 | Cathodically Protected Steel | 1985-05-05 | Cathodically Protected | Suction (American)
470324 | 6 |  |  | yes |  | yes | Removed from Ground | Used Oil | 6000 | Cathodically Protected Steel | 1985-05-05 | Cathodically Protected | Gravity Fed
470326 | 1 | [5 empty] | Closed in Ground | Other | 25000 | Bare Steel | 1966-04-21 | Unknown
470326 | 10 | [5 empty] | Closed in Ground | Other | 25000 | Bare Steel | 1966-04-21 | Unknown
470326 | 11 | [5 empty] | Closed in Ground | Other | 25000 | Bare Steel | 1966-04-21 | Unknown
470326 | 12 | [5 empty] | Closed in Ground | Other | 25000 | Bare Steel | 1966-04-21 | Unknown
470326 | 13 | [5 empty] | Closed in Ground | Other | 25000 | Bare Steel | 1966-04-21 | Unknown
470326 | 14 | [5 empty] | Closed in Ground | Other | 25000 | Bare Steel | 1966-04-21 | Unknown
470326 | 15 | [5 empty] | Closed in Ground | Other | 25000 | Bare Steel | 1966-04-21 | Unknown
470326 | 16 | [5 empty] | Closed in Ground | Other | 25000 | Bare Steel | 1966-04-21 | Unknown
470326 | 17 | [5 empty] | Closed in Ground | Other | 50000 | Bare Steel | 1966-04-21 | Unknown
470326 | 18 | [5 empty] | Closed in Ground | Other | 50000 | Bare Steel | 1966-04-21 | Unknown
470326 | 19 | [5 empty] | Closed in Ground | Other | 50000 | Bare Steel | 1966-04-21 | Unknown
470326 | 2 | [5 empty] | Closed in Ground | Other | 25000 | Bare Steel | 1966-04-21 | Unknown
470326 | 20 | [5 empty] | Closed in Ground | Other | 50000 | Bare Steel | 1966-04-21 | Unknown
470326 | 21 | [5 empty] | Closed in Ground | Other | 50000 | Bare Steel | 1966-04-21 | Unknown
470326 | 22 | [5 empty] | Closed in Ground | Other | 50000 | Bare Steel | 1966-04-21 | Unknown
470326 | 23 | [5 empty] | Closed in Ground | Other | 50000 | Bare Steel | 1966-04-21 | Unknown
470326 | 24 | [5 empty] | Closed in Ground | Other | 50000 | Bare Steel | 1966-04-21 | Unknown
470326 | 25 | [5 empty] | Closed in Ground | Other | 50000 | Bare Steel | 1966-04-21 | Unknown
470326 | 26 | [5 empty] | Closed in Ground | Other | 50000 | Bare Steel | 1966-04-21 | Unknown
470326 | 27 | [5 empty] | Closed in Ground | Other | 2000 | Bare Steel | 1966-04-21 | Unknown
470326 | 28 | [5 empty] | Closed in Ground | Other | 2000 | Bare Steel | 1966-04-21 | Unknown
470326 | 29 | [5 empty] | Closed in Ground | Other | 2000 | Bare Steel | 1966-04-21 | Unknown
470326 | 3 | [5 empty] | Closed in Ground | Other | 25000 | Bare Steel | 1966-04-21 | Unknown
470326 | 30 | [5 empty] | Closed in Ground | Other | 25000 | Bare Steel | 1966-04-21 | Unknown
470326 | 31 | [5 empty] | Closed in Ground | Other | 50000 | Bare Steel | 1966-04-21 | Unknown
470326 | 4 | [5 empty] | Closed in Ground | Other | 25000 | Bare Steel | 1966-04-21 | Unknown
470326 | 5 | [5 empty] | Closed in Ground | Other | 25000 | Bare Steel | 1966-04-21 | Unknown
470326 | 6 | [5 empty] | Closed in Ground | Other | 25000 | Bare Steel | 1966-04-21 | Unknown
470326 | 7 | [5 empty] | Closed in Ground | Other | 25000 | Bare Steel | 1966-04-21 | Unknown
470326 | 8 | [5 empty] | Closed in Ground | Other | 25000 | Bare Steel | 1966-04-21 | Unknown
470326 | 9 | [5 empty] | Closed in Ground | Other | 25000 | Bare Steel | 1966-04-21 | Unknown
470328 | 1 | [5 empty] | Removed from Ground | Diesel | 6000 | Bare Steel | 1986-05-08 | Unknown | Suction (American)
470328 | 2 | [5 empty] | Removed from Ground | Diesel | 6000 | Bare Steel | 1986-05-08 | Unknown | Suction (American)
470329 | 1 | [5 empty] | Removed from Ground | Gas (Historical Use) | 3000 | Bare Steel | 1978-05-16 | Galvanized Steel
470329 | 2 | [5 empty] | Removed from Ground | Gas (Historical Use) | 3000 | Bare Steel | 1978-05-16 | Galvanized Steel
470329 | 3 | [5 empty] | Removed from Ground | Gas (Historical Use) | 3000 | Bare Steel | 1976-05-16 | Galvanized Steel
470330 | 1 | [5 empty] | Removed from Ground | Gas (Historical Use) | 3000 | Bare Steel | 1981-05-15 | Galvanized Steel
470332 | 1 |  | 1998-07-11 |  | 1998-07-11 |  | Removed from Ground | Gas (Historical Use) | 5000 | Steel-Impressed Current | 1986-01-08 | Cathodically Protected | Pressurized
470332 | 10 | [5 empty] | Removed from Ground | Empty | 4000 | Bare Steel | 1971-04-22 | Galvanized Steel
470332 | 11 | [5 empty] | Removed from Ground | Empty | 3000 | Bare Steel | 1971-04-22 | Galvanized Steel
470332 | 2 |  | 1998-07-11 |  | 1998-07-11 |  | Removed from Ground | Gas (Historical Use) | 5000 | Steel-Impressed Current | 1986-01-08 | Cathodically Protected | Pressurized
470332 | 3 |  | 1998-07-11 |  | 1998-07-11 |  | Removed from Ground | Gas (Historical Use) | 5000 | Steel-Impressed Current | 1986-01-08 | Cathodically Protected | Pressurized
470332 | 4 |  | 1998-07-11 |  | 1998-07-11 |  | Removed from Ground | Diesel | 5000 | Steel-Impressed Current | 1986-01-08 | Cathodically Protected | Pressurized
470332 | 5 | [5 empty] | Removed from Ground | Empty | 4000 | Bare Steel | 1971-04-22 | Galvanized Steel
470332 | 6 | [5 empty] | Removed from Ground | Empty | 4000 | Bare Steel | 1971-04-22 | Galvanized Steel
470332 | 7 | [5 empty] | Removed from Ground | Empty | 5000 | Bare Steel | 1971-04-22 | Galvanized Steel
470332 | 8 | [5 empty] | Removed from Ground | Empty | 2000 | Bare Steel | 1971-04-22 | Galvanized Steel
470332 | 9 | [5 empty] | Removed from Ground | Empty | 4000 | Bare Steel | 1971-04-22 | Galvanized Steel
470333 | 1 |  | 1998-05-01 |  | 1998-05-01 |  | Currently in Use | Gas (Historical Use) | 8000 | Steel-Impressed Current | 1977-01-03 | Cathodically Protected | Pressurized
470333 | 2 |  | 1998-05-01 |  | 1998-05-01 |  | Currently in Use | Gas (Historical Use) | 8000 | Steel-Impressed Current | 1977-01-03 | Cathodically Protected | Pressurized
470334 | 1 | [5 empty] | Currently in Use | Other | 10000 | Bare Steel | 1967-01-06 | Galvanized Steel | Gravity Fed
470334 | 2 | [5 empty] | Removed from Ground | Gas (Historical Use) | 1000 | Bare Steel | 1972-01-05 | Galvanized Steel
470337 | 1 | [5 empty] | Removed from Ground | Gas (Historical Use) | 3000 | Bare Steel | 1956-05-30 | Galvanized Steel | Suction (American)
470337 | 2 | [5 empty] | Removed from Ground | Diesel | 3000 | Composite | 1994-06-01 | Galvanized Steel | Suction (American)
470337 | 3 | [5 empty] | Removed from Ground | Gas (Historical Use) | 3000 | Bare Steel | 1956-05-30 | Galvanized Steel | Suction (American)
470337 | 4 | [5 empty] | Removed from Ground | Gas (Historical Use) | 3000 | Bare Steel | 1956-05-30 | Galvanized Steel | Suction (American)
470337 | 5 |  |  | yes |  | yes | Removed from Ground | Used Oil | 0 | Marked Unknown | 1997-12-08 | Galvanized Steel | Gravity Fed
470337 | 6 | [5 empty] | Removed from Ground | Empty | 250 | Not Marked/Unknown | 1960-01-01 | Bare Steel
470337 | 7 | Overfill Alarm | 1998-07-01 | no | 1998-07-01 | no | Currently in Use | Gas (Historical Use) | 10000 | Composite | 1998-07-01 | Double-Walled Flex | Pressurized
470337 | 8 | Overfill Alarm | 1998-07-01 | no | 1998-07-01 | no | Currently in Use | Gas (Historical Use) | 10000 | Composite | 1998-07-01 | Double-Walled Flex | Pressurized
470337 | 9A | Overfill Alarm | 1998-07-01 | no | 1998-07-01 | no | Currently in Use | Gas (Historical Use) | 7000 | Composite | 1998-07-01
470337 | 9B | Overfill Alarm | 1998-07-01 | no | 1998-07-01 | no | Currently in Use | Diesel | 3000 | Composite | 1998-07-01 | Double-Walled Flex | Pressurized
470339 | 1 | [5 empty] | Removed from Ground | Gas (Historical Use) | 4000 | Bare Steel | 1966-05-28 | Bare Steel | Suction (American)
470339 | 2 | [5 empty] | Removed from Ground | Gas (Historical Use) | 4000 | Bare Steel | 1966-05-28 | Bare Steel | Suction (American)
470342 | 1 | [5 empty] | Removed from Ground | Empty | 2000 | Bare Steel | 1974-05-30 | Galvanized Steel
470343 | 1 | [5 empty] | Permanently Out of Use - historical purposes | Diesel | 3000 | Bare Steel | 1966-05-25 | Unknown
470343 | 2 | [5 empty] | Permanently Out of Use - historical purposes | Gas (Historical Use) | 3000 | Bare Steel | 1966-05-25 | Unknown
470343 | 3 | [5 empty] | Permanently Out of Use - historical purposes | Gas (Historical Use) | 4000 | Bare Steel | 1966-05-25 | Unknown
470343 | 4 | [5 empty] | Permanently Out of Use - historical purposes | Gas (Historical Use) | 4000 | Bare Steel | 1966-05-25 | Unknown
470344 | 1 | [5 empty] | Removed from Ground | Gas (Historical Use) | 8000 | Bare Steel | 1973-05-16 | Galvanized Steel
470344 | 2 | [5 empty] | Removed from Ground | Gas (Historical Use) | 8000 | Bare Steel | 1973-05-16 | Galvanized Steel
470344 | 3 |  | 1996-11-06 |  | 1996-11-06 |  | Currently in Use | Gas (Historical Use) | 12000 | Epoxy | 1996-11-04 | Double Walled | Pressurized
470344 | 4 |  | 1996-11-06 |  | 1996-11-06 |  | Temporarily out of use | Gas (Historical Use) | 8000 | Composite | 1996-11-04 | Double Walled | Pressurized
470345 | 1 | Ball Float | 1995-10-01 |  | 1995-10-01 |  | Currently in Use | Gas (Historical Use) | 4000 | Steel-Impressed Current | 1977-05-15 | Steel (Impressed Current) | Safe Suction (Euro)
470345 | 2 | Ball Float | 1995-10-01 |  | 1995-10-01 |  | Currently in Use | Gas (Historical Use) | 4000 | Steel-Impressed Current | 1977-05-15 | Steel (Impressed Current) | Safe Suction (Euro)
470345 | 3 | Ball Float | 1995-10-01 |  | 1995-10-01 |  | Temporarily out of use | Gas (Historical Use) | 4000 | Steel-Impressed Current | 1977-05-15 | Steel (Impressed Current) | Safe Suction (Euro)
470345 | 4 | Ball Float | 1995-10-01 |  | 1995-10-01 |  | Temporarily out of use | Gas (Historical Use) | 4000 | Steel-Impressed Current | 1977-05-15 | Steel (Impressed Current) | Safe Suction (Euro)
470345 | 5 | Ball Float | 1995-10-01 |  | 1995-10-01 |  | Currently in Use | Gas (Historical Use) | 4000 | Steel-Impressed Current | 1977-05-15 | Steel (Impressed Current) | Safe Suction (Euro)
470345 | 6 | Ball Float | 1995-10-01 |  | 1995-10-01 |  | Currently in Use | Kerosene | 2000 | Steel-Impressed Current | 1977-05-15 | Steel (Impressed Current) | Safe Suction (Euro)
470347 | 1 |  | 1995-08-28 |  | 1995-08-28 |  | Removed from Ground | Gas (Historical Use) | 4000 | Steel-Impressed Current | 1977-05-15 | Cathodically Protected | Safe Suction (Euro)
470347 | 2 |  | 1995-08-28 |  | 1995-08-28 |  | Removed from Ground | Gas (Historical Use) | 4000 | Steel-Impressed Current | 1977-05-15 | Cathodically Protected | Safe Suction (Euro)
470347 | 3 |  | 1995-08-28 |  | 1995-08-28 |  | Removed from Ground | Gas (Historical Use) | 4000 | Steel-Impressed Current | 1977-05-15 | Cathodically Protected | Safe Suction (Euro)
470347 | 4 |  | 1995-08-28 |  | 1995-08-28 |  | Removed from Ground | Gas (Historical Use) | 4000 | Steel-Impressed Current | 1977-05-15 | Cathodically Protected | Safe Suction (Euro)
470347 | 5 |  | 1995-08-28 |  | 1995-08-28 |  | Removed from Ground | Diesel | 4000 | Steel-Impressed Current | 1977-05-15 | Cathodically Protected | Safe Suction (Euro)
470348 | 1 | Ball Float | 1995-08-28 |  | 1995-08-28 |  | Removed from Ground | Gas (Historical Use) | 4000 | Steel-Impressed Current | 1977-05-15 | Steel (Impressed Current) | Safe Suction (Euro)
470348 | 2 | Ball Float | 1995-08-28 |  | 1995-08-28 |  | Removed from Ground | Gas (Historical Use) | 4000 | Steel-Impressed Current | 1977-05-15 | Steel (Impressed Current) | Safe Suction (Euro)
470348 | 3 | Ball Float | 1995-08-28 |  | 1995-08-28 |  | Removed from Ground | Gas (Historical Use) | 4000 | Steel-Impressed Current | 1977-05-15 | Steel (Impressed Current) | Safe Suction (Euro)
470348 | 4 | Ball Float | 1995-08-28 |  | 1995-08-28 |  | Removed from Ground | Gas (Historical Use) | 4000 | Steel-Impressed Current | 1977-05-15 | Steel (Impressed Current) | Safe Suction (Euro)
470348 | 5 | Ball Float | 1995-08-28 |  | 1995-08-28 |  | Removed from Ground | Gas (Historical Use) | 4000 | Steel-Impressed Current | 1977-05-15 | Steel (Impressed Current) | Safe Suction (Euro)
470348 | 6 | Ball Float | 1995-08-28 |  | 1995-08-28 |  | Removed from Ground | Diesel | 4000 | Steel-Impressed Current | 1977-05-15 | Steel (Impressed Current) | Safe Suction (Euro)
470349 | 1 | [5 empty] | Removed from Ground | Diesel | 20000 | Bare Steel | 1978-06-15 | Galvanized Steel
470349 | 2 | [5 empty] | Removed from Ground | Gas (Historical Use) | 2000 | Bare Steel | 1978-06-15 | Galvanized Steel
470349 | 3 | [5 empty] | Removed from Ground | Gas (Historical Use) | 2000 | Bare Steel | 1978-06-15 | Galvanized Steel
470350 | 1 | [5 empty] | Removed from Ground | Gas (Historical Use) | 0 | Bare Steel |  | Galvanized Steel
470350 | 2 | [5 empty] | Removed from Ground | Diesel | 0 | Bare Steel | 1990-09-01 | Galvanized Steel
470350 | 3 | [5 empty] | Removed from Ground | Diesel | 0 | Bare Steel | 1990-09-01 | Galvanized Steel
470350 | 4 | [5 empty] | Removed from Ground | Diesel | 0 | Bare Steel | 1990-09-01 | Galvanized Steel
470350 | 5 | [5 empty] | Removed from Ground | Diesel | 0 | Bare Steel | 1998-09-01 | Galvanized Steel
470350 | 6 | [5 empty] | Removed from Ground | Diesel | 0 | Bare Steel | 1998-09-01 | Galvanized Steel
470351 | 1 | [5 empty] | Removed from Ground | Diesel | 10000 | Bare Steel | 1976-01-01 | Unknown
470352 | 1 | [5 empty] | Removed from Ground | Gas (Historical Use) | 5000 | Bare Steel | 1973-01-04 | Galvanized Steel
470352 | 2 | [5 empty] | Removed from Ground | Gas (Historical Use) | 5000 | Bare Steel | 1973-01-04 | Galvanized Steel
470352 | 3 | [5 empty] | Removed from Ground | Other | 500 | Bare Steel | 1973-01-04 | Galvanized Steel
470352 | 4 |  |  | yes |  | yes | Removed from Ground | Used Oil | 500 | Bare Steel | 1973-01-04 | Galvanized Steel
470352 | 5 | [5 empty] | Removed from Ground | Gas (Historical Use) | 12000 | Double Walled | 1991-07-01 | Fiberglass Reinforced Plastic | Pressurized
470352 | 6 |  |  | yes |  | yes | Removed from Ground | Used Oil | 1000 | Double Walled | 1991-07-01 | Fiberglass Reinforced Plastic | Gravity Fed
470352 | 7 | [5 empty] | Removed from Ground | Other | 1000 | Double Walled | 1991-07-01 | Fiberglass Reinforced Plastic | Safe Suction (Euro)
470356 | 1 | Flapper Valve | 1991-10-01 |  | 1991-10-01 |  | Temporarily out of use | Gas (Historical Use) | 6000 | Galvanic (STIP-3) | 1987-01-01 | Fiberglass Reinforced Plastic | Pressurized
470356 | 2 | Flapper Valve | 1991-10-01 |  | 1991-10-01 |  | Temporarily out of use | Gas (Historical Use) | 6000 | Galvanic (STIP-3) | 1987-01-01 | Fiberglass Reinforced Plastic | Pressurized
470356 | 3 | Flapper Valve | 1991-10-01 |  | 1991-10-01 |  | Temporarily out of use | Gas (Historical Use) | 6000 | Galvanic (STIP-3) | 1987-01-01 | Fiberglass Reinforced Plastic | Pressurized
470356 | 4 | Flapper Valve | 1991-10-01 |  | 1991-10-01 |  | Temporarily out of use | Diesel | 6000 | Galvanic (STIP-3) | 1987-01-01 | Fiberglass Reinforced Plastic | Pressurized
470356 | 5 |  |  | no |  | no | Removed from Ground | Not Marked/Tank Removed | 500 | Unknown | 2004-09-30 | Not Marked
470357 | 1 | [5 empty] | Removed from Ground | Gas (Historical Use) | 10000 | Bare Steel | 1981-01-02 | Unknown
470357 | 2 | [5 empty] | Removed from Ground | Gas (Historical Use) | 500 | Bare Steel | 1981-01-01 | Unknown
470358 | 1 |  | 1999-02-01 |  | 1999-02-01 |  | Currently in Use | Gas (Historical Use) | 5000 | Steel-Impressed Current | 1987-01-01 | Cathodically Protected | Pressurized
470358 | 2 |  | 1999-02-01 |  | 1999-02-01 |  | Currently in Use | Gas (Historical Use) | 5000 | Steel-Impressed Current | 1987-01-01 | Cathodically Protected | Pressurized
470358 | 3 |  | 1999-02-01 |  | 1999-02-01 |  | Currently in Use | Gas (Historical Use) | 5000 | Steel-Impressed Current | 1987-01-01 | Cathodically Protected | Pressurized
470358 | 4 |  | 1999-03-01 |  | 1999-03-01 |  | Currently in Use | Empty | 2000 | Steel-Impressed Current | 1987-01-01 | Cathodically Protected | Pressurized
470359 | 1 | [5 empty] | Removed from Ground | Gas (Historical Use) | 10000 | Bare Steel | 1978-11-01 | Bare Steel | Pressurized
470359 | 2 |  |  | yes |  | yes | Removed from Ground | Used Oil | 500 | Bare Steel | 1979-01-03 | Unknown
470359 | 3 | [5 empty] | Removed from Ground | Other | 550 | Fiberglass | 1987-01-01 | Fiberglass Reinforced Plastic | Gravity Fed
470359 | 4 |  |  | yes |  | yes | Removed from Ground | Used Oil | 550 | Fiberglass | 1987-01-01 | Fiberglass Reinforced Plastic | Gravity Fed
470359 | 5 | Flapper Valve | 1992-04-01 | no | 1992-04-01 | no | Currently in Use | Diesel | 12000 | Fiberglass | 1992-04-30 | Fiberglass Reinforced Plastic | Pressurized
470361 | 1 | [5 empty] | Removed from Ground | Diesel | 7500 | Bare Steel | 1971-05-12 | Unknown
470361 | 2 | [5 empty] | Removed from Ground | Gas (Historical Use) | 6000 | Bare Steel | 1971-05-12 | Unknown
470361 | 3 | [5 empty] | Removed from Ground | Gas (Historical Use) | 1500 | Bare Steel | 1971-05-12 | Unknown
470363 | 1 | Flapper Valve | 1987-11-04 |  | 1987-11-04 |  | Currently in Use | Gas (Historical Use) | 8000 | Galvanic (STIP-3) | 1987-11-04 | Galvanized Steel | Pressurized
470363 | 2 | Flapper Valve | 1987-11-04 |  | 1987-11-04 |  | Currently in Use | Gas (Historical Use) | 8000 | Galvanic (STIP-3) | 1987-11-04 | Galvanized Steel | Pressurized
470363 | 3 | Flapper Valve | 1987-11-04 |  | 1987-11-04 |  | Currently in Use | Gas (Historical Use) | 8000 | Galvanic (STIP-3) | 1987-11-04 | Galvanized Steel | Pressurized
47166 | 1 | [5 empty] | Removed from Ground | Diesel | 10000 | Bare Steel | 1972-05-02 | Galvanized Steel
47166 | 2 |  | 1994-08-01 |  | 1994-08-01 |  | Removed from Ground | Diesel | 15000 | Unknown | 1994-01-01 | Fiberglass Reinforced Plastic | Pressurized
47166 | G-1 | [5 empty] | Removed from Ground | Gas (Historical Use) | 4000 | Bare Steel | 1972-05-02 | Galvanized Steel
47166 | H-1 | [5 empty] | Removed from Ground | Gas (Historical Use) | 1000 | Bare Steel | 1972-05-02 | Galvanized Steel
472000 | 1 |  | 1987-11-04 |  | 1987-11-04 |  | Currently in Use | Gas (Historical Use) | 10000 | Galvanic (STIP-3) | 1987-11-04 | Fiberglass Reinforced Plastic | Pressurized
472000 | 2 |  | 1987-11-04 |  | 1987-11-04 |  | Currently in Use | Gas (Historical Use) | 10000 | Galvanic (STIP-3) | 1987-11-04 | Fiberglass Reinforced Plastic | Pressurized
472000 | 3 |  | 1987-11-04 |  | 1987-11-04 |  | Currently in Use | Gas (Historical Use) | 10000 | Galvanic (STIP-3) | 1987-11-04 | Fiberglass Reinforced Plastic | Pressurized
472000 | 4 |  | 1987-11-04 |  | 1987-11-04 |  | Currently in Use | Diesel | 10000 | Galvanic (STIP-3) | 1987-11-04 | Fiberglass Reinforced Plastic | Pressurized
472000 | 5 |  | 1987-11-04 |  | 1987-11-04 |  | Currently in Use | Kerosene | 3000 | Galvanic (STIP-3) | 1987-11-04 | Fiberglass Reinforced Plastic | Pressurized
472002 | 1 | [5 empty] | Removed from Ground | Gas (Historical Use) | 3000 | Cathodically Protected Steel | 1978-05-04 | Galvanized Steel
472002 | 10A |  | 1992-12-01 |  | 1992-12-01 |  | Currently in Use | Gas (Historical Use) | 5000 | Steel-Impressed Current | 1992-12-01 | Fiberglass Reinforced Plastic | Pressurized
472002 | 10B |  | 1992-10-01 |  | 1992-10-01 |  | Currently in Use | Diesel | 3000 | Steel-Impressed Current | 1992-12-01 | Fiberglass Reinforced Plastic | Pressurized
472002 | 2 |  | 1992-12-01 |  | 1992-12-01 |  | Removed from Ground | Gas (Historical Use) | 3000 | Cathodically Protected Steel | 1978-05-04 | Galvanized Steel | Pressurized
472002 | 3 | [5 empty] | Removed from Ground | Gas (Historical Use) | 3000 | Cathodically Protected Steel | 1978-05-04 | Galvanized Steel
472002 | 4 | [5 empty] | Removed from Ground | Gas (Historical Use) | 6000 | Cathodically Protected Steel | 1978-05-04 | Galvanized Steel
472002 | 5 | [5 empty] | Removed from Ground | Gas (Historical Use) | 3000 | Cathodically Protected Steel | 1978-05-04 | Galvanized Steel
472002 | 6 | [5 empty] | Removed from Ground | Gas (Historical Use) | 3000 | Cathodically Protected Steel | 1978-05-04 | Galvanized Steel
472002 | 7 | [5 empty] | Removed from Ground | Gas (Historical Use) | 3000 | Cathodically Protected Steel | 1978-05-04 | Galvanized Steel
472002 | 8 |  | 1992-12-01 |  | 1992-12-01 |  | Currently in Use | Gas (Historical Use) | 8000 | Steel-Impressed Current | 1992-12-01 | Fiberglass Reinforced Plastic | Pressurized
472002 | 9 |  | 1992-12-01 |  | 1992-12-01 |  | Currently in Use | Gas (Historical Use) | 8000 | Steel-Impressed Current | 1992-12-01 | Fiberglass Reinforced Plastic | Pressurized
47240 | 1 |  | 1996-05-29 | yes | 1996-05-29 | no | Temporarily out of use | Gas (Historical Use) | 10000 | Steel-Impressed Current | 1972-05-10 | Fiberglass Reinforced Plastic | Pressurized
47240 | 2 |  | 1996-05-29 | yes | 1996-05-29 |  | Temporarily out of use | Gas (Historical Use) | 10000 | Steel-Impressed Current | 1972-05-10 | Fiberglass Reinforced Plastic | Pressurized
47240 | 3 |  | 1996-05-29 | yes | 1996-05-29 |  | Temporarily out of use | Gas (Historical Use) | 8000 | Steel-Impressed Current | 1972-05-10 | Fiberglass Reinforced Plastic | Pressurized
47240 | 4 |  | 1996-05-29 | yes | 1996-05-29 |  | Temporarily out of use | Diesel | 8000 | Steel-Impressed Current | 1972-05-10 | Fiberglass Reinforced Plastic | Pressurized
480001 | 1 | [5 empty] | Removed from Ground | Diesel | 8000 | Bare Steel | 1971-01-28 | Galvanized Steel
480001 | 2 | [5 empty] | Removed from Ground | Diesel | 3000 | Bare Steel | 1971-01-28 | Galvanized Steel
480001 | 3 | [5 empty] | Removed from Ground | Diesel | 3000 | Bare Steel | 1971-01-28 | Galvanized Steel
480001 | 4 | [5 empty] | Removed from Ground | Diesel | 3000 | Bare Steel | 1971-01-28 | Galvanized Steel
480001 | 5 | [5 empty] | Removed from Ground | Diesel | 3000 | Bare Steel | 1971-01-28 | Galvanized Steel
480001 | 6 | [5 empty] | Removed from Ground | Diesel | 3000 | Bare Steel | 1971-01-28 | Galvanized Steel
480001 | 7 | [5 empty] | Removed from Ground | Diesel | 3000 | Bare Steel | 1971-01-28 | Galvanized Steel
480001 | 8 | [5 empty] | Removed from Ground | Diesel | 3000 | Bare Steel | 1971-01-28 | Galvanized Steel
480001 | 9 | [5 empty] | Removed from Ground | Diesel | 1000 | Bare Steel | 1971-01-28 | Galvanized Steel
480002 | 1 |  |  | no |  | no | Removed from Ground | Gas (Historical Use) | 6000 | Bare Steel | 1969-12-13 | Galvanized Steel | Suction (American)
480002 | 2 |  |  | no |  | no | Removed from Ground | Gas (Historical Use) | 8000 | Bare Steel | 1974-12-12 | Galvanized Steel | Suction (American)
480002 | 3 |  |  | no |  | no | Removed from Ground | Diesel | 10000 | Bare Steel | 1983-12-10 | Galvanized Steel | Suction (American)
480002 | 4 | Ball Float | 1996-07-22 | no | 1996-07-22 | no | Currently in Use | Regular | 10000 | Composite | 1996-07-22 | Fiberglass Reinforced Plastic | Pressurized
480002 | 5 | Ball Float | 1996-07-22 | no | 1996-07-22 | no | Currently in Use | Diesel | 10000 | Composite | 1996-07-22 | Fiberglass Reinforced Plastic | Pressurized
480003 | 5 | [5 empty] | Removed from Ground | Diesel | 10000 | Bare Steel | 1977-12-11 | Galvanized Steel | Suction (American)
480004 | 4 | [5 empty] | Removed from Ground | Diesel | 10000 | Bare Steel | 1978-12-11 | Galvanized Steel | Suction (American)
480007 | 1 |  |  | yes |  | yes | Removed from Ground | Used Oil | 1000 | Bare Steel | 1994-07-26 | Galvanized Steel
480008 | 1 | [5 empty] | Removed from Ground | Diesel | 4164 | Bare Steel | 1973-03-06 | Cathodically Protected
480008 | 2 |  | 1997-01-01 |  | 1997-01-01 |  | Removed from Ground | Diesel | 4000 | Double Walled | 1997-01-01 | Not Marked | Pressurized
480009 | 1 | Flapper Valve | 1996-08-22 | no | 1996-08-22 | no | Currently in Use | Regular | 10000 |  | 1980-01-01 |  | Pressurized
480009 | 2 | Flapper Valve | 1996-08-22 | no | 1996-08-22 | no | Currently in Use | Premium | 10000 |  | 1980-01-01 |  | Pressurized
480009 | 3 | Flapper Valve | 1996-08-22 | no | 1996-08-22 | no | Currently in Use | Plus | 10000 |  | 1980-01-01 |  | Pressurized
480009 | 4 | Flapper Valve | 1996-08-22 | no | 1996-08-22 | no | Currently in Use | Diesel | 10000 |  | 1980-01-01 |  | Pressurized
480011 | 1 | Ball Float | 1994-03-01 | no | 1994-03-01 | no | Currently in Use | Regular | 10000 | Steel-Impressed Current | 1978-03-26 | Fiberglass Reinforced Plastic | Pressurized
480011 | 2 | Ball Float | 1994-03-01 | no | 1994-03-01 | no | Currently in Use | Regular | 10000 | Steel-Impressed Current | 1978-03-26 | Fiberglass Reinforced Plastic | Pressurized
480011 | 3 | Ball Float | 1994-03-01 | no | 1994-03-01 | no | Currently in Use | Premium | 10000 | Steel-Impressed Current | 1978-03-26 | Fiberglass Reinforced Plastic | Pressurized
480011 | 4 | Overfill Alarm | 1994-03-01 | no | 1994-03-01 | no | Currently in Use | Diesel | 4000 | Steel-Impressed Current | 1987-10-01 |  | Pressurized
480011 | 5 | Ball Float | 1994-03-01 | no | 1994-03-01 | no | Currently in Use | Kerosene | 2000 | Steel-Impressed Current | 1987-10-01 |  | Pressurized
480012 | 1 | [5 empty] | Removed from Ground | Gas (Historical Use) | 4010 | Bare Steel | 1971-03-16 | Galvanized Steel | Suction (American)
480012 | 2 | [5 empty] | Removed from Ground | Gas (Historical Use) | 4010 | Bare Steel | 1971-03-16 | Galvanized Steel | Suction (American)
480012 | 3 | [5 empty] | Removed from Ground | Gas (Historical Use) | 4010 | Bare Steel | 1971-03-16 | Galvanized Steel | Suction (American)
480012 | 4 |  |  | yes |  | yes | Closed in Ground | Used Oil | 560 | Bare Steel | 1971-03-16 | Galvanized Steel | Gravity Fed
480014 | 1 | [5 empty] | Removed from Ground | Gas (Historical Use) | 2000 | Bare Steel | 1976-03-16 | Galvanized Steel | Suction (American)
480014 | 2 | [5 empty] | Removed from Ground | Gas (Historical Use) | 2000 | Bare Steel | 1976-03-16 | Galvanized Steel | Suction (American)
480014 | 3 | [5 empty] | Removed from Ground | Gas (Historical Use) | 5000 | Bare Steel | 1976-03-16 | Galvanized Steel | Suction (American)
480015 | 1 | [5 empty] | Removed from Ground | Diesel | 1000 | Marked Unknown | 1972-03-23 | Unknown | Safe Suction (Euro)
480015 | 2 | [5 empty] | Removed from Ground | Gas (Historical Use) | 2000 | Marked Unknown | 1972-03-23 | Unknown | Safe Suction (Euro)
480015 | 3 |  | 1997-11-10 | no | 1997-11-10 | no | Currently in Use | Gas (Historical Use) | 10000 | Fiberglass | 1993-07-01 | Fiberglass Reinforced Plastic | Pressurized
480015 | 4 | Flapper Valve | 1997-11-10 | no | 1997-11-10 | no | Currently in Use | Diesel | 2000 | Fiberglass | 1993-07-01 | Fiberglass Reinforced Plastic | Pressurized
480017 | 1 |  | 1996-06-01 |  | 1996-06-01 |  | Removed from Ground | Gas (Historical Use) | 8000 | Galvanic (STIP-3) | 1986-04-15 | Cathodically Protected | Pressurized
480017 | 2 |  | 1996-06-06 |  | 1996-06-01 |  | Removed from Ground | Gas (Historical Use) | 8000 | Galvanic (STIP-3) | 1986-04-15 | Cathodically Protected | Pressurized
480017 | 3 |  | 1996-06-01 |  | 1996-06-01 |  | Removed from Ground | Gas (Historical Use) | 6000 | Galvanic (STIP-3) | 1985-04-15 | Cathodically Protected | Pressurized
480018 | 1 | [5 empty] | Removed from Ground | Gas (Historical Use) | 1000 | Bare Steel | 1970-04-25 | Unknown
480018 | 2 | [5 empty] | Removed from Ground | Other | 500 | Bare Steel | 1970-04-25 | Unknown
480018 | 3 | [5 empty] | Removed from Ground | Other | 500 | Bare Steel | 1970-04-25 | Unknown
480018 | 4 | [5 empty] | Removed from Ground | Other | 500 | Bare Steel | 1970-04-25 | Unknown
480019 | 1 | [5 empty] | Removed from Ground | Gas (Historical Use) | 2000 | Bare Steel | 1974-04-18 | Galvanized Steel
480019 | 2 | [5 empty] | Removed from Ground | Gas (Historical Use) | 2000 | Bare Steel | 1974-04-18 | Galvanized Steel
480019 | 3 | [5 empty] | Removed from Ground | Gas (Historical Use) | 2000 | Bare Steel | 1974-04-18 | Galvanized Steel
480019 | 4 |  | 1993-06-30 |  | 1993-06-30 |  | Currently in Use | Gas (Historical Use) | 6000 | Galvanic (STIP-3) | 1993-06-30 | Fiberglass Reinforced Plastic | Pressurized
480019 | 5 |  | 1992-06-30 |  | 1992-06-30 |  | Currently in Use | Gas (Historical Use) | 8000 | Galvanic (STIP-3) | 1993-06-30 | Fiberglass Reinforced Plastic | Pressurized
480019 | 6 |  | 1993-06-30 |  | 1993-06-30 |  | Currently in Use | Gas (Historical Use) | 8000 | Galvanic (STIP-3) | 1993-06-30 | Fiberglass Reinforced Plastic | Pressurized
480020 | 1 | Flapper Valve | 1998-08-06 |  | 1998-08-06 |  | Currently in Use | Gas (Historical Use) | 6000 | Steel-Impressed Current | 1985-04-15 | Steel (Impressed Current) | Pressurized
480020 | 2 | Flapper Valve | 1998-08-06 |  | 1998-08-06 |  | Currently in Use | Diesel | 6000 | Steel-Impressed Current | 1985-04-15 | Steel (Impressed Current) | Pressurized
480020 | 3 | Flapper Valve | 1998-08-06 |  | 1998-08-06 |  | Currently in Use | Gas (Historical Use) | 3000 | Steel-Impressed Current | 1985-04-15 | Steel (Impressed Current) | Pressurized
480021 | 1 | [5 empty] | Removed from Ground | Gas (Historical Use) | 2000 | Bare Steel | 1971-04-25 | Galvanized Steel
480021 | 2 | [5 empty] | Removed from Ground | Gas (Historical Use) | 2000 | Bare Steel | 1971-04-25 | Galvanized Steel
480021 | 3 | [5 empty] | Removed from Ground | Gas (Historical Use) | 2000 | Bare Steel | 1971-04-25 | Galvanized Steel
480024 | 1 |  | 1998-05-04 |  | 1998-05-04 |  | Removed from Ground | Gas (Historical Use) | 10000 | Steel-Impressed Current | 1968-04-27 | Fiberglass Reinforced Plastic | Pressurized
480024 | 2 |  | 1998-05-04 |  | 1998-05-04 |  | Removed from Ground | Gas (Historical Use) | 10000 | Steel-Impressed Current | 1968-04-27 | Fiberglass Reinforced Plastic | Pressurized
480024 | 3 |  | 1998-05-04 |  | 1998-05-04 |  | Removed from Ground | Gas (Historical Use) | 8000 | Steel-Impressed Current | 1968-04-27 | Fiberglass Reinforced Plastic | Pressurized
480024 | 4 |  |  | yes |  | yes | Removed from Ground | Used Oil | 550 | Bare Steel | 1968-04-27 | Galvanized Steel
480025 | 1 | [5 empty] | Removed from Ground | Gas (Historical Use) | 10000 | Cathodically Protected Steel | 1969-04-27 | Galvanized Steel
480025 | 2 | [5 empty] | Removed from Ground | Gas (Historical Use) | 10000 | Cathodically Protected Steel | 1969-04-27 | Galvanized Steel
480025 | 3 | [5 empty] | Removed from Ground | Gas (Historical Use) | 5000 | Cathodically Protected Steel | 1969-04-27 | Galvanized Steel
480025 | 4 |  |  | yes |  | yes | Removed from Ground | Used Oil | 550 | Cathodically Protected Steel | 1969-04-27 | Galvanized Steel
480025 | 5 | Ball Float | 2001-12-14 |  | 2001-12-14 |  | Removed from Ground | Gas (Historical Use) | 8000 | Composite | 2001-12-14 | Double Walled | Pressurized
480025 | 6 | Ball Float | 2001-12-14 |  | 2001-12-14 |  | Removed from Ground | Gas (Historical Use) | 12000 | Composite | 2001-12-14 | Double Walled | Pressurized
480025 | 7 | Ball Float | 2001-12-14 |  | 2001-12-14 |  | Removed from Ground | Diesel | 15000 | Composite | 2001-12-14 | Double Walled | Pressurized
480026 | 1 |  | 1993-04-14 | yes | 1993-04-14 | yes | Removed from Ground | Used Oil | 1000 | Fiberglass | 1981-04-24 | Fiberglass Reinforced Plastic | Gravity Fed
480026 | 2 |  | 1993-04-14 |  | 1993-04-14 |  | Removed from Ground | Gas (Historical Use) | 10000 | Fiberglass | 1981-04-24 | Fiberglass Reinforced Plastic | Pressurized
480026 | 3 |  | 1993-04-14 |  | 1993-04-14 |  | Removed from Ground | Gas (Historical Use) | 10000 | Fiberglass | 1981-04-24 | Fiberglass Reinforced Plastic | Pressurized
480026 | 4 |  | 1993-04-14 |  | 1993-04-14 |  | Removed from Ground | Gas (Historical Use) | 10000 | Fiberglass | 1981-04-24 | Fiberglass Reinforced Plastic | Pressurized
480026 | 5 |  | 1993-04-14 |  | 1993-04-14 |  | Removed from Ground | Diesel | 10000 | Fiberglass | 1981-04-24 | Fiberglass Reinforced Plastic | Pressurized
480030 | 1 |  | 1983-01-01 |  | 1997-07-15 |  | Currently in Use | Gas (Historical Use) | 12000 | Steel-Impressed Current | 1983-04-11 | Cathodically Protected | Pressurized
480030 | 2 |  | 1983-01-01 |  | 1997-07-15 |  | Currently in Use | Gas (Historical Use) | 12000 | Steel-Impressed Current | 1983-04-11 | Cathodically Protected | Pressurized
480030 | 3 |  | 1983-01-01 |  | 1997-07-15 |  | Currently in Use | Diesel | 12000 | Steel-Impressed Current | 1983-04-11 | Cathodically Protected | Pressurized
480030 | 4 |  | 1983-01-01 |  | 1997-07-15 |  | Currently in Use | Diesel | 12000 | Steel-Impressed Current | 1983-04-11 | Cathodically Protected | Pressurized
480030 | 5 |  | 1985-01-01 | no | 1997-07-15 | no | Currently in Use | Diesel | 6000 | Steel-Impressed Current | 1985-04-10 | Cathodically Protected | Pressurized
480031 | 1 | [5 empty] | Removed from Ground | Gas (Historical Use) | 2000 | Bare Steel | 1966-04-12 | Galvanized Steel | Suction (American)
480031 | 2 | [5 empty] | Removed from Ground | Other | 1000 | Bare Steel | 1966-04-12 | Galvanized Steel | Suction (American)
480031 | 3 |  | 1993-01-01 |  |  |  | Removed from Ground | Gas (Historical Use) | 1000 | Bare Steel | 1966-04-12 | Galvanized Steel | Safe Suction (Euro)
480031 | 4 |  | 1998-11-01 |  | 1998-11-01 |  | Currently in Use | Diesel | 2000 | Galvanic (STIP-3) | 1993-04-09 | Cathodically Protected | Suction (American)
480031 | 5 | [5 empty] | Permanently Out of Use - historical purposes | Empty | 500 | Bare Steel | 1966-04-12 | Double-Walled Fiberglass | Safe Suction (Euro)
480031 | 6 |  | 1998-12-01 |  | 1998-12-01 |  | Currently in Use | Gas (Historical Use) | 8000 | Composite | 1998-12-01 | Double-Walled Fiberglass | Pressurized
480031 | 7 |  | 1998-12-01 |  | 1998-12-01 |  | Currently in Use | Gas (Historical Use) | 6000 | Composite | 1998-12-01 | Double-Walled Fiberglass | Pressurized
480031 | 8 |  | 1998-12-01 |  | 1998-12-01 |  | Removed from Ground | Diesel | 2000 | Cathodically Protected Steel | 1998-12-01 | Fiberglass Reinforced Plastic | Pressurized
480032 | 1 |  |  | yes |  | yes | Removed from Ground | Used Oil | 1000 | Bare Steel | 1976-04-06 | Galvanized Steel
480033 | 1 |  | 1989-10-01 |  | 1989-10-01 |  | Removed from Ground | Gas (Historical Use) | 6000 | Bare Steel | 1964-04-09 | Bare Steel | Pressurized
480033 | 2 |  | 1989-10-01 |  | 1989-10-01 |  | Removed from Ground | Gas (Historical Use) | 6000 | Bare Steel | 1964-04-09 | Bare Steel | Pressurized
480033 | 3 |  | 1989-10-01 |  | 1989-10-01 |  | Removed from Ground | Gas (Historical Use) | 4000 | Bare Steel | 1964-04-09 | Bare Steel | Pressurized
480033 | 4 | [5 empty] | Removed from Ground | Other | 5000 | Bare Steel | 1964-04-09 | Galvanized Steel
480033 | 5 |  |  | no |  | no | Removed from Ground | Used Oil | 300 |  | 2011-04-29
480033 | 6 | Ball Float | 2012-05-01 | no | 2012-05-01 | no | Currently in Use | Regular | 15000 | Fiberglass Double Walled | 2012-05-01 | Double-Walled Fiberglass | Pressurized
480034 | 395153 |  |  | yes |  | yes | Removed from Ground | Used Oil | 550 | Bare Steel | 1966-04-27 | Bare Steel
480034 | 395158 | [5 empty] | Removed from Ground | Gas (Historical Use) | 8000 | Bare Steel | 1966-04-27 | Bare Steel
480034 | 395160 | [5 empty] | Removed from Ground | Gas (Historical Use) | 8000 | Bare Steel | 1966-04-27 | Bare Steel
480034 | 460273 | [5 empty] | Removed from Ground | Gas (Historical Use) | 8068 | Fiberglass | 1974-04-25 | Unknown
480035 | 1 | Overfill Alarm | 1994-09-14 |  | 1994-09-14 |  | Removed from Ground | Gas (Historical Use) | 10000 | Fiberglass | 1980-05-01 | Double-Walled Fiberglass | Pressurized
480035 | 2 |  | 1994-09-14 |  | 1994-09-14 |  | Removed from Ground | Gas (Historical Use) | 10000 | Fiberglass | 1980-05-01 | Double-Walled Fiberglass | Pressurized
480035 | 3 | Overfill Alarm | 1994-09-14 |  | 1994-09-14 |  | Removed from Ground | Gas (Historical Use) | 10000 | Fiberglass | 1980-05-01 | Double-Walled Fiberglass | Pressurized
480035 | 4 |  |  | yes |  | yes | Removed from Ground | Used Oil | 550 | Bare Steel | 1992-09-01 | Galvanized Steel
480035 | 5 | Overfill Alarm |  | yes | 1994-09-14 | yes | Removed from Ground | Used Oil | 1000 | Fiberglass | 1992-09-08 | Double-Walled Fiberglass | Gravity Fed
480038 | 1 | [5 empty] | Removed from Ground | Gas (Historical Use) | 10000 | Bare Steel | 1983-05-01 | Galvanized Steel | Pressurized
480038 | 2 | [5 empty] | Removed from Ground | Gas (Historical Use) | 10000 | Bare Steel | 1983-05-01 | Galvanized Steel | Pressurized
480038 | 3 | [5 empty] | Removed from Ground | Gas (Historical Use) | 10000 | Bare Steel | 1983-05-01 | Galvanized Steel | Pressurized
480038 | 4 | [5 empty] | Removed from Ground | Empty | 10000 | Bare Steel | 1983-05-01 | Galvanized Steel | Pressurized
480039 | 1 | [5 empty] | Removed from Ground | Gas (Historical Use) | 1000 | Bare Steel | 1956-04-29 | Bare Steel
480040 | 1 |  | 1994-07-01 |  | 1994-07-01 |  | Currently in Use | Gas (Historical Use) | 10000 | Fiberglass | 1985-01-03 | Fiberglass Reinforced Plastic | Pressurized
480040 | 2 |  | 1994-07-01 |  | 1994-07-01 |  | Currently in Use | Gas (Historical Use) | 10000 | Fiberglass | 1985-01-03 | Fiberglass Reinforced Plastic | Pressurized
480040 | 3 |  | 1994-07-01 |  | 1994-07-01 |  | Currently in Use | Gas (Historical Use) | 10000 | Fiberglass | 1985-01-03 | Fiberglass Reinforced Plastic | Pressurized
480041 | 1 | Overfill Alarm | 1995-09-01 |  | 1991-01-01 |  | Currently in Use | Gas (Historical Use) | 10000 | Fiberglass | 1983-04-30 | Fiberglass Reinforced Plastic | Pressurized
480041 | 2 | Overfill Alarm | 1995-09-01 |  | 1991-01-01 |  | Currently in Use | Gas (Historical Use) | 10000 | Fiberglass | 1983-04-30 | Fiberglass Reinforced Plastic | Pressurized
480041 | 3 | Overfill Alarm | 1995-09-01 |  | 1991-01-01 |  | Currently in Use | Gas (Historical Use) | 10000 | Fiberglass | 1983-04-30 | Fiberglass Reinforced Plastic | Pressurized
480041 | 4 | Overfill Alarm | 1995-09-01 |  | 1991-01-01 |  | Currently in Use | Diesel | 10000 | Fiberglass | 1983-04-30 | Fiberglass Reinforced Plastic | Pressurized
480043 | 1 | Ball Float | 1996-01-01 | no | 1996-01-01 | no | Currently in Use | Regular | 10000 |  | 1983-04-01 |  | Pressurized
480043 | 2 | Ball Float | 1996-01-01 | no | 1996-01-01 | no | Currently in Use | Regular | 6000 |  | 1983-04-01 |  | Pressurized
480043 | 3 | Ball Float | 1996-01-01 | no | 1996-01-01 | no | Currently in Use | Premium | 6000 |  | 1983-04-01 |  | Pressurized
480044 | 1 | [5 empty] | Removed from Ground | Other | 2050 | Bare Steel | 1984-04-22 | Galvanized Steel | Suction (American)
480046 | 1 | [5 empty] | Closed in Ground | Gas (Historical Use) | 1000 | Bare Steel | 1967-04-26 | Bare Steel
480047 | 1 | [5 empty] | Removed from Ground | Gas (Historical Use) | 10000 | Bare Steel | 1976-05-02 | Galvanized Steel
480047 | 2 | [5 empty] | Removed from Ground | Gas (Historical Use) | 10000 | Bare Steel | 1976-05-02 | Galvanized Steel
480047 | 4 |  | 1994-06-17 |  | 1994-06-17 |  | Currently in Use | Gas (Historical Use) | 10000 | Fiberglass | 1987-07-01 | Fiberglass Reinforced Plastic | Pressurized
480047 | 5 |  | 1994-06-17 |  | 1994-06-17 |  | Currently in Use | Gas (Historical Use) | 10000 | Fiberglass | 1987-07-01 | Fiberglass Reinforced Plastic | Pressurized
480047 | 6 |  | 1994-06-17 |  | 1994-06-17 |  | Currently in Use | Gas (Historical Use) | 10000 | Fiberglass | 1987-07-01 | Fiberglass Reinforced Plastic | Pressurized
480048 | 1 |  | 1994-12-03 |  | 1994-12-03 |  | Removed from Ground | Gas (Historical Use) | 10000 | Steel-Impressed Current | 1976-04-01 | Fiberglass Reinforced Plastic | Pressurized
480048 | 2 |  | 1994-12-03 |  | 1994-12-03 |  | Removed from Ground | Gas (Historical Use) | 10000 | Steel-Impressed Current | 1976-04-01 | Fiberglass Reinforced Plastic | Pressurized
480048 | 3 | [5 empty] | Permanently Out Of Use | Gas (Historical Use) | 10000 | Not Marked/Unknown | 1996-03-06 | Not Marked
480049 | 1 | [5 empty] | Removed from Ground | Gas (Historical Use) | 8000 | Bare Steel | 1976-05-02 | Galvanized Steel
480049 | 2 | [5 empty] | Removed from Ground | Gas (Historical Use) | 8000 | Bare Steel | 1976-05-02 | Galvanized Steel
480050 | 026-01 | [5 empty] | Removed from Ground | Gas (Historical Use) | 1000 | Bare Steel | 1965-05-06 | Galvanized Steel
480050 | 026-02 | [5 empty] | Removed from Ground | Gas (Historical Use) | 2000 | Bare Steel | 1965-05-06 | Galvanized Steel | Safe Suction (Euro)
480050 | 026-05 | [5 empty] | Removed from Ground | Other | 550 | Bare Steel | 1980-05-02 | Galvanized Steel | Safe Suction (Euro)
480050 | 026-06 | [5 empty] | Removed from Ground | Other | 1500 | Bare Steel | 1980-05-02 | Galvanized Steel | Safe Suction (Euro)
480050 | 026-07 | [5 empty] | Removed from Ground | Other | 1500 | Bare Steel | 1980-05-02 | Galvanized Steel | Safe Suction (Euro)
480050 | 026-08 | [5 empty] | Removed from Ground | Other | 1500 | Bare Steel | 1980-05-02 | Galvanized Steel | Safe Suction (Euro)
480050 | 026-09 | [5 empty] | Removed from Ground | Other | 1500 | Cathodically Protected Steel | 1987-01-01 | Galvanized Steel | Safe Suction (Euro)
480050 | 026-13 |  |  | yes |  | yes | Removed from Ground | Used Oil | 1000 | Bare Steel | 1984-05-01 | Galvanized Steel | Safe Suction (Euro)
480050 | 026-13A |  |  | yes |  | yes | Removed from Ground | Used Oil | 550 | Cathodically Protected Steel | 1986-01-01 | Galvanized Steel | Safe Suction (Euro)
480050 | 026-14 |  |  | yes |  | yes | Removed from Ground | Used Oil | 2000 | Cathodically Protected Steel | 1987-03-01 | Galvanized Steel | Safe Suction (Euro)
480051 | 1 |  | 1997-04-01 |  | 1997-04-01 |  | Currently in Use | Gas (Historical Use) | 8000 | Steel-Impressed Current | 1984-05-01 | Cathodically Protected | Suction (American)
480051 | 2 |  | 1997-04-01 |  | 1997-04-01 |  | Currently in Use | Gas (Historical Use) | 6000 | Steel-Impressed Current | 1984-05-01 | Cathodically Protected | Suction (American)
480051 | 3 |  | 1997-04-01 |  | 1997-04-01 |  | Currently in Use | Diesel | 6000 | Steel-Impressed Current | 1984-05-01 | Cathodically Protected
480052 | 1 | [5 empty] | Removed from Ground | Gas (Historical Use) | 10000 | Fiberglass | 1981-05-07 | Fiberglass Reinforced Plastic | Pressurized
480052 | 2 | [5 empty] | Removed from Ground | Gas (Historical Use) | 6000 | Fiberglass | 1981-05-07 | Fiberglass Reinforced Plastic | Pressurized
480052 | 3 | [5 empty] | Removed from Ground | Gas (Historical Use) | 6000 | Fiberglass | 1981-05-07 | Fiberglass Reinforced Plastic | Pressurized
480052 | 4 | [5 empty] | Removed from Ground | Kerosene | 1000 | Bare Steel | 1981-05-07 | Fiberglass Reinforced Plastic
480052 | 5 |  |  | yes |  | yes | Removed from Ground | Used Oil | 550 | Bare Steel | 1981-05-07 | Fiberglass Reinforced Plastic
480053 | 1 | Flapper Valve | 2007-07-12 | no | 2007-07-12 | no | Currently in Use | Gas (Historical Use) | 10000 | Steel-Impressed Current | 1978-05-03 | Steel (Impressed Current) | Pressurized
480053 | 2 | Flapper Valve | 2007-07-12 | no | 2007-07-12 | no | Currently in Use | Gas (Historical Use) | 8000 | Steel-Impressed Current | 1978-05-03 | Steel (Impressed Current) | Pressurized
480053 | 3 | Flapper Valve | 2007-07-12 | no | 2007-07-12 | no | Currently in Use | Gas (Historical Use) | 8000 | Steel-Impressed Current | 1978-05-03 | Steel (Impressed Current) | Pressurized
480054 | 1 | [5 empty] | Removed from Ground | Diesel | 15000 | Bare Steel | 1976-05-01 | Galvanized Steel | Suction (American)
480054 | 1-A | Flapper Valve | 1993-10-01 |  | 1993-10-01 |  | Currently in Use | Gas (Historical Use) | 10000 | Galvanic (STIP-3) | 1993-10-01 | Fiberglass Reinforced Plastic | Safe Suction (Euro)
480054 | 2 | [5 empty] | Removed from Ground | Gas (Historical Use) | 8000 | Bare Steel | 1983-04-30 | Galvanized Steel | Suction (American)
480054 | 2-A | Flapper Valve | 1993-10-01 |  | 1993-10-01 |  | Currently in Use | Diesel | 10000 | Galvanic (STIP-3) | 1993-10-01 | Fiberglass Reinforced Plastic | Safe Suction (Euro)
480054 | 3 | [5 empty] | Removed from Ground | Other | 5000 | Bare Steel | 1976-05-01 | Galvanized Steel | Suction (American)
480056 | 1 | [5 empty] | Removed from Ground | Diesel | 12000 | Fiberglass | 1985-05-05 | Galvanized Steel
480059 | 1 | Ball Float | 1994-06-24 |  | 1994-06-24 |  | Currently in Use | Gas (Historical Use) | 8000 | Fiberglass Double Walled | 1985-05-06 | Fiberglass Reinforced Plastic | Pressurized
480059 | 2 | Ball Float | 1994-06-24 |  | 1994-06-24 |  | Currently in Use | Gas (Historical Use) | 8000 | Fiberglass Double Walled | 1985-05-06 | Fiberglass Reinforced Plastic | Pressurized
480059 | 3 | Ball Float | 1994-06-24 | no | 1994-06-24 | no | Currently in Use | Gas (Historical Use) | 8000 | Fiberglass Double Walled | 1985-05-06 | Fiberglass Reinforced Plastic | Pressurized
480060 | 1 |  | 1998-12-01 |  | 1998-12-01 |  | Currently in Use | Gas (Historical Use) | 6000 | Steel-Impressed Current | 1984-05-06 | Fiberglass Reinforced Plastic | Pressurized
480060 | 2 |  | 1998-12-01 |  | 1998-12-01 |  | Currently in Use | Gas (Historical Use) | 6000 | Steel-Impressed Current | 1984-05-06 | Fiberglass Reinforced Plastic | Pressurized
480060 | 3 |  | 1998-12-01 |  | 1998-12-01 |  | Currently in Use | Gas (Historical Use) | 6000 | Steel-Impressed Current | 1984-05-06 | Fiberglass Reinforced Plastic | Pressurized
480061 | 1 | [5 empty] | Removed from Ground | Gas (Historical Use) | 6000 | Bare Steel | 1983-05-07 | Galvanized Steel
480061 | 2 | [5 empty] | Removed from Ground | Gas (Historical Use) | 6000 | Bare Steel | 1983-05-07 | Galvanized Steel
480061 | 3 | [5 empty] | Removed from Ground | Gas (Historical Use) | 6000 | Bare Steel | 1983-05-07 | Galvanized Steel
480063 | 1 | [5 empty] | Removed from Ground | Other | 14000 | Bare Steel | 1974-05-08 | Galvanized Steel | Pressurized
480063 | 2 | [5 empty] | Closed in Ground | Other | 3000 | Bare Steel | 1972-05-08 | Galvanized Steel
480063 | 3 | [5 empty] | Closed in Ground | Other | 2000 | Bare Steel | 1972-05-08 | Galvanized Steel
480064 | 1 | [5 empty] | Removed from Ground | Gas (Historical Use) | 1000 | Bare Steel | 1981-05-06 | Galvanized Steel
480067 | 1 | [5 empty] | Removed from Ground | Gas (Historical Use) | 1000 | Bare Steel | 1976-05-10 | Galvanized Steel
480067 | 2 | [5 empty] | Removed from Ground | Gas (Historical Use) | 560 | Bare Steel | 1976-05-10 | Galvanized Steel
480067 | 3 | [5 empty] | Removed from Ground | Diesel | 1000 | Bare Steel | 1976-05-10 | Galvanized Steel
480067 | 4 | [5 empty] | Removed from Ground | Kerosene | 560 | Bare Steel | 1984-05-08 | Galvanized Steel
480067 | 5 | Flapper Valve | 1990-05-01 |  | 1990-05-01 |  | Removed from Ground | Gas (Historical Use) | 4000 | Cathodically Protected Steel | 1990-05-01 | Fiberglass Reinforced Plastic | Pressurized
480067 | 6 | Flapper Valve | 1990-05-01 |  | 1990-05-01 |  | Removed from Ground | Gas (Historical Use) | 4000 | Cathodically Protected Steel | 1990-05-01 | Fiberglass Reinforced Plastic | Pressurized
480067 | 7 | Flapper Valve | 1990-05-01 |  | 1990-05-01 |  | Removed from Ground | Gas (Historical Use) | 3000 | Cathodically Protected Steel | 1990-05-01 | Fiberglass Reinforced Plastic | Pressurized
480067 | 8 | Flapper Valve | 1990-05-01 |  | 1990-05-01 |  | Removed from Ground | Diesel | 2000 | Cathodically Protected Steel | 1990-05-01 | Fiberglass Reinforced Plastic | Pressurized
480068 | 1 | [5 empty] | Removed from Ground | Gas (Historical Use) | 2980 | Bare Steel | 1979-05-10 | Galvanized Steel | Suction (American)
480068 | 2 | [5 empty] | Removed from Ground | Gas (Historical Use) | 2980 | Bare Steel | 1979-05-10 | Galvanized Steel | Suction (American)
480068 | 3 | [5 empty] | Removed from Ground | Kerosene | 560 | Bare Steel | 1979-05-10 | Galvanized Steel | Suction (American)
480068 | 4A | Ball Float | 1995-04-01 |  | 1995-04-01 |  | Currently in Use | Gas (Historical Use) | 10000 | Fiberglass | 1995-04-01 | Double-Walled Fiberglass | Pressurized
480068 | 4B | Ball Float | 1995-04-01 |  | 1995-04-01 |  | Currently in Use | Gas (Historical Use) | 6000 | Fiberglass | 1995-04-01 | Double-Walled Fiberglass | Pressurized
480068 | 6 | Ball Float | 1995-04-01 |  | 1995-04-01 |  | Currently in Use | Kerosene | 600 | Fiberglass | 1995-04-01 | Double-Walled Fiberglass | Pressurized
480070 | 1 |  |  | yes |  | yes | Permanently Out of Use - historical purposes | Used Oil | 500 | Bare Steel | 1966-05-13 | Unknown
480070 | 2 | [5 empty] | Permanently Out of Use - historical purposes | Empty | 1000 | Bare Steel | 1966-05-13 | Unknown
480070 | 3 | [5 empty] | Permanently Out of Use - historical purposes | Empty | 1000 | Bare Steel | 1966-05-13 | Unknown
480071 | 1 | [5 empty] | Removed from Ground | Gas (Historical Use) | 4000 | Bare Steel | 1964-05-13 | Galvanized Steel
480071 | 2 | [5 empty] | Removed from Ground | Gas (Historical Use) | 6000 | Bare Steel | 1969-05-12 | Galvanized Steel
480071 | 3 | [5 empty] | Removed from Ground | Gas (Historical Use) | 6000 | Bare Steel | 1969-05-12 | Galvanized Steel
480071 | 4 | [5 empty] | Removed from Ground | Gas (Historical Use) | 10000 | Bare Steel | 1976-05-10 | Galvanized Steel
480071 | 5 | [5 empty] | Removed from Ground | Diesel | 6000 | Bare Steel | 1969-05-12 | Galvanized Steel
480071 | 6 | [5 empty] | Removed from Ground | Diesel | 6000 | Bare Steel | 1969-05-12 | Galvanized Steel
480071 | 7 | [5 empty] | Removed from Ground | Kerosene | 10000 | Bare Steel | 1966-05-13 | Galvanized Steel
480072 | 1 |  |  | yes |  | yes | Removed from Ground | Used Oil | 550 | Bare Steel | 1993-04-08 | Galvanized Steel | Gravity Fed
480073 | 1 |  |  | yes |  | yes | Removed from Ground | Used Oil | 550 | Bare Steel | 1971-05-09 | Bare Steel
480074 | 1 |  | 1992-01-01 |  | 1992-01-01 |  | Currently in Use | Diesel | 10000 | Fiberglass | 1992-01-01 | Double-Walled Fiberglass | Pressurized
480074 | 2 | [5 empty] | Removed from Ground | Diesel | 6000 | Bare Steel | 1984-05-07 | Bare Steel | Suction (American)
480074 | 3 | [5 empty] | Removed from Ground | Diesel | 1000 | Bare Steel | 1991-09-19 | Bare Steel
480075 | 1 | [5 empty] | Removed from Ground | Gas (Historical Use) | 10000 | Bare Steel | 1966-05-13 | Galvanized Steel
480075 | 2 | [5 empty] | Removed from Ground | Gas (Historical Use) | 10000 | Bare Steel | 1966-05-13 | Galvanized Steel
480075 | 3 | [5 empty] | Removed from Ground | Gas (Historical Use) | 4000 | Bare Steel | 1966-05-13 | Galvanized Steel
480075 | 4 | [5 empty] | Removed from Ground | Gas (Historical Use) | 4000 | Bare Steel | 1966-05-13 | Galvanized Steel
480075 | 5 | [5 empty] | Removed from Ground | Gas (Historical Use) | 3000 | Bare Steel | 1966-05-13 | Galvanized Steel
480075 | 6 | [5 empty] | Removed from Ground | Gas (Historical Use) | 3000 | Bare Steel | 1966-05-13 | Galvanized Steel
480075 | 7 | [5 empty] | Removed from Ground | Kerosene | 1120 | Bare Steel | 1966-05-13 | Galvanized Steel
480075 | 8 |  |  | yes |  | yes | Removed from Ground | Used Oil | 560 | Bare Steel | 1966-05-13 | Galvanized Steel
480076 | 1 |  | 1988-01-01 | no | 1988-01-01 | no | Currently in Use | Regular | 12000 | Steel-Impressed Current | 1981-05-09 |  | Pressurized
480076 | 2 |  | 1988-01-01 | no | 1988-01-01 | no | Currently in Use | Premium | 12000 | Steel-Impressed Current | 1981-05-09 |  | Pressurized
480076 | 3 |  | 1988-01-01 | no | 1988-01-01 | no | Currently in Use | Diesel | 12000 | Steel-Impressed Current | 1981-05-09 |  | Pressurized
480076 | 4 |  | 1988-01-01 |  | 1988-01-01 |  | Permanently Out Of Use | Gas (Historical Use) | 12000 | Bare Steel | 1981-05-09 | Galvanized Steel | Pressurized
480077 | 1 | [5 empty] | Removed from Ground | Diesel | 0 | Bare Steel | 1979-05-10 | Galvanized Steel
480077 | 2 | [5 empty] | Removed from Ground | Diesel | 0 | Bare Steel | 1979-05-10 | Galvanized Steel
480077 | 3 | [5 empty] | Removed from Ground | Diesel | 0 | Bare Steel | 1989-06-01 | Galvanized Steel
480077 | 4 | [5 empty] | Removed from Ground | Diesel | 0 | Bare Steel | 1989-06-01 | Galvanized Steel
480078 | 1 | Ball Float | 1995-05-30 |  | 1995-05-30 |  | Removed from Ground | Gas (Historical Use) | 10000 | Steel-Impressed Current | 1974-05-11 | Steel (Impressed Current) | Pressurized
480078 | 2 | Ball Float | 1995-05-30 |  | 1995-05-30 |  | Removed from Ground | Gas (Historical Use) | 10000 | Steel-Impressed Current | 1974-05-11 | Steel (Impressed Current) | Pressurized
480078 | 2A | Ball Float | 2005-04-01 | no | 2005-04-01 | no | Currently in Use | Gas (Historical Use) | 6000 | Fiberglass | 2005-04-01 | Double-Walled Fiberglass | Pressurized
480078 | 2B | Ball Float | 2005-04-01 | no | 2005-04-01 | no | Currently in Use | Diesel | 6000 | Fiberglass | 2005-04-01 | Double-Walled Fiberglass | Pressurized
480078 | 3 |  | 1995-05-30 |  | 1995-05-30 |  | Removed from Ground | Gas (Historical Use) | 10000 | Steel-Impressed Current | 1978-05-10 | Steel (Impressed Current) | Pressurized
480078 | 4 | Ball Float | 2005-04-01 | no | 2005-04-01 | no | Currently in Use | Gas (Historical Use) | 12000 | Fiberglass | 2005-04-01 | Double-Walled Fiberglass | Pressurized
480079 | 1 | [5 empty] | Removed from Ground | Gas (Historical Use) | 10000 | Bare Steel | 1975-05-11 | Galvanized Steel
480079 | 2 | [5 empty] | Removed from Ground | Gas (Historical Use) | 10000 | Bare Steel | 1975-05-11 | Galvanized Steel
480080 | 1 |  |  | no |  | no | Removed from Ground |  | 10000 |  | 1973-01-04 | Copper | Suction (American)
480080 | 2 | Flapper Valve | 1996-02-29 | no | 1996-02-29 | no | Currently in Use | Diesel | 6000 | Fiberglass Double Walled | 1996-02-29 |  | Suction (American)
480081 | 1 | [5 empty] | Permanently Out of Use - historical purposes | Gas (Historical Use) | 4000 | Bare Steel | 1966-04-27 | Galvanized Steel
480081 | 2 | [5 empty] | Permanently Out of Use - historical purposes | Gas (Historical Use) | 4000 | Bare Steel | 1966-04-27 | Galvanized Steel
480081 | 3 | [5 empty] | Permanently Out of Use - historical purposes | Diesel | 4000 | Bare Steel | 1966-04-27 | Galvanized Steel
480083 | 1 | Ball Float | 1996-07-01 |  | 1996-07-01 |  | Currently in Use | Gas (Historical Use) | 12000 | Steel-Impressed Current | 1980-01-03 | Double-Walled Flex | Pressurized
480083 | 2 | Ball Float | 1996-07-01 |  | 1996-07-01 |  | Currently in Use | Gas (Historical Use) | 12000 | Steel-Impressed Current | 1980-01-03 | Double-Walled Flex | Pressurized
480083 | 3 | Ball Float | 1996-07-01 |  | 1996-07-01 |  | Currently in Use | Diesel | 8000 | Steel-Impressed Current | 1980-01-03 | Double-Walled Flex | Pressurized
480083 | 4 | Ball Float | 1996-07-01 |  | 1996-07-01 |  | Temporarily out of use | Kerosene | 1000 | Steel-Impressed Current | 1983-01-02 | Double Walled | Suction (American)
480084 | 1 | [5 empty] | Removed from Ground | Gas (Historical Use) | 8000 | Bare Steel | 1973-05-16 | Galvanized Steel | Suction (American)
480084 | 2 | [5 empty] | Removed from Ground | Gas (Historical Use) | 8000 | Bare Steel | 1973-05-16 | Galvanized Steel | Suction (American)
480085 | 1 | [5 empty] | Removed from Ground | Gas (Historical Use) | 10000 | Bare Steel | 1983-05-17 | Bare Steel | Pressurized
480085 | 2 | [5 empty] | Removed from Ground | Gas (Historical Use) | 10000 | Bare Steel | 1983-05-17 | Bare Steel | Pressurized
480085 | 3 | [5 empty] | Removed from Ground | Gas (Historical Use) | 10000 | Bare Steel | 1983-05-17 | Bare Steel | Pressurized
480085 | 5 | [5 empty] | Removed from Ground | Gas (Historical Use) | 3000 | Bare Steel | 1972-01-01 | Bare Steel | Safe Suction (Euro)
480085 | 6 | [5 empty] | Removed from Ground | Gas (Historical Use) | 2000 | Bare Steel | 1972-01-01 | Bare Steel | Safe Suction (Euro)
480085 | 7 | [5 empty] | Removed from Ground | Gas (Historical Use) | 1000 | Bare Steel | 1972-01-01 | Bare Steel | Safe Suction (Euro)
480085 | 8 | [5 empty] | Removed from Ground | Kerosene | 750 | Bare Steel | 1972-01-01 | Bare Steel | Safe Suction (Euro)
480086 | 1 | [5 empty] | Removed from Ground | Gas (Historical Use) | 1000 | Bare Steel |  | Bare Steel
480086 | 2 | [5 empty] | Removed from Ground | Gas (Historical Use) | 1000 | Bare Steel |  | Bare Steel
480087 | 1 | [5 empty] | Removed from Ground | Gas (Historical Use) | 5000 | Bare Steel | 1966-06-18 | Galvanized Steel | Suction (American)
480087 | 2 | [5 empty] | Removed from Ground | Gas (Historical Use) | 5000 | Bare Steel | 1966-06-18 | Galvanized Steel | Suction (American)
480087 | 3 | [5 empty] | Removed from Ground | Gas (Historical Use) | 2500 | Bare Steel | 1966-06-18 | Galvanized Steel | Suction (American)
480088 | 1 | [5 empty] | Currently in Use | Gas (Historical Use) | 2000 | Bare Steel | 1971-06-16 | Galvanized Steel
480088 | 2 | [5 empty] | Currently in Use | Gas (Historical Use) | 2000 | Bare Steel | 1971-06-16 | Galvanized Steel
480088 | 3 |  | 1998-08-01 | no | 1998-08-01 | no | Currently in Use | Gas (Historical Use) | 12000 | Steel-Impressed Current | 1981-06-13 | Cathodically Protected | Pressurized
480088 | 4 |  | 1998-09-01 | no | 1998-09-01 | no | Currently in Use | Diesel | 10000 | Steel-Impressed Current | 1981-06-13 | Cathodically Protected | Pressurized
480088 | 5 |  | 1998-08-01 | no | 1998-08-01 | no | Temporarily out of use | Kerosene | 250 | Fiberglass | 1986-01-01 | Fiberglass Reinforced Plastic | Pressurized
480090 | 1 | [5 empty] | Removed from Ground | Gas (Historical Use) | 5000 | Bare Steel | 1966-06-04 | Galvanized Steel
480090 | 2 | [5 empty] | Removed from Ground | Gas (Historical Use) | 5000 | Bare Steel | 1966-06-04 | Galvanized Steel
480090 | 3 | [5 empty] | Removed from Ground | Gas (Historical Use) | 1500 | Bare Steel | 1966-06-04 | Galvanized Steel
480092 | 1 | [5 empty] | Removed from Ground | Gas (Historical Use) | 2980 | Bare Steel | 1956-05-15 | Galvanized Steel
480092 | 2 | [5 empty] | Removed from Ground | Gas (Historical Use) | 2980 | Bare Steel | 1956-05-15 | Galvanized Steel
480092 | 3 | [5 empty] | Removed from Ground | Gas (Historical Use) | 2980 | Bare Steel | 1956-05-15 | Galvanized Steel
480092 | 4 | [5 empty] | Removed from Ground | Kerosene | 560 | Bare Steel | 1956-05-15 | Galvanized Steel
480092 | 5 |  |  | yes |  | yes | Removed from Ground | Used Oil | 560 | Bare Steel | 1956-05-15 | Galvanized Steel
480093 | 1 | Ball Float | 1987-01-01 | no | 1997-04-01 | no | Currently in Use | Regular | 10000 | Steel-Impressed Current | 1976-01-04 | Fiberglass Reinforced Plastic | Pressurized
480093 | 2 | Ball Float | 1987-01-01 | no | 1998-04-01 | no | Currently in Use | Premium | 10000 | Steel-Impressed Current | 1976-01-04 | Fiberglass Reinforced Plastic | Pressurized
480093 | 3 | Ball Float | 1987-01-01 | no | 1997-04-01 | no | Currently in Use | Diesel | 10000 | Steel-Impressed Current | 1976-01-04 | Fiberglass Reinforced Plastic | Pressurized
480093 | 4 | Flapper Valve | 1987-01-01 | no | 1987-01-01 | no | Currently in Use | Diesel | 4000 | Steel-Impressed Current | 1987-01-01 | Fiberglass Reinforced Plastic | Pressurized
480093 | 5 | Flapper Valve | 1987-01-01 | no | 1987-01-01 | no | Currently in Use | Kerosene | 2000 | Steel-Impressed Current | 1987-01-01 | Fiberglass Reinforced Plastic | Pressurized
480094 | 1 |  |  | yes |  | yes | Removed from Ground | Used Oil | 500 | Bare Steel | 1969-01-05 | Unknown
480094 | 2 | [5 empty] | Removed from Ground | Other | 1000 | Bare Steel | 1969-01-05 | Unknown
480094 | 3 | [5 empty] | Removed from Ground | Other | 1000 | Bare Steel | 1969-01-05 | Unknown
480094 | 4 | [5 empty] | Removed from Ground | Other | 1000 | Bare Steel | 1969-01-05 | Unknown
480096 | 1 | Ball Float | 1986-09-01 | no | 1995-01-01 | no | Currently in Use | Regular | 10000 | Galvanic (STIP-3) | 1986-09-01 | Fiberglass Reinforced Plastic | Pressurized
480096 | 2 |  | 1986-09-01 | no | 1995-01-01 | no | Currently in Use | Premium | 10000 | Galvanic (STIP-3) | 1986-09-01 | Fiberglass Reinforced Plastic | Pressurized
480096 | 3 | Ball Float | 1986-09-01 | no | 1995-01-01 | no | Currently in Use | Plus | 10000 | Galvanic (STIP-3) | 1986-09-01 | Fiberglass Reinforced Plastic | Pressurized
480099 | 1 | [5 empty] | Removed from Ground | Gas (Historical Use) | 12000 | Bare Steel | 1975-05-11 | Galvanized Steel
480099 | 2 | [5 empty] | Removed from Ground | Gas (Historical Use) | 12000 | Bare Steel | 1975-05-11 | Galvanized Steel
480100 | 1 | [5 empty] | Removed from Ground | Gas (Historical Use) | 4000 | Bare Steel | 1964-05-13 | Galvanized Steel
480100 | 2 | [5 empty] | Removed from Ground | Gas (Historical Use) | 6000 | Bare Steel | 1962-05-14 | Galvanized Steel
480100 | 3 | [5 empty] | Removed from Ground | Gas (Historical Use) | 6000 | Bare Steel | 1962-05-14 | Galvanized Steel
480100 | 4 |  | 1989-05-24 |  | 1989-05-24 |  | Removed from Ground | Gas (Historical Use) | 10000 | Galvanic (STIP-3) | 1985-05-08 | Cathodically Protected | Pressurized
480100 | 5 |  | 1989-05-24 |  | 1989-05-24 |  | Removed from Ground | Gas (Historical Use) | 10000 | Galvanic (STIP-3) | 1985-05-08 | Cathodically Protected | Pressurized
480100 | 6 |  | 1989-05-24 |  | 1989-05-24 |  | Removed from Ground | Diesel | 10000 | Cathodically Protected Steel | 1985-05-08 | Galvanized Steel | Pressurized
480100 | 7 |  |  | yes |  | yes | Removed from Ground | Used Oil | 550 | Bare Steel | 1962-05-14 | Galvanized Steel | Gravity Fed
480100 | 8 |  | 1989-05-24 |  | 1989-05-24 |  | Removed from Ground | Kerosene | 10000 | Cathodically Protected Steel | 1989-01-01 | Fiberglass Reinforced Plastic | Suction (American)
48066 | 1 |  | 1995-06-01 |  | 1995-06-01 |  | Currently in Use | Gas (Historical Use) | 8000 | Steel-Impressed Current | 1982-05-09 | Fiberglass Reinforced Plastic | Pressurized
48066 | 2 |  | 1995-06-01 |  | 1995-06-01 |  | Currently in Use | Gas (Historical Use) | 8000 | Steel-Impressed Current | 1982-05-09 | Fiberglass Reinforced Plastic | Pressurized
48066 | 3 |  | 1995-06-01 |  | 1995-06-01 |  | Currently in Use | Gas (Historical Use) | 8000 | Steel-Impressed Current | 1982-05-09 | Fiberglass Reinforced Plastic | Pressurized
482000 | 1 | Ball Float | 1993-11-30 | no | 1993-11-30 | no | Currently in Use | Plus | 10000 | Fiberglass | 1987-10-01 | Fiberglass Reinforced Plastic | Pressurized
482000 | 2 | Ball Float | 1993-11-30 | no | 1993-11-30 | no | Currently in Use | Regular | 10000 | Fiberglass | 1987-10-01 | Fiberglass Reinforced Plastic | Pressurized
482000 | 3 | Ball Float | 1993-11-30 | no | 1993-11-30 | no | Currently in Use | Premium | 10000 | Fiberglass | 1987-10-01 | Fiberglass Reinforced Plastic | Pressurized
482001 | 1 |  | 1991-03-25 |  |  |  | Removed from Ground | Diesel | 20000 | Fiberglass | 1987-11-04 | Fiberglass Reinforced Plastic | Pressurized
482001 | 2 |  | 1991-03-25 |  |  |  | Removed from Ground | Diesel | 20000 | Fiberglass | 1987-11-04 | Fiberglass Reinforced Plastic | Pressurized
482001 | 3 |  | 1991-03-25 |  |  |  | Removed from Ground | Diesel | 20000 | Fiberglass | 1987-11-04 | Fiberglass Reinforced Plastic | Pressurized
482001 | 4 | [5 empty] | Removed from Ground | Diesel | 20000 | Bare Steel | 1981-11-05
482001 | 5 |  | 1997-09-08 |  | 1997-09-08 |  | Currently in Use | Diesel | 20000 | Double Walled | 1997-09-03 | Fiberglass Reinforced Plastic | Pressurized
482001 | 6 |  | 1997-09-08 |  | 1997-09-08 |  | Currently in Use | Diesel | 20000 | Double Walled | 1997-09-03 | Fiberglass Reinforced Plastic | Pressurized
482003 | 1 | Ball Float | 1995-10-01 | no | 1995-10-01 | no | Currently in Use | Regular | 10000 | Galvanic (STIP-3) | 1987-11-01 | Fiberglass Reinforced Plastic | Pressurized
482003 | 2 | Ball Float | 1995-10-01 | no | 1995-10-01 | no | Currently in Use | Premium | 8000 | Galvanic (STIP-3) | 1987-11-01 | Fiberglass Reinforced Plastic | Pressurized
482003 | 3 | Ball Float | 1995-10-01 | no | 1995-10-01 | no | Currently in Use | Diesel | 8000 | Galvanic (STIP-3) | 1987-11-01 | Fiberglass Reinforced Plastic | Pressurized
482004 | 1 | Ball Float | 1993-06-01 | no | 1993-06-01 | no | Currently in Use | Regular | 10000 | Galvanic (STIP-3) | 1987-11-04 | Double-Walled Fiberglass | Pressurized
482004 | 2 | Ball Float | 1993-06-01 | no | 1993-06-01 | no | Currently in Use | Premium | 10000 | Galvanic (STIP-3) | 1987-11-04 | Double-Walled Fiberglass | Pressurized
482004 | 3 | Ball Float | 1993-06-01 | no | 1993-06-01 | no | Currently in Use | Diesel | 8000 | Galvanic (STIP-3) | 1987-11-04 | Double-Walled Fiberglass | Pressurized
490001 | 1 | [5 empty] | Removed from Ground | Diesel | 1000 | Bare Steel | 1971-03-17 | Galvanized Steel
490001 | 2 | [5 empty] | Removed from Ground | Diesel | 1000 | Bare Steel | 1960-03-19 | Galvanized Steel
490002 | 1 | [5 empty] | Removed from Ground | Gas (Historical Use) | 1990 | Steel-Impressed Current | 1968-02-23 | Cathodically Protected | Suction (American)
490002 | 2 | [5 empty] | Removed from Ground | Gas (Historical Use) | 5000 | Steel-Impressed Current | 1971-02-22 | Fiberglass Reinforced Plastic | Suction (American)
490002 | 3 | [5 empty] | Removed from Ground | Gas (Historical Use) | 8000 | Steel-Impressed Current | 1974-02-21 | Fiberglass Reinforced Plastic | Suction (American)
490002 | 4 |  |  | yes |  | yes | Removed from Ground | Used Oil | 250 | Steel-Impressed Current | 1968-02-23 | Cathodically Protected | Suction (American)
490003 | 1 |  | 1995-09-01 |  | 1993-02-11 | yes | Currently in Use | Gas (Historical Use) | 6000 | Steel-Impressed Current | 1984-01-01 | Cathodically Protected | Pressurized
490003 | 2 |  | 1995-09-01 |  | 1993-02-11 | yes | Currently in Use | Gas (Historical Use) | 6000 | Steel-Impressed Current | 1984-01-01 | Cathodically Protected | Pressurized
490003 | 3 |  | 1995-09-01 |  | 1993-02-11 | yes | Currently in Use | Gas (Historical Use) | 6000 | Steel-Impressed Current | 1984-01-01 | Cathodically Protected | Pressurized
490003 | 4 |  | 1991-08-01 |  | 1991-08-01 | yes | Currently in Use | Diesel | 8000 | Galvanic (STIP-3) | 1993-08-10 | Fiberglass Reinforced Plastic | Pressurized
490005 | 3 | [5 empty] | Removed from Ground | Diesel | 300 | Bare Steel | 1975-03-01 | Bare Steel | Suction (American)
490005 | 4 | [5 empty] | Removed from Ground | Diesel | 300 | Bare Steel | 1980-02-28 | Bare Steel | Suction (American)
490005 | 5 |  | 1998-12-03 |  | 1998-12-03 |  | Currently in Use | Diesel | 1000 | Composite | 1998-12-03 | Fiberglass Reinforced Plastic | Suction (American)
490006 | 4 |  | 2000-10-01 |  | 2000-10-01 |  | Temporarily out of use | Gas (Historical Use) | 2500 | Fiberglass Double Walled | 2000-10-01 | Fiberglass Reinforced Plastic | Safe Suction (Euro)
490011 | 1 | [5 empty] | Removed from Ground | Gas (Historical Use) | 10000 | Bare Steel | 1979-04-20 | Galvanized Steel
490011 | 2 | [5 empty] | Removed from Ground | Gas (Historical Use) | 1000 | Bare Steel | 1971-04-22 | Galvanized Steel
490011 | 3 | [5 empty] | Removed from Ground | Gas (Historical Use) | 1000 | Bare Steel | 1971-04-22 | Galvanized Steel
490013 | 1 | [5 empty] | Removed from Ground | Gas (Historical Use) | 2000 | Cathodically Protected Steel | 1999-06-01 | Galvanized Steel | Pressurized
490013 | 2 |  | 1999-07-01 |  | 1999-07-01 |  | Removed from Ground | Gas (Historical Use) | 2000 | Steel-Impressed Current | 1985-11-10 | Double Walled | Pressurized
490013 | 3 | [5 empty] | Removed from Ground | Gas (Historical Use) | 2000 | Cathodically Protected Steel | 1999-06-01 | Galvanized Steel | Pressurized
490013 | 6 | [5 empty] | Removed from Ground | Gas (Historical Use) | 2000 | Cathodically Protected Steel | 1999-06-01 | Galvanized Steel | Pressurized
490013 | 7 |  | 1999-07-01 |  | 1999-07-01 |  | Removed from Ground | Diesel | 10000 | Steel-Impressed Current | 1991-05-05 | Double Walled | Pressurized
490013 | 8 |  | 1999-07-01 |  | 1999-07-01 |  | Removed from Ground | Gas (Historical Use) | 8000 | Epoxy | 1999-07-01 | Double Walled | Pressurized
490013 | UNL | [5 empty] | Removed from Ground | Gas (Historical Use) | 2000 | Cathodically Protected Steel | 1985-04-18 | Galvanized Steel | Pressurized
490013 | UNLEAD |  | 1991-05-05 |  | 1991-05-05 |  | Removed from Ground | Diesel | 10000 | Cathodically Protected Steel | 1999-06-01 | Fiberglass Reinforced Plastic | Pressurized
490014 | 1 | [5 empty] | Removed from Ground | Gas (Historical Use) | 2000 | Bare Steel | 1982-01-01 | Galvanized Steel
490014 | 2 | [5 empty] | Removed from Ground | Diesel | 560 | Bare Steel | 1982-01-01 | Galvanized Steel
490014 | 3 | [5 empty] | Removed from Ground | Propane | 250 | Bare Steel | 1973-04-25 | Copper
490014 | 4 |  | 1991-01-01 |  | 1991-01-01 |  | Removed from Ground | Gas (Historical Use) | 1000 | Galvanic (STIP-3) | 1991-01-01 | Cathodically Protected | Safe Suction (Euro)
490014 | 5 |  | 1991-01-01 |  | 1991-01-01 |  | Removed from Ground | Diesel | 1000 | Galvanic (STIP-3) | 1991-01-01 | Cathodically Protected | Safe Suction (Euro)
490016 | 10422-1 | [5 empty] | Removed from Ground | Gas (Historical Use) | 1000 | Bare Steel | 1971-05-03 | Galvanized Steel
490016 | 10422-2 | [5 empty] | Removed from Ground | Gas (Historical Use) | 550 | Bare Steel | 1980-04-30 | Galvanized Steel
490016 | 422G1 | [5 empty] | Removed from Ground | Gas (Historical Use) | 1060 | Cathodically Protected Steel | 1990-01-29 | Galvanized Steel | Suction (American)
490017 | 1 | [5 empty] | Removed from Ground | Other | 12000 | Bare Steel | 1982-03-27 | Galvanized Steel
490017 | 2 | [5 empty] | Removed from Ground | Gas (Historical Use) | 3000 | Bare Steel | 1982-03-27 | Galvanized Steel
490017 | 3 | [5 empty] | Removed from Ground | Gas (Historical Use) | 1000 | Bare Steel | 1963-04-01 | Galvanized Steel
490017 | 4 | [5 empty] | Removed from Ground | Diesel | 8000 | Bare Steel | 1963-04-01 | Galvanized Steel
490017 | 5 | [5 empty] | Removed from Ground | Diesel | 4000 | Bare Steel | 1967-03-31 | Galvanized Steel
490017 | 6 | [5 empty] | Removed from Ground | Diesel | 6500 | Bare Steel | 1970-03-30 | Galvanized Steel
490017 | 7 | [5 empty] | Removed from Ground | Kerosene | 12000 | Bare Steel | 1963-04-01 | Galvanized Steel
490021 | 1 | [5 empty] | Removed from Ground | Diesel | 12000 | Bare Steel | 1971-01-01 | Galvanized Steel
490021 | 2 | [5 empty] | Removed from Ground | Gas (Historical Use) | 550 | Bare Steel | 1971-01-01 | Galvanized Steel
490021 | 3 | [5 empty] | Removed from Ground | Kerosene | 250 | Bare Steel | 1975-01-01 | Galvanized Steel
490024 | P |  | 1999-04-27 |  | 1999-04-27 |  | Currently in Use | Gas (Historical Use) | 10000 | Steel-Impressed Current | 1981-01-01 | Cathodically Protected | Pressurized
490024 | R |  | 1999-04-27 |  | 1999-04-27 |  | Currently in Use | Gas (Historical Use) | 8000 | Steel-Impressed Current | 1981-01-01 | Cathodically Protected | Pressurized
490024 | U |  | 1999-04-27 |  | 1999-04-27 |  | Currently in Use | Diesel | 8000 | Steel-Impressed Current | 1981-01-01 | Cathodically Protected | Pressurized
490025 | 1 | [5 empty] | Removed from Ground | Gas (Historical Use) | 1000 | Bare Steel | 1966-05-05 | Galvanized Steel
490025 | 2 | [5 empty] | Removed from Ground | Gas (Historical Use) | 1000 | Bare Steel | 1966-05-05 | Galvanized Steel
490026 | 1 | [5 empty] | Removed from Ground | Gas (Historical Use) | 10000 | Bare Steel | 1966-05-06 | Galvanized Steel
490026 | 2 | [5 empty] | Removed from Ground | Gas (Historical Use) | 5000 | Bare Steel | 1981-05-02 | Galvanized Steel
490026 | 3 | [5 empty] | Removed from Ground | Diesel | 10000 | Bare Steel | 1983-05-02 | Galvanized Steel
490027 | 1 | [5 empty] | Removed from Ground | Gas (Historical Use) | 1000 | Bare Steel | 1976-05-02 | Galvanized Steel
490027 | 2 | [5 empty] | Removed from Ground | Gas (Historical Use) | 560 | Bare Steel | 1976-05-02 | Galvanized Steel
490027 | 3 | [5 empty] | Removed from Ground | Gas (Historical Use) | 560 | Bare Steel | 1976-05-02 | Galvanized Steel
490027 | 4 | [5 empty] | Removed from Ground | Gas (Historical Use) | 2000 | Bare Steel | 1976-05-02 | Galvanized Steel
490027 | 5 |  | 1993-09-01 |  | 1993-09-01 |  | Removed from Ground | Gas (Historical Use) | 2000 | Cathodically Protected Steel | 1993-09-01 | Fiberglass Reinforced Plastic | Suction (American)
490027 | 6 |  | 1993-09-01 |  | 1993-09-01 |  | Removed from Ground | Gas (Historical Use) | 1000 | Cathodically Protected Steel | 1993-09-01 | Fiberglass Reinforced Plastic | Suction (American)
490028 | #1-DF | [5 empty] | Removed from Ground | Diesel | 2000 | Bare Steel | 1984-04-30 | Galvanized Steel
490029 | #1-DF | [5 empty] | Removed from Ground | Diesel | 10000 | Bare Steel | 1981-05-02 | Galvanized Steel
490030 | 1 | [5 empty] | Permanently Out Of Use | Gas (Historical Use) | 10000 | Bare Steel | 1973-04-05 | Galvanized Steel
490030 | 2 | [5 empty] | Permanently Out Of Use | Gas (Historical Use) | 10000 | Bare Steel | 1973-04-05 | Galvanized Steel
490031 | 1 | [5 empty] | Removed from Ground | Gas (Historical Use) | 3000 | Bare Steel | 1956-04-02 | Galvanized Steel
490031 | 2 | [5 empty] | Removed from Ground | Gas (Historical Use) | 3000 | Bare Steel | 1956-04-02 | Galvanized Steel
490031 | 3 | [5 empty] | Removed from Ground | Gas (Historical Use) | 3000 | Bare Steel | 1956-04-02 | Galvanized Steel
490031 | 4 | [5 empty] | Removed from Ground | Gas (Historical Use) | 3000 | Bare Steel | 1970-03-30 | Galvanized Steel
490031 | 5 | [5 empty] | Removed from Ground | Diesel | 565 | Bare Steel | 1970-03-30 | Galvanized Steel
490031 | 6 |  |  | yes |  | yes | Removed from Ground | Used Oil | 565 | Bare Steel | 1970-03-30 | Galvanized Steel
490033 | 1 | [5 empty] | Removed from Ground | Gas (Historical Use) | 4000 | Bare Steel | 1971-05-03 | Galvanized Steel | Suction (American)
490033 | R1 | [5 empty] | Removed from Ground | Gas (Historical Use) | 4000 | Bare Steel | 1971-05-03 | Galvanized Steel | Suction (American)
490034 | 1 | [5 empty] | Removed from Ground | Gas (Historical Use) | 1000 | Bare Steel | 1974-05-03 | Galvanized Steel
490034 | 2 |  |  | yes |  | yes | Closed in Ground | Used Oil | 1000 | Bare Steel | 1974-05-03 | Galvanized Steel | Gravity Fed
490035 | 1 | [5 empty] | Removed from Ground | Empty | 10000 | Bare Steel | 1977-05-07 | Galvanized Steel | Suction (American)
490035 | 2 | [5 empty] | Removed from Ground | Empty | 10000 | Bare Steel | 1977-05-07 | Galvanized Steel | Suction (American)
490036 | 1 | [5 empty] | Removed from Ground | Diesel | 6000 | Bare Steel | 1966-05-11 | Galvanized Steel
490039 | DIESEL |  | 1998-12-01 |  | 1998-12-01 |  | Currently in Use | Diesel | 6000 | Steel-Impressed Current | 1985-05-08 | Cathodically Protected | Suction (American)
490039 | KEROSENE |  | 1998-12-01 | no | 1998-12-01 | no | Currently in Use | Kerosene | 4000 | Steel-Impressed Current | 1975-05-11 | Cathodically Protected | Suction (American)
490039 | PREMIUM |  | 1998-12-01 | no | 1998-12-01 | no | Currently in Use | Gas (Historical Use) | 6000 | Steel-Impressed Current | 1984-05-08 | Cathodically Protected | Suction (American)
490039 | REG |  | 1998-12-01 |  | 1998-12-01 |  | Currently in Use | Gas (Historical Use) | 10000 | Steel-Impressed Current | 1975-05-11 | Cathodically Protected | Suction (American)
490039 | UNL#REG |  | 1998-12-01 | no | 1998-12-01 | no | Currently in Use | Gas (Historical Use) | 10000 | Steel-Impressed Current | 1975-05-11 | Cathodically Protected | Suction (American)
490040 | 1 |  | 1998-12-02 | no | 1998-12-02 | no | Currently in Use | Gas (Historical Use) | 8000 | Steel-Impressed Current | 1977-05-10 | Cathodically Protected | Suction (American)
490040 | 2 |  | 1998-12-02 | no | 1998-12-02 | no | Currently in Use | Gas (Historical Use) | 4000 | Steel-Impressed Current | 1977-05-10 |  | Suction (American)
490040 | 3 |  | 1998-12-02 | no | 1998-12-02 | no | Temporarily out of use | Gas (Historical Use) | 4000 | Steel-Impressed Current | 1977-05-10 |  | Suction (American)
490041 | 1 | [5 empty] | Removed from Ground | Gas (Historical Use) | 8000 | Bare Steel | 1982-05-09 | Galvanized Steel
490041 | 2 | [5 empty] | Removed from Ground | Gas (Historical Use) | 8000 | Bare Steel | 1982-05-09 | Galvanized Steel
490042 | 1 | [5 empty] | Removed from Ground | Empty | 8000 | Bare Steel | 1980-05-09 | Galvanized Steel | Suction (American)
490042 | 2 | [5 empty] | Removed from Ground | Empty | 4000 | Bare Steel | 1980-05-09 | Galvanized Steel | Suction (American)
490042 | 3 | [5 empty] | Removed from Ground | Empty | 4000 | Bare Steel | 1980-05-09 | Galvanized Steel | Suction (American)
490044 | 1 |  | 1995-08-08 |  | 1995-08-08 |  | Currently in Use | Gas (Historical Use) | 10000 | Composite | 1995-08-08 | Fiberglass Reinforced Plastic | Pressurized
490044 | 2 |  | 1995-08-08 |  | 1995-08-08 |  | Currently in Use | Diesel | 10000 | Composite | 1995-08-08 | Fiberglass Reinforced Plastic | Pressurized
490044 | 3 | [5 empty] | Removed from Ground | Diesel | 1000 | Bare Steel | 1978-05-10 | Bare Steel
490044 | 4 |  |  | yes |  | yes | Removed from Ground | Used Oil | 250 | Bare Steel | 1980-05-09 | Bare Steel
490046 | 1 |  | 1997-01-21 | no | 1997-01-21 | no | Currently in Use | Diesel | 3000 | Steel-Impressed Current | 1981-04-30 | Cathodically Protected | Suction (American)
490046 | 2 |  | 1997-01-21 | no | 1997-01-21 | no | Currently in Use | Diesel | 3000 | Steel-Impressed Current | 1981-04-30 | Cathodically Protected | Suction (American)
490046 | d1 | [5 empty] | Removed from Ground | Diesel | 6000 | Bare Steel | 1976-05-10 | Galvanized Steel
490046 | MS1 |  |  | no |  | no | Removed from Ground | Other | 6000 | Bare Steel | 1981-04-30
490046 | MS2 |  |  | no |  | no | Removed from Ground | Hazardous Substance | 6000 | Bare Steel | 1981-04-30
490046 | n1 | [5 empty] | Removed from Ground | Gas (Historical Use) | 6000 | Bare Steel | 1976-05-10 | Galvanized Steel
490046 | NI |  | 1997-01-21 | no | 1997-01-21 | no | Currently in Use | Gas (Historical Use) | 3000 | Steel-Impressed Current | 1981-04-30 | Cathodically Protected | Suction (American)
490046 | p1 | [5 empty] | Removed from Ground | Gas (Historical Use) | 6000 | Bare Steel | 1976-05-10 | Galvanized Steel
490046 | r1 | [5 empty] | Removed from Ground | Gas (Historical Use) | 6000 | Bare Steel | 1976-05-10 | Galvanized Steel
490047 | 2018-01-06 | [5 empty] | Removed from Ground | Gas (Historical Use) | 6000 | Bare Steel | 1981-05-09 | Galvanized Steel | Suction (American)
490047 | 2018-02-04 | [5 empty] | Removed from Ground | Gas (Historical Use) | 4000 | Bare Steel | 1984-05-08 | Galvanized Steel | Suction (American)
490047 | 2018-03-01 | [5 empty] | Removed from Ground | Gas (Historical Use) | 1000 | Bare Steel | 1969-05-12 | Galvanized Steel | Suction (American)
490047 | 2018-04-01 | [5 empty] | Removed from Ground | Gas (Historical Use) | 1000 | Bare Steel | 1969-05-12 | Galvanized Steel | Suction (American)
490049 | 1 | Flapper Valve | 1998-12-20 |  | 1999-01-04 |  | Currently in Use | Diesel | 2000 | Steel-Impressed Current | 1966-05-13 | Steel (Impressed Current) | Safe Suction (Euro)
490049 | 2 | Flapper Valve | 1998-12-20 |  | 1999-01-04 |  | Currently in Use | Diesel | 2000 | Steel-Impressed Current | 1966-05-13 | Steel (Impressed Current) | Safe Suction (Euro)
490049 | 3 | [5 empty] | Closed in Ground | Kerosene | 500 | Bare Steel | 1966-05-13 | Galvanized Steel | Suction (American)
490050 | 1 | [5 empty] | Removed from Ground | Gas (Historical Use) | 1000 | Bare Steel | 1971-05-12 | Galvanized Steel | Suction (American)
490050 | 2 | [5 empty] | Removed from Ground | Gas (Historical Use) | 1000 | Bare Steel | 1971-05-12 | Galvanized Steel | Suction (American)
490051 | 1 | [5 empty] | Removed from Ground | Gas (Historical Use) | 6000 | Bare Steel | 1982-05-09 | Galvanized Steel
490051 | 2 | [5 empty] | Removed from Ground | Gas (Historical Use) | 6000 | Bare Steel | 1982-05-09 | Galvanized Steel
490051 | 3 | [5 empty] | Removed from Ground | Gas (Historical Use) | 4000 | Bare Steel | 1966-05-13 | Galvanized Steel
490051 | 4 | [5 empty] | Removed from Ground | Diesel | 4000 | Bare Steel | 1966-05-13 | Galvanized Steel
490052 | 1 | [5 empty] | Removed from Ground | Diesel | 10000 | Bare Steel | 1981-05-09 | Galvanized Steel | Suction (American)
490053 | 1 | [5 empty] | Closed in Ground | Gas (Historical Use) | 500 | Bare Steel | 1970-05-12 | Galvanized Steel | Suction (American)
490053 | 2 | [5 empty] | Removed from Ground | Gas (Historical Use) | 550 | Bare Steel | 1989-12-01 | Galvanized Steel | Suction (American)
490053 | 3 |  | 1999-01-14 |  | 1998-12-28 |  | Closed in Ground | Gas (Historical Use) | 1000 | Cathodically Protected Steel | 1985-01-01 | Cathodically Protected | Suction (American)
490054 | 1 | [5 empty] | Removed from Ground | Empty | 1000 | Bare Steel | 1982-05-09 | Galvanized Steel | Suction (American)
490054 | 2 | [5 empty] | Removed from Ground | Empty | 500 | Bare Steel | 1971-05-12 | Galvanized Steel | Suction (American)
490056 | 1 | [5 empty] | Removed from Ground | Gas (Historical Use) | 1000 | Bare Steel | 1976-05-15 | Galvanized Steel | Safe Suction (Euro)
490056 | 2 | [5 empty] | Removed from Ground | Gas (Historical Use) | 500 | Bare Steel | 1976-05-15 | Galvanized Steel | Safe Suction (Euro)
500001 | 1 | [5 empty] | Removed from Ground | Empty | 1000 | Bare Steel | 1952-03-04 | Galvanized Steel
500001 | 2 | [5 empty] | Removed from Ground | Gas (Historical Use) | 1000 | Bare Steel | 1964-03-01 | Galvanized Steel
500001 | 3 | [5 empty] | Removed from Ground | Gas (Historical Use) | 2000 | Bare Steel | 1984-01-01 | Galvanized Steel
500002 | 1U |  | 1997-01-08 | no | 1997-01-08 | no | Currently in Use | E-10 | 8000 | Steel-Impressed Current | 1978-03-09 | Fiberglass Reinforced Plastic | Suction (American)
500002 | 2D |  | 1997-01-08 | no | 1997-01-08 | no | Currently in Use | Premium | 8000 | Steel-Impressed Current | 1978-03-09 | Steel (Impressed Current) | Safe Suction (Euro)
500003 | 1 | [5 empty] | Removed from Ground | Gas (Historical Use) | 1000 | Bare Steel | 1960-03-20 | Galvanized Steel
500003 | 2 | [5 empty] | Removed from Ground | Diesel | 1000 | Bare Steel | 1960-03-20 | Galvanized Steel
500005 | 1 | [5 empty] | Removed from Ground | Kerosene | 6000 | Bare Steel | 1975-04-14 | Copper
500006 | 1 | [5 empty] | Removed from Ground | Gas (Historical Use) | 500 | Bare Steel | 1961-04-23 | Galvanized Steel
500006 | 2 | [5 empty] | Removed from Ground | Gas (Historical Use) | 560 | Bare Steel | 1988-01-01 | Galvanized Steel
500006 | 3 | [5 empty] | Removed from Ground | Diesel | 1120 | Bare Steel | 1988-01-01 | Galvanized Steel
500007 | 1 | [5 empty] | Removed from Ground | Gas (Historical Use) | 2000 | Bare Steel | 1973-04-25 | Galvanized Steel | Safe Suction (Euro)
500007 | 2 | [5 empty] | Removed from Ground | Diesel | 560 | Bare Steel | 1968-04-26 | Galvanized Steel | Safe Suction (Euro)
500007 | 3 | Flapper Valve | 1994-01-11 |  | 1994-01-11 |  | Removed from Ground | Gas (Historical Use) | 1000 | Galvanic (STIP-3) | 1994-01-11 | Galvanized Steel | Safe Suction (Euro)
500007 | 4 | Flapper Valve | 1994-01-11 |  | 1994-01-11 |  | Removed from Ground | Diesel | 1000 | Galvanic (STIP-3) | 1994-01-11 | Galvanized Steel | Safe Suction (Euro)
500007 | 5 | Flapper Valve | 2006-06-22 | no | 2006-06-22 | no | Currently in Use | Regular | 2500 | Fiberglass Double Walled | 2006-06-22 | Fiberglass Reinforced Plastic | Safe Suction (Euro)
500007 | 6 | Flapper Valve | 2006-06-22 | no | 2006-06-22 | no | Currently in Use | Diesel | 2500 | Fiberglass Double Walled | 2006-06-22 | Fiberglass Reinforced Plastic | Safe Suction (Euro)
500008 | 1 | [5 empty] | Removed from Ground | Empty | 500 | Bare Steel | 1971-05-03 | Galvanized Steel
500009 | 423G1 | [5 empty] | Removed from Ground | Gas (Historical Use) | 530 | Bare Steel | 1971-05-03 | Galvanized Steel | Suction (American)
500010 | 1 | [5 empty] | Removed from Ground | Diesel | 500 | Bare Steel | 1961-05-08 | Copper | Safe Suction (Euro)
500012 | 1 | [5 empty] | Removed from Ground | Gas (Historical Use) | 3000 | Bare Steel | 1985-05-07 | Galvanized Steel
500012 | 2 | [5 empty] | Removed from Ground | Gas (Historical Use) | 1000 | Bare Steel | 1966-05-12 | Unknown
50076 | 1 |  | 1994-09-15 |  | 1994-09-15 |  | Currently in Use | Gas (Historical Use) | 10000 | Bare Steel | 1970-01-01 | Fiberglass Reinforced Plastic | Pressurized
50076 | 2 |  | 1994-09-15 |  | 1994-09-15 |  | Currently in Use | Gas (Historical Use) | 10000 | Bare Steel | 1970-01-01 | Fiberglass Reinforced Plastic | Pressurized
50076 | 3 |  | 1994-09-15 |  | 1994-09-15 |  | Currently in Use | Gas (Historical Use) | 10000 | Bare Steel | 1970-01-01 | Fiberglass Reinforced Plastic | Pressurized
50076 | 4 |  | 1994-09-15 |  | 1994-09-15 |  | Currently in Use | Diesel | 6000 | Bare Steel | 1970-01-01 | Fiberglass Reinforced Plastic | Pressurized
50077 | 1 | [5 empty] | Removed from Ground | Gas (Historical Use) | 500 | Bare Steel | 1966-01-01 | Galvanized Steel
50088 | 1 |  | 1998-11-17 |  | 1998-09-18 |  | Removed from Ground | Gas (Historical Use) | 8000 | Fiberglass | 1978-01-01 | Cathodically Protected | Safe Suction (Euro)
50088 | 2 |  | 1998-11-17 |  | 1998-09-18 |  | Removed from Ground | Gas (Historical Use) | 8000 | Fiberglass | 1978-01-01 | Cathodically Protected | Safe Suction (Euro)
50088 | 3 |  | 1998-11-17 |  | 1998-09-18 |  | Removed from Ground | Gas (Historical Use) | 6000 | Cathodically Protected Steel | 1978-01-01 | Cathodically Protected | Suction (American)
50088 | 4 |  | 2008-12-04 | no | 2008-12-04 | no | Currently in Use | Gas (Historical Use) | 8000 | Composite Double Walled | 2008-11-20 | Double-Walled Flex | Pressurized
50088 | 5 |  | 2008-12-04 | no | 2008-12-04 | no | Currently in Use | Gas (Historical Use) | 8000 | Composite Double Walled | 2008-11-20 | Double-Walled Flex | Pressurized
50118 | 1 |  | 1996-10-01 |  | 1996-10-01 |  | Currently in Use | Gas (Historical Use) | 5000 | Galvanic (STIP-3) | 1986-01-01 | Cathodically Protected | Pressurized
50118 | 2 |  | 1996-10-01 |  | 1996-10-01 |  | Currently in Use | Gas (Historical Use) | 8000 | Galvanic (STIP-3) | 1986-01-01 | Cathodically Protected | Pressurized
50118 | 3 |  | 1996-10-01 |  | 1996-10-01 |  | Currently in Use | Gas (Historical Use) | 8000 | Galvanic (STIP-3) | 1986-01-01 | Cathodically Protected | Pressurized
50122 | 1 | [5 empty] | Permanently Out of Use - historical purposes | Empty | 3000 | Cathodically Protected Steel | 1986-01-01 | Galvanized Steel | Suction (American)
50122 | 2 | [5 empty] | Permanently Out of Use - historical purposes | Empty | 3000 | Cathodically Protected Steel | 1986-01-01 | Galvanized Steel | Suction (American)
50122 | 3 | [5 empty] | Permanently Out of Use - historical purposes | Empty | 3000 | Cathodically Protected Steel | 1986-01-01 | Galvanized Steel | Suction (American)
50123 | 1 | [5 empty] | Removed from Ground | Gas (Historical Use) | 4000 | Bare Steel | 1982-05-14 | Galvanized Steel | Safe Suction (Euro)
50123 | 2 | [5 empty] | Removed from Ground | Gas (Historical Use) | 4000 | Bare Steel | 1982-05-14 | Galvanized Steel | Safe Suction (Euro)
50123 | 3 | [5 empty] | Removed from Ground | Gas (Historical Use) | 4000 | Bare Steel | 1982-05-14 | Galvanized Steel | Safe Suction (Euro)
50123 | 4 | [5 empty] | Removed from Ground | Gas (Historical Use) | 4000 | Bare Steel | 1982-05-14 | Galvanized Steel | Safe Suction (Euro)
50123 | 5 | [5 empty] | Removed from Ground | Gas (Historical Use) | 4000 | Bare Steel | 1982-05-14 | Galvanized Steel | Safe Suction (Euro)
50123 | 6 |  | 1996-10-25 |  | 1996-10-25 |  | Removed from Ground | Gas (Historical Use) | 10000 | Composite | 1996-10-25 | Fiberglass Reinforced Plastic | Pressurized
50123 | 7 |  | 1996-10-25 |  | 1996-10-25 |  | Removed from Ground | Gas (Historical Use) | 10000 | Composite | 1996-10-25 | Fiberglass Reinforced Plastic | Pressurized
50124 | 1 | [5 empty] | Removed from Ground | Diesel | 500 | Bare Steel | 1979-01-03 | Bare Steel
50126 | 1 | [5 empty] | Removed from Ground | Gas (Historical Use) | 4000 | Bare Steel | 1957-03-14 | Galvanized Steel | Suction (American)
50126 | 2 | [5 empty] | Removed from Ground | Gas (Historical Use) | 4000 | Bare Steel | 1957-03-14 | Galvanized Steel | Suction (American)
50126 | 3 | [5 empty] | Removed from Ground | Gas (Historical Use) | 1000 | Bare Steel | 1979-03-15 | Galvanized Steel | Suction (American)
50126 | 4 | [5 empty] | Removed from Ground | Gas (Historical Use) | 1000 | Bare Steel | 1979-03-15 | Galvanized Steel | Suction (American)
50126 | 5 | [5 empty] | Removed from Ground | Diesel | 1000 | Bare Steel | 1979-03-15 | Galvanized Steel | Suction (American)
50126 | 6 | [5 empty] | Removed from Ground | Gas (Historical Use) | 2000 | Bare Steel | 1979-03-15 | Galvanized Steel | Suction (American)
50126 | 7 | [5 empty] | Removed from Ground | Diesel | 1000 | Cathodically Protected Steel | 1987-01-01 | Galvanized Steel | Suction (American)
50127 | 1 |  |  | yes |  | yes | Removed from Ground | Used Oil | 500 | Bare Steel | 1961-01-07 | Galvanized Steel | Suction (American)
50127 | 2 | [5 empty] | Removed from Ground | Gas (Historical Use) | 1000 | Bare Steel | 1961-01-07 | Galvanized Steel | Suction (American)
50129 | 1 | [5 empty] | Removed from Ground | Diesel | 500 | Bare Steel | 1983-01-02 | Galvanized Steel
50129 | 2 | [5 empty] | Removed from Ground | Gas (Historical Use) | 500 | Bare Steel | 1983-01-02 | Galvanized Steel
50129 | 3 |  | 1997-01-01 |  | 1997-01-01 |  | Currently in Use | Diesel | 2500 | Fiberglass Double Walled | 1997-03-01 | Fiberglass Reinforced Plastic | Suction (American)
50130 | 1 | [5 empty] | Removed from Ground | Gas (Historical Use) | 10000 | Bare Steel | 1981-05-09 | Galvanized Steel
50130 | 2 | [5 empty] | Removed from Ground | Diesel | 2000 | Not Marked/Unknown |  | Not Marked
50132 | 1 | [5 empty] | Removed from Ground | Gas (Historical Use) | 5000 | Bare Steel | 1997-01-17 | Galvanized Steel
50132 | 2 | [5 empty] | Removed from Ground | Gas (Historical Use) | 5000 | Bare Steel | 1997-01-17 | Galvanized Steel
5031001 | 1 | [5 empty] | Removed from Ground | Diesel | 1000 | Marked Unknown | 2003-12-05 | Unknown
5031001 | 2 | [5 empty] | Removed from Ground | Gas (Historical Use) | 2000 | Marked Unknown | 2003-12-05 | Unknown
5031001 | 3 |  |  | no |  | no | Removed from Ground | Kerosene | 250 | Unknown | 2003-12-05 | Unknown
5044001 | 1 | [5 empty] | Removed from Ground | Gas (Historical Use) | 2000 | Not Marked/Unknown | 1999-02-01 | Not Marked
510001 | 1 | [5 empty] | Removed from Ground | Gas (Historical Use) | 1000 | Bare Steel | 1974-04-10 | Galvanized Steel
510001 | 2 |  | 1997-10-15 |  | 1997-10-15 |  | Removed from Ground | Diesel | 1000 | Steel-Impressed Current | 1974-04-10 | Fiberglass Reinforced Plastic | Safe Suction (Euro)
510001 | 3 |  | 1997-10-15 |  | 1997-10-15 |  | Closed in Ground | Gas (Historical Use) | 1000 | Epoxy | 1997-10-15 | Fiberglass Reinforced Plastic | Safe Suction (Euro)
510001 | 4 |  | 1997-10-15 | no | 1997-10-15 | no | Closed in Ground | Diesel | 1000 | Epoxy | 1997-10-15 | Fiberglass Reinforced Plastic | Safe Suction (Euro)
510002 | 1 | [5 empty] | Removed from Ground | Gas (Historical Use) | 1000 | Composite | 1975-04-13 | Unknown
510003 | 1 | [5 empty] | Closed in Ground | Other | 600 | Bare Steel | 1995-05-01 | Galvanized Steel
510005 | 1 | [5 empty] | Removed from Ground | Diesel | 1000 | Bare Steel | 1976-02-06 | Galvanized Steel
510005 | 2 | [5 empty] | Removed from Ground | Diesel | 3000 | Bare Steel | 1978-02-05 | Galvanized Steel
510006 | 1 | [5 empty] | Removed from Ground | Gas (Historical Use) | 1000 | Bare Steel | 1973-03-07 | Galvanized Steel
510006 | 2 | [5 empty] | Removed from Ground | Diesel | 1000 | Bare Steel | 1973-03-07 | Galvanized Steel
510007 | 1 | [5 empty] | Permanently Out Of Use | Gas (Historical Use) | 10000 | Bare Steel | 1976-02-27 | Galvanized Steel | Suction (American)
510007 | 2 | [5 empty] | Permanently Out Of Use | Gas (Historical Use) | 10000 | Bare Steel | 1976-02-27 | Galvanized Steel | Suction (American)
510007 | 3 | [5 empty] | Permanently Out Of Use | Gas (Historical Use) | 1000 | Bare Steel | 1976-02-27 | Galvanized Steel | Suction (American)
510007 | 4 | [5 empty] | Permanently Out Of Use | Gas (Historical Use) | 1000 | Bare Steel | 1976-02-27 | Galvanized Steel | Suction (American)
510007 | 5 |  |  | no |  | no | Closed in Ground | Gas (Historical Use) | 287 | Unknown | 2008-03-01 | Unknown
510008 | 1 | [5 empty] | Closed in Ground | Empty | 3000 | Bare Steel | 2000-08-24 | Galvanized Steel | Suction (American)
510008 | 2 | [5 empty] | Closed in Ground | Empty | 3000 | Bare Steel | 2000-08-24 | Galvanized Steel | Suction (American)
510008 | 3 | [5 empty] | Closed in Ground | Empty | 3000 | Bare Steel | 2000-08-24 | Galvanized Steel | Suction (American)
510009 | 1 | [5 empty] | Removed from Ground | Diesel | 560 | Bare Steel | 1956-04-29 | Bare Steel
510009 | 2 | [5 empty] | Removed from Ground | Diesel | 560 | Bare Steel | 1956-04-29 | Bare Steel
510009 | 3 | [5 empty] | Removed from Ground | Gas (Historical Use) | 2000 | Bare Steel | 1965-01-01 | Bare Steel
510009 | 4 |  | 1990-01-01 |  | 1990-01-01 |  | Removed from Ground | Diesel | 1000 | Galvanic (STIP-3) | 1990-01-01 | Cathodically Protected | Safe Suction (Euro)
510009 | 5 |  | 1990-01-01 |  | 1990-01-01 |  | Removed from Ground | Gas (Historical Use) | 1000 | Galvanic (STIP-3) | 1990-01-01 | Cathodically Protected | Safe Suction (Euro)
510010 | 1 | Ball Float | 1994-03-01 | no | 1994-03-01 | no | Currently in Use | E-10 | 8000 | Steel-Impressed Current | 1977-01-01 | Fiberglass Reinforced Plastic | Pressurized
510010 | 2 | Ball Float | 1994-03-01 | no | 1994-03-01 | no | Currently in Use | Plus | 8000 | Steel-Impressed Current | 1977-01-01 | Fiberglass Reinforced Plastic | Pressurized
510010 | 3 | Ball Float | 2002-10-13 | no | 2002-10-13 | no | Currently in Use | Premium | 6000 | Composite | 2002-10-13 | Fiberglass Reinforced Plastic | Pressurized
510011 | 1 | Flapper Valve | 1995-10-25 | no | 1995-10-25 | no | Currently in Use | E-10 | 5000 | Steel-Impressed Current | 1976-03-30 |  | Safe Suction (Euro)
510011 | 2 | Flapper Valve | 1995-10-25 | no | 1995-10-25 | no | Currently in Use | E-10 | 4000 | Steel-Impressed Current | 1976-03-30 |  | Safe Suction (Euro)
510011 | 3 | Ball Float | 1995-10-25 | no | 1995-10-25 | no | Currently in Use | Premium | 4000 | Steel-Impressed Current | 1976-03-30 |  | Safe Suction (Euro)
510011 | 4 | Flapper Valve | 1995-10-25 | no | 1995-10-25 | no | Currently in Use | Diesel | 6000 | Steel-Impressed Current | 1981-03-29 |  | Pressurized
510012 | 1 | [5 empty] | Removed from Ground | Diesel | 8000 | Bare Steel | 1979-04-12 | Unknown
510012 | 2 | [5 empty] | Removed from Ground | Diesel | 10000 | Bare Steel | 1975-05-11 | Galvanized Steel
510012 | 3 | [5 empty] | Removed from Ground | Other | 500 | Bare Steel | 1981-05-09 | Galvanized Steel
510012 | 4 |  |  | yes |  | yes | Removed from Ground | Used Oil | 500 | Bare Steel | 1981-05-09 | Galvanized Steel
510012 | 5 | [5 empty] | Removed from Ground | Empty | 1000 | Bare Steel | 1975-05-11 | Unknown
510012 | 6 | [5 empty] | Removed from Ground | Gas (Historical Use) | 2000 | Bare Steel | 1981-05-09 | Galvanized Steel
510013 | 10541-1 | [5 empty] | Removed from Ground | Gas (Historical Use) | 1015 | Bare Steel | 1971-05-03 | Galvanized Steel | Safe Suction (Euro)
510013 | 10541-2 | [5 empty] | Removed from Ground | Diesel | 560 | Bare Steel | 1971-05-03 | Galvanized Steel | Safe Suction (Euro)
510013 | 541D1 | [5 empty] | Removed from Ground | Diesel | 1000 | Cathodically Protected Steel | 1993-08-01 | Galvanized Steel | Suction (American)
510013 | 541G1 | [5 empty] | Removed from Ground | Gas (Historical Use) | 1000 | Cathodically Protected Steel | 1993-08-01 | Galvanized Steel | Suction (American)
510015 | 1 | [5 empty] | Removed from Ground | Gas (Historical Use) | 3000 | Bare Steel | 1958-04-02 | Galvanized Steel
510015 | 2 | [5 empty] | Removed from Ground | Gas (Historical Use) | 3000 | Bare Steel | 1958-04-02 | Galvanized Steel
510015 | 3 | [5 empty] | Removed from Ground | Gas (Historical Use) | 3000 | Bare Steel | 1958-04-02 | Galvanized Steel
510015 | 4 | [5 empty] | Removed from Ground | Diesel | 3000 | Bare Steel | 1974-03-29 | Galvanized Steel
510015 | 5 | [5 empty] | Removed from Ground | Diesel | 3000 | Bare Steel | 1974-03-29 | Galvanized Steel
510015 | 6 | [5 empty] | Removed from Ground | Empty | 3000 | Bare Steel | 1974-03-29 | Galvanized Steel
510015 | 7 | [5 empty] | Removed from Ground | Kerosene | 500 | Bare Steel | 1958-04-02 | Galvanized Steel
510015 | UL291170A |  | 1995-12-12 |  | 1995-12-12 |  | Removed from Ground | Gas (Historical Use) | 8000 | Cathodically Protected Steel | 1995-12-12 | Fiberglass Reinforced Plastic | Suction (American)
510015 | UL291170B |  | 1995-12-12 |  | 1995-12-12 |  | Removed from Ground | Gas (Historical Use) | 4000 | Cathodically Protected Steel | 1995-12-12 | Fiberglass Reinforced Plastic | Suction (American)
510017 | 1 |  | 1997-06-01 |  | 1997-06-01 |  | Currently in Use | Gas (Historical Use) | 8000 | Steel-Impressed Current | 1976-05-03 | Fiberglass Reinforced Plastic | Pressurized
510017 | 2 |  | 1997-06-01 |  | 1997-06-01 |  | Currently in Use | Gas (Historical Use) | 4000 | Steel-Impressed Current | 1976-05-03 | Cathodically Protected | Pressurized
510017 | 3 |  | 1997-06-01 |  | 1997-06-01 |  | Currently in Use | Gas (Historical Use) | 4000 | Steel-Impressed Current | 1976-05-03 | Cathodically Protected | Pressurized
510017 | 4 |  | 1997-06-01 |  | 1997-06-01 |  | Currently in Use | Diesel | 10000 | Steel-Impressed Current | 1986-05-01 | Cathodically Protected | Pressurized
510018 | 1 |  | 1996-01-10 | no | 1996-01-10 | no | Removed from Ground | Empty | 6000 | Steel-Impressed Current | 1980-05-02 | Steel (Impressed Current) | Suction (American)
510018 | 2 |  | 1996-01-10 | no | 1996-01-10 | no | Removed from Ground | Empty | 4000 | Steel-Impressed Current | 1980-05-02 | Steel (Impressed Current) | Suction (American)
510018 | 3 |  | 1996-01-10 | no | 1996-01-10 | no | Removed from Ground | Empty | 4000 | Steel-Impressed Current | 1980-05-02 | Steel (Impressed Current) | Suction (American)
510020 | 1 | [5 empty] | Removed from Ground | Gas (Historical Use) | 8000 | Bare Steel | 1979-05-01 | Galvanized Steel
510020 | 2 | [5 empty] | Removed from Ground | Gas (Historical Use) | 8000 | Bare Steel | 1979-05-01 | Galvanized Steel
510020 | 3 | [5 empty] | Removed from Ground | Gas (Historical Use) | 8000 | Bare Steel | 1979-05-01 | Galvanized Steel
510021 | 1 | [5 empty] | Removed from Ground | Diesel | 550 | Bare Steel | 1966-05-04 | Copper
510022 | 1 | [5 empty] | Removed from Ground | Kerosene | 1500 | Bare Steel | 1981-04-30 | Copper
510023 | 1 | [5 empty] | Removed from Ground | Kerosene | 550 | Bare Steel | 1966-05-04 | Copper
510028 | 1 | [5 empty] | Permanently Out of Use - historical purposes | Kerosene | 7500 | Bare Steel | 1954-05-14 | Galvanized Steel
510031 | 1 | [5 empty] | Removed from Ground | Gas (Historical Use) | 1000 | Bare Steel | 1979-05-04 | Galvanized Steel
510031 | 2 | [5 empty] | Removed from Ground | Gas (Historical Use) | 1000 | Bare Steel | 1979-05-04 | Galvanized Steel
510032 | 1 | [5 empty] | Removed from Ground | Diesel | 1000 | Bare Steel | 1979-05-04 | Galvanized Steel | Suction (American)
510037 | 1 | [5 empty] | Removed from Ground | Gas (Historical Use) | 1000 | Bare Steel | 1997-12-15 | Unknown | Suction (American)
510037 | 2 | [5 empty] | Removed from Ground | Gas (Historical Use) | 1000 | Bare Steel | 1997-12-15 | Unknown | Suction (American)
510038 | 1 | [5 empty] | Closed in Ground | Gas (Historical Use) | 6000 | Bare Steel | 1968-05-09 | Galvanized Steel | Safe Suction (Euro)
510038 | 2 |  | 1997-09-01 |  | 1997-09-01 |  | Closed in Ground | Gas (Historical Use) | 5500 | Steel-Impressed Current | 1974-05-08 | Cathodically Protected | Safe Suction (Euro)
510038 | 3A |  | 2002-02-11 | no | 2002-02-11 | no | Currently in Use | Gas (Historical Use) | 5500 | Composite | 2002-02-11 | Double-Walled Flex | Safe Suction (Euro)
510038 | 3B |  | 2002-02-11 | no | 2002-02-11 | no | Currently in Use | Gas (Historical Use) | 2500 | Composite | 2002-02-11 | Double-Walled Flex | Safe Suction (Euro)
510040 | 1 |  | 1985-05-08 |  | 1985-05-08 |  | Removed from Ground | Gas (Historical Use) | 2000 | Cathodically Protected Steel | 1985-05-08 | Fiberglass Reinforced Plastic | Safe Suction (Euro)
510040 | 2 |  | 1982-05-09 |  | 1982-05-09 |  | Removed from Ground | Diesel | 10000 | Fiberglass | 1982-05-09 | Fiberglass Reinforced Plastic | Pressurized
510045 | 1 | [5 empty] | Removed from Ground | Gas (Historical Use) | 4010 | Bare Steel | 1982-05-09 | Galvanized Steel | Suction (American)
510045 | 2 | [5 empty] | Removed from Ground | Gas (Historical Use) | 4009 | Bare Steel | 1982-05-09 | Galvanized Steel | Suction (American)
510045 | 3 | [5 empty] | Removed from Ground | Gas (Historical Use) | 8020 | Bare Steel | 1982-05-09 | Galvanized Steel | Suction (American)
510045 | 4 | [5 empty] | Removed from Ground | Gas (Historical Use) | 4010 | Bare Steel | 1982-05-09 | Galvanized Steel | Suction (American)
510045 | 5 | [5 empty] | Removed from Ground | Diesel | 4010 | Bare Steel | 1982-05-09 | Galvanized Steel | Suction (American)
510045 | 6A | Ball Float | 1991-06-01 | no | 1991-06-01 | no | Currently in Use | E-10 | 6000 | Composite | 1991-06-01 | Fiberglass Reinforced Plastic
510045 | 6B | Ball Float | 1991-06-01 | no | 1991-06-01 | no | Currently in Use | E-10 | 3000 | Composite | 1991-06-01 | Fiberglass Reinforced Plastic
510045 | 6C | Ball Float | 1991-06-01 | no | 1991-06-01 | no | Currently in Use | Premium | 3000 | Composite | 1991-06-01 | Fiberglass Reinforced Plastic
510045 | 7A | Ball Float | 1991-06-01 | no | 1991-06-01 | no | Currently in Use | Diesel | 4000 | Composite | 1991-06-01 | Fiberglass Reinforced Plastic
510045 | 7B | Ball Float | 1991-06-01 | no | 1991-06-01 | no | Currently in Use | Diesel | 4000 | Composite | 1991-06-01 | Fiberglass Reinforced Plastic
510046 | 1 | [5 empty] | Removed from Ground | Gas (Historical Use) | 1000 | Bare Steel | 1981-05-06 | Galvanized Steel | Suction (American)
510046 | 2 | [5 empty] | Removed from Ground | Gas (Historical Use) | 1000 | Bare Steel | 1981-05-06 | Galvanized Steel | Suction (American)
510046 | 3 | [5 empty] | Removed from Ground | Gas (Historical Use) | 3000 | Bare Steel | 1983-05-06 | Galvanized Steel | Suction (American)
510047 | 1 | Ball Float | 1990-09-01 | no | 1990-09-01 | no | Currently in Use | E-10 | 6000 | Galvanic (STIP-3) | 1985-05-07 | Fiberglass Reinforced Plastic | Pressurized
510047 | 2 | Ball Float | 1990-09-01 | no | 1990-09-01 | no | Currently in Use | E-10 | 6000 | Galvanic (STIP-3) | 1985-05-07 | Fiberglass Reinforced Plastic | Pressurized
510047 | 3 | Ball Float | 1990-09-01 | no | 1990-09-01 | no | Currently in Use | Plus | 6000 | Galvanic (STIP-3) | 1985-05-07 | Fiberglass Reinforced Plastic | Pressurized
510047 | 4 | Ball Float | 1990-09-01 | no | 1990-09-01 | no | Currently in Use | Premium | 6000 | Galvanic (STIP-3) | 1990-09-01 | Fiberglass Reinforced Plastic | Pressurized
510047 | 5 | Flapper Valve | 1990-09-01 | no | 1990-09-01 | no | Currently in Use | Diesel Off Road | 1000 | Galvanic (STIP-3) | 1990-09-01 | Fiberglass Reinforced Plastic | Suction (American)
510047 | 6 | [5 empty] | Removed from Ground | Gas (Historical Use) | 3000 | Bare Steel | 1966-05-12 | Galvanized Steel
510047 | 7 | Flapper Valve | 1990-09-01 | no | 1990-09-01 | no | Currently in Use | Diesel On Road | 10000 | Galvanic (STIP-3) | 1990-09-01 | Fiberglass Reinforced Plastic | Pressurized
510048 | 1 |  | 1998-07-15 |  | 1998-07-15 |  | Removed from Ground | Diesel | 8000 | Not Marked/Unknown | 1985-05-05 | Double Walled | Safe Suction (Euro)
510048 | 2 |  | 1998-07-15 |  | 1998-07-15 |  | Removed from Ground | Gas (Historical Use) | 4000 | Not Marked/Unknown | 1985-05-05 | Double Walled | Safe Suction (Euro)
510050 | 1 | [5 empty] | Permanently Out of Use - historical purposes | Gas (Historical Use) | 4000 | Bare Steel | 1976-05-10 | Galvanized Steel
510050 | 2 | [5 empty] | Permanently Out of Use - historical purposes | Gas (Historical Use) | 4000 | Bare Steel | 1976-05-10 | Galvanized Steel
510050 | 3 | [5 empty] | Permanently Out of Use - historical purposes | Gas (Historical Use) | 6000 | Bare Steel | 1976-05-10 | Galvanized Steel
510051 | 1 | [5 empty] | Removed from Ground | Diesel | 560 | Bare Steel | 1961-05-11 | Galvanized Steel
510051 | 2 | [5 empty] | Removed from Ground | Gas (Historical Use) | 2000 | Bare Steel | 1971-05-09 | Galvanized Steel
510051 | 3 | [5 empty] | Removed from Ground | Gas (Historical Use) | 2000 | Bare Steel | 1971-05-09 | Galvanized Steel
510051 | 4 | [5 empty] | Removed from Ground | Gas (Historical Use) | 6000 | Bare Steel | 1978-05-07 | Galvanized Steel
510052 | 1 |  |  | yes |  | yes | Removed from Ground | Used Oil | 500 | Bare Steel | 1973-05-11 | Galvanized Steel
510052 | 2 |  |  | yes |  | yes | Removed from Ground | Used Oil | 500 | Bare Steel | 1973-05-11 | Galvanized Steel
510052 | 3 | [5 empty] | Removed from Ground | Empty | 1000 | Bare Steel | 1973-05-11 | Galvanized Steel
510053 | 1 | [5 empty] | Removed from Ground | Gas (Historical Use) | 1200 | Bare Steel | 1975-05-11 | Galvanized Steel
510053 | 2 | [5 empty] | Removed from Ground | Gas (Historical Use) | 3000 | Bare Steel | 1961-05-14 | Unknown
510053 | 3 | [5 empty] | Removed from Ground | Gas (Historical Use) | 5000 | Bare Steel | 1961-05-14 | Unknown
510053 | 4 |  | 1996-01-15 |  | 1996-01-15 |  | Removed from Ground | Gas (Historical Use) | 10000 | Composite | 1996-01-05 | Double Walled | Pressurized
510053 | 5 |  | 1996-01-15 |  | 1996-01-15 |  | Removed from Ground | Gas (Historical Use) | 6000 | Composite | 1996-01-05 | Double Walled | Pressurized
510055 | 1 |  | 1998-02-01 |  | 1998-02-01 |  | Temporarily out of use | Gas (Historical Use) | 6000 | Galvanic (STIP-3) | 1987-01-01 | Galvanized Steel | Suction (American)
510055 | 2 |  | 1998-02-01 |  | 1998-02-01 |  | Temporarily out of use | Diesel | 6000 | Galvanic (STIP-3) | 1987-01-01 | Galvanized Steel | Suction (American)
510056 | 1 |  | 1987-08-01 |  | 1987-08-01 |  | Currently in Use | Gas (Historical Use) | 8000 | Cathodically Protected Steel | 1987-01-01 | Cathodically Protected | Pressurized
510056 | 2 |  | 1987-08-01 |  | 1987-08-01 |  | Currently in Use | Gas (Historical Use) | 8000 | Cathodically Protected Steel | 1987-01-01 | Cathodically Protected | Pressurized
510056 | 3 |  | 1987-08-01 |  | 1987-08-01 |  | Currently in Use | Gas (Historical Use) | 8000 | Cathodically Protected Steel | 1987-01-01 | Cathodically Protected | Pressurized
510056 | 4 |  | 1987-08-01 |  | 1987-08-01 |  | Currently in Use | Diesel | 4000 | Cathodically Protected Steel | 1987-01-01 | Cathodically Protected | Safe Suction (Euro)
510056 | 5 |  | 1987-08-01 |  | 1987-08-01 |  | Currently in Use | Kerosene | 4000 | Cathodically Protected Steel | 1987-01-01 | Cathodically Protected | Safe Suction (Euro)
510058 | 1 | [5 empty] | Removed from Ground | Diesel | 400 | Bare Steel | 1983-01-02 | Bare Steel | Suction (American)
510060 | 1 | [5 empty] | Removed from Ground | Gas (Historical Use) | 5000 | Bare Steel | 1963-05-14 | Galvanized Steel
510060 | 2 | [5 empty] | Removed from Ground | Gas (Historical Use) | 4000 | Bare Steel | 1963-05-14 | Galvanized Steel
510060 | 3 | [5 empty] | Removed from Ground | Gas (Historical Use) | 2000 | Bare Steel | 1963-05-14 | Galvanized Steel
510060 | 4 | [5 empty] | Removed from Ground | Empty | 1000 | Bare Steel | 1970-05-12 | Galvanized Steel
510060 | 5 | [5 empty] | Removed from Ground | Empty | 1000 | Bare Steel | 1970-05-12 | Galvanized Steel
510061 | 1 | Ball Float | 2000-04-01 | no | 2000-04-01 | no | Currently in Use | E-10 | 12000 | Composite | 2000-04-01 | Double-Walled Flex | Pressurized
510061 | 2A | Ball Float | 2000-04-01 | no | 2000-04-01 | no | Currently in Use | Premium | 6000 | Composite | 2000-04-01 | Double-Walled Flex | Pressurized
510061 | 2B | Ball Float | 2000-04-01 | no | 2000-04-01 | no | Currently in Use | Diesel | 4000 | Composite | 2000-04-01 | Double-Walled Flex | Pressurized
520002 | 1 | [5 empty] | Currently in Use | Gas (Historical Use) | 2000 | Bare Steel |  | Galvanized Steel
520003 | 1 | [5 empty] | Removed from Ground | Other | 1500 | Bare Steel | 1966-03-08 | Unknown
520003 | 2 | [5 empty] | Removed from Ground | Other | 1500 | Bare Steel | 1966-03-08 | Unknown
520003 | 3 |  | 1989-01-01 | no | 1989-01-01 | no | Removed from Ground |  | 6000 |  | 1989-01-01 | Fiberglass Reinforced Plastic | Safe Suction (Euro)
520004 | 2 |  | 1998-11-15 |  | 1998-11-15 |  | Currently in Use | Other | 5000 | Steel-Impressed Current | 1985-03-04 | Cathodically Protected | Suction (American)
520006 | 1 | [5 empty] | Temporarily out of use | Gas (Historical Use) | 3000 | Bare Steel | 1976-02-03 | Galvanized Steel
520006 | 2 | [5 empty] | Temporarily out of use | Gas (Historical Use) | 2000 | Bare Steel | 1976-02-03 | Galvanized Steel
520006 | 3 | [5 empty] | Temporarily out of use | Gas (Historical Use) | 1000 | Bare Steel | 1976-02-03 | Galvanized Steel
520007 | 1 | [5 empty] | Removed from Ground | Gas (Historical Use) | 1000 | Bare Steel | 1992-01-01 | Galvanized Steel
520009 | 1 | [5 empty] | Removed from Ground | Gas (Historical Use) | 1000 | Bare Steel | 1973-02-21 | Galvanized Steel
520009 | 2 | [5 empty] | Removed from Ground | Gas (Historical Use) | 1000 | Bare Steel | 1973-02-21 | Galvanized Steel
520009 | 3 | [5 empty] | Removed from Ground | Gas (Historical Use) | 2000 | Bare Steel | 1973-02-21 | Galvanized Steel
520010 | 1 |  | 1991-07-12 |  | 1991-07-12 |  | Removed from Ground | Gas (Historical Use) | 5000 | Cathodically Protected Steel | 1973-02-21 |  | Suction (American)
520010 | 2 |  | 1991-07-12 |  | 1991-07-12 |  | Removed from Ground | Gas (Historical Use) | 5000 | Cathodically Protected Steel | 1973-02-21 |  | Suction (American)
520010 | 3 |  | 1991-07-12 |  | 1991-07-12 |  | Removed from Ground | Gas (Historical Use) | 6000 | Cathodically Protected Steel | 1973-02-21 |  | Suction (American)
520010 | 4A |  | 2004-01-07 | no | 2004-01-07 | no | Currently in Use | Gas (Historical Use) | 8000 | Composite | 2004-01-10 | Fiberglass Reinforced Plastic | Pressurized
520010 | 4B |  | 2004-01-07 | no | 2004-01-07 | no | Currently in Use | Gas (Historical Use) | 4000 | Composite | 2004-01-10 | Fiberglass Reinforced Plastic | Pressurized
520011 | 1 | [5 empty] | Removed from Ground | Gas (Historical Use) | 6000 | Bare Steel | 1973-02-21 | Galvanized Steel
520011 | 2 | [5 empty] | Removed from Ground | Gas (Historical Use) | 6000 | Bare Steel | 1973-02-21 | Galvanized Steel
520011 | 3 |  | 1995-03-20 |  | 1995-03-20 |  | Currently in Use | Gas (Historical Use) | 6000 | Composite | 1995-03-20 | Fiberglass Reinforced Plastic | Suction (American)
520011 | 4 |  | 1995-03-20 |  | 1995-03-20 |  | Currently in Use | Gas (Historical Use) | 6000 | Composite | 1995-03-20 | Fiberglass Reinforced Plastic | Suction (American)
520012 | 1 |  | 1994-03-01 |  | 1991-09-18 |  | Currently in Use | Gas (Historical Use) | 8000 | Steel-Impressed Current | 1975-02-21 | Cathodically Protected | Pressurized
520012 | 2 |  | 1994-03-01 |  | 1991-09-18 |  | Currently in Use | Diesel | 6000 | Steel-Impressed Current | 1975-02-21 | Cathodically Protected | Suction (American)
520012 | 3 |  | 1994-03-01 |  | 1991-09-18 |  | Currently in Use | Diesel | 8000 | Steel-Impressed Current | 1975-02-21 | Cathodically Protected | Suction (American)
520012 | 4 |  | 1999-04-01 |  | 1999-04-01 |  | Currently in Use | Gas (Historical Use) | 12000 | Epoxy | 1999-03-01 | Fiberglass Reinforced Plastic | Pressurized
520012 | 5 |  | 1999-04-01 |  | 1999-04-01 |  | Currently in Use | Kerosene | 3000 | Epoxy | 1999-03-01 | Fiberglass Reinforced Plastic | Pressurized
520013 | 1 | [5 empty] | Removed from Ground | Gas (Historical Use) | 500 | Bare Steel | 1980-01-01 | Galvanized Steel | Suction (American)
520015 | 1 | [5 empty] | Removed from Ground | Gas (Historical Use) | 12000 | Bare Steel | 1981-03-15 | Galvanized Steel
520015 | 2 | [5 empty] | Removed from Ground | Diesel | 6000 | Bare Steel | 1962-03-20 | Galvanized Steel
520015 | 3 | [5 empty] | Removed from Ground | Gas (Historical Use) | 3000 | Bare Steel | 1981-03-15 | Galvanized Steel
520015 | 4 |  |  | yes |  | yes | Removed from Ground | Used Oil | 500 | Bare Steel | 1984-03-14 | Fiberglass Reinforced Plastic
520016 | 1 | [5 empty] | Currently in Use | Diesel | 10000 | Bare Steel | 1976-03-16 | Not Marked
520022 | 1 | [5 empty] | Removed from Ground | Other | 1000 | Bare Steel |  | Galvanized Steel
520022 | 2 | [5 empty] | Removed from Ground | Other | 560 | Bare Steel |  | Galvanized Steel
520022 | 3 | [5 empty] | Removed from Ground | Other | 560 | Bare Steel |  | Galvanized Steel
520023 | 1 | [5 empty] | Removed from Ground | Gas (Historical Use) | 560 | Bare Steel |  | Galvanized Steel
520023 | 2 | [5 empty] | Removed from Ground | Gas (Historical Use) | 1000 | Bare Steel |  | Galvanized Steel
520023 | 3 | [5 empty] | Removed from Ground | Gas (Historical Use) | 1000 | Bare Steel |  | Galvanized Steel
520023 | 4 | [5 empty] | Removed from Ground | Gas (Historical Use) | 1000 | Bare Steel |  | Galvanized Steel
520023 | 5 | [5 empty] | Removed from Ground | Gas (Historical Use) | 1000 | Bare Steel |  | Galvanized Steel
520023 | 6 | [5 empty] | Removed from Ground | Gas (Historical Use) | 4000 | Bare Steel |  | Galvanized Steel
520023 | 7 | [5 empty] | Removed from Ground | Gas (Historical Use) | 560 | Bare Steel |  | Galvanized Steel
520024 | 1 | [5 empty] | Permanently Out of Use - historical purposes | Gas (Historical Use) | 1000 | Bare Steel | 2002-09-09 | Galvanized Steel
520024 | 2 | [5 empty] | Permanently Out of Use - historical purposes | Gas (Historical Use) | 1000 | Bare Steel | 2002-09-09 | Galvanized Steel
520024 | 3 | [5 empty] | Permanently Out of Use - historical purposes | Gas (Historical Use) | 1000 | Bare Steel | 2002-09-09 | Galvanized Steel
520026 | 1 | [5 empty] | Removed from Ground | Gas (Historical Use) | 1000 | Bare Steel | 1996-07-10 | Galvanized Steel
520026 | 2 | [5 empty] | Removed from Ground | Gas (Historical Use) | 1000 | Bare Steel | 1996-07-10 | Galvanized Steel
520026 | 3 | [5 empty] | Removed from Ground | Gas (Historical Use) | 500 | Bare Steel | 1996-07-10 | Galvanized Steel
520026 | 4 | [5 empty] | Removed from Ground | Gas (Historical Use) | 500 | Not Marked/Unknown | 1996-07-10 | Not Marked
520027 | 1 |  | 1998-10-10 | no | 1998-10-10 | no | Currently in Use | Gas (Historical Use) | 8000 | Steel-Impressed Current | 1979-11-10 |  | Suction (American)
520027 | 2 |  | 1998-10-10 | no | 1998-10-10 | no | Currently in Use | Gas (Historical Use) | 6000 | Steel-Impressed Current | 1979-11-10 |  | Suction (American)
520027 | 3 |  | 1998-10-10 | no | 1998-10-10 | no | Currently in Use | Gas (Historical Use) | 6000 | Steel-Impressed Current | 1979-11-10
520028 | 1 | [5 empty] | Removed from Ground | Gas (Historical Use) | 0 | Bare Steel | 1999-04-01 | Galvanized Steel | Suction (American)
520028 | 2 | [5 empty] | Removed from Ground | Gas (Historical Use) | 3000 | Bare Steel | 1966-04-26 | Galvanized Steel | Suction (American)
520028 | 3 | [5 empty] | Removed from Ground | Gas (Historical Use) | 3000 | Bare Steel | 1966-04-26 | Galvanized Steel | Suction (American)
520028 | 4 | [5 empty] | Removed from Ground | Diesel | 1000 | Bare Steel | 1966-04-26 | Galvanized Steel | Suction (American)
520028 | 5 |  |  | yes |  | yes | Removed from Ground | Used Oil | 550 | Bare Steel | 1966-04-26 | Galvanized Steel | Gravity Fed
520031 | 1 | [5 empty] | Removed from Ground | Gas (Historical Use) | 1000 | Bare Steel | 1991-11-01 | Galvanized Steel
520031 | 2 | [5 empty] | Removed from Ground | Gas (Historical Use) | 500 | Bare Steel | 1991-11-01 | Galvanized Steel
520031 | 3 | [5 empty] | Removed from Ground | Gas (Historical Use) | 500 | Bare Steel | 1991-11-01 | Galvanized Steel
520032 | 1 | [5 empty] | Removed from Ground | Gas (Historical Use) | 2000 | Bare Steel | 1970-05-03 | Galvanized Steel
520032 | 2 | [5 empty] | Removed from Ground | Gas (Historical Use) | 1000 | Bare Steel | 1968-05-03 | Galvanized Steel
520033 | 1 | [5 empty] | Removed from Ground | Diesel | 12000 | Bare Steel | 1990-08-01 | Unknown
520033 | 2 | [5 empty] | Removed from Ground | Gas (Historical Use) | 1062 | Bare Steel | 1990-08-01 | Unknown
520034 | 1 | [5 empty] | Removed from Ground | Gas (Historical Use) | 2000 | Bare Steel | 1976-05-01 | Galvanized Steel
520034 | 2 | [5 empty] | Removed from Ground | Gas (Historical Use) | 2000 | Bare Steel | 1976-05-01 | Galvanized Steel
520034 | 3 | [5 empty] | Removed from Ground | Gas (Historical Use) | 1000 | Bare Steel | 1981-04-30 | Galvanized Steel
520035 | 1 | [5 empty] | Removed from Ground | Gas (Historical Use) | 2500 | Bare Steel | 1982-04-30 | Galvanized Steel
520035 | 2 | [5 empty] | Removed from Ground | Diesel | 1000 | Bare Steel | 1974-05-02 | Galvanized Steel
520036 | 1 | [5 empty] | Removed from Ground | Gas (Historical Use) | 10000 | Bare Steel | 1971-03-28 | Galvanized Steel | Pressurized
520036 | 2 | [5 empty] | Removed from Ground | Gas (Historical Use) | 10000 | Bare Steel | 1971-03-28 | Galvanized Steel | Pressurized
520036 | 3 | [5 empty] | Removed from Ground | Diesel | 4000 | Bare Steel | 1975-03-27 | Galvanized Steel | Pressurized
520036 | 4 |  | 2000-04-03 | no | 2000-04-03 | no | Currently in Use | Regular | 10000 | Epoxy | 2000-04-03 | Fiberglass Reinforced Plastic | Pressurized
520036 | 5 |  | 2000-04-03 | no | 2000-04-03 | no | Currently in Use | Premium | 10000 | Epoxy | 2000-04-03 | Fiberglass Reinforced Plastic | Pressurized
520036 | 6 |  | 2000-04-03 | no | 2000-04-03 | no | Currently in Use | Diesel | 4000 | Epoxy | 2000-04-03 | Fiberglass Reinforced Plastic | Pressurized
520039 | 1 | [5 empty] | Removed from Ground | Gas (Historical Use) | 1000 | Bare Steel | 1985-05-07 | Galvanized Steel
520040 | 1 | [5 empty] | Removed from Ground | Gas (Historical Use) | 2000 | Bare Steel | 1976-05-09 | Galvanized Steel
520040 | 2 | [5 empty] | Removed from Ground | Diesel | 2000 | Not Marked/Unknown | 1976-05-09 | Not Marked
520041 | 1 | [5 empty] | Removed from Ground | Gas (Historical Use) | 1000 | Bare Steel |  | Galvanized Steel
520041 | 2 | [5 empty] | Removed from Ground | Gas (Historical Use) | 1000 | Bare Steel |  | Galvanized Steel
520042 | 1 | [5 empty] | Removed from Ground | Gas (Historical Use) | 1000 | Bare Steel | 1978-05-09 | Galvanized Steel
520043 | 1 | [5 empty] | Currently in Use | Gas (Historical Use) | 500 | Bare Steel |  | Galvanized Steel
520043 | 2 | [5 empty] | Currently in Use | Gas (Historical Use) | 500 | Bare Steel |  | Galvanized Steel
520043 | 3 | [5 empty] | Currently in Use | Gas (Historical Use) | 1000 | Bare Steel | 1978-01-01 | Galvanized Steel
520044 | 1 | [5 empty] | Removed from Ground | Gas (Historical Use) | 1000 | Bare Steel |  | Galvanized Steel | Suction (American)
520044 | 2 | [5 empty] | Removed from Ground | Gas (Historical Use) | 2000 | Bare Steel |  | Galvanized Steel | Suction (American)
520044 | 3 | [5 empty] | Removed from Ground | Gas (Historical Use) | 2000 | Bare Steel |  | Galvanized Steel | Suction (American)
520045 | 1 | [5 empty] | Removed from Ground | Gas (Historical Use) | 1000 | Bare Steel | 1980-01-01 | Galvanized Steel | Suction (American)
520045 | 2 | [5 empty] | Removed from Ground | Gas (Historical Use) | 1000 | Bare Steel | 1980-01-01 | Galvanized Steel | Suction (American)
520045 | 3 | [5 empty] | Removed from Ground | Gas (Historical Use) | 1000 | Bare Steel | 1980-05-08 | Galvanized Steel | Suction (American)
520045 | 4 | [5 empty] | Removed from Ground | Diesel | 1000 | Bare Steel | 1980-05-08 | Galvanized Steel | Suction (American)
520047 | 1 | [5 empty] | Removed from Ground | Gas (Historical Use) | 1000 | Bare Steel | 1976-05-09 | Galvanized Steel
520048 | 1 | [5 empty] | Removed from Ground | Gas (Historical Use) | 2000 | Bare Steel | 1954-05-15 | Galvanized Steel
520048 | 2 | [5 empty] | Removed from Ground | Gas (Historical Use) | 1000 | Bare Steel | 1954-05-15 | Galvanized Steel
520048 | 3 | [5 empty] | Removed from Ground | Gas (Historical Use) | 1000 | Bare Steel | 1978-05-09 | Galvanized Steel
520048 | 4 |  |  | yes |  | yes | Removed from Ground | Used Oil | 550 | Bare Steel | 1954-05-15 | Galvanized Steel
520049 | 1 |  | 1999-06-12 |  | 1999-06-12 |  | Temporarily out of use | Gas (Historical Use) | 4000 | Steel-Impressed Current | 1976-05-09 | Cathodically Protected | Safe Suction (Euro)
520049 | 2 |  | 1999-06-12 |  | 1999-06-12 |  | Temporarily out of use | Gas (Historical Use) | 2000 | Steel-Impressed Current | 1976-05-09 | Cathodically Protected | Safe Suction (Euro)
520049 | 3 |  | 1999-06-12 |  | 1999-06-12 |  | Temporarily out of use | Diesel | 2000 | Steel-Impressed Current | 1976-05-09 | Cathodically Protected | Safe Suction (Euro)
520049 | 4 |  | 1999-06-12 |  | 1999-06-12 |  | Temporarily out of use | Diesel | 2000 | Steel-Impressed Current | 1976-05-09 | Cathodically Protected | Safe Suction (Euro)
52005 | 1 |  |  | no |  | no | Removed from Ground | Diesel | 200 | Bare Steel | 1973-01-01 | Galvanized Steel
52005 | 626843 |  | 2000-08-21 | no | 2000-08-21 | no | Temporarily out of use | Gas (Historical Use) | 2500 | Fiberglass Double Walled | 2000-08-29 | Fiberglass Reinforced Plastic | Safe Suction (Euro)
520051 | 1 | [5 empty] | Removed from Ground | Gas (Historical Use) | 4000 | Bare Steel | 1978-05-09 | Galvanized Steel | Pressurized
520051 | 2 | [5 empty] | Removed from Ground | Gas (Historical Use) | 4000 | Bare Steel | 1978-05-09 | Galvanized Steel | Pressurized
520051 | 3 | [5 empty] | Removed from Ground | Gas (Historical Use) | 1000 | Bare Steel | 1978-05-09 | Galvanized Steel | Suction (American)
520051 | 4 |  | 1998-11-30 | no | 1998-11-30 | no | Currently in Use | Gas (Historical Use) | 12000 | Composite | 1998-11-30 | Fiberglass Reinforced Plastic | Pressurized
520053 | 1 | [5 empty] | Removed from Ground | Gas (Historical Use) | 560 | Bare Steel | 1951-05-17 | Unknown
520053 | 2 | [5 empty] | Removed from Ground | Gas (Historical Use) | 560 | Bare Steel | 1951-05-17 | Unknown
520054 | 1 | [5 empty] | Currently in Use | Gas (Historical Use) | 560 | Bare Steel | 1982-05-09 | Galvanized Steel
520055 | 1 | [5 empty] | Removed from Ground | Diesel | 6000 | Bare Steel | 1965-01-01 | Copper | Suction (American)
520056 | 1 | [5 empty] | Removed from Ground | Diesel | 560 | Bare Steel | 1956-05-15 | Galvanized Steel
520056 | 2 | [5 empty] | Removed from Ground | Gas (Historical Use) | 560 | Bare Steel | 1956-05-15 | Galvanized Steel
520057 | 1 | [5 empty] | Removed from Ground | Gas (Historical Use) | 1000 | Bare Steel | 1988-12-31 | Galvanized Steel
520058 | 1 | [5 empty] | Removed from Ground | Gas (Historical Use) | 0 | Bare Steel | 1971-05-12 | Galvanized Steel
520058 | 2 | [5 empty] | Removed from Ground | Gas (Historical Use) | 0 | Bare Steel | 1971-05-12 | Galvanized Steel
520058 | 3 | [5 empty] | Removed from Ground | Gas (Historical Use) | 0 | Bare Steel | 1977-05-10 | Galvanized Steel
520059 | 1 | [5 empty] | Removed from Ground | Gas (Historical Use) | 0 | Bare Steel |  | Galvanized Steel
520059 | 2 | [5 empty] | Removed from Ground | Gas (Historical Use) | 0 | Bare Steel |  | Galvanized Steel
520059 | 3 | [5 empty] | Removed from Ground | Gas (Historical Use) | 0 | Bare Steel |  | Galvanized Steel
520061 | 1 | [5 empty] | Permanently Out of Use - historical purposes | Empty | 250 | Bare Steel | 1971-05-10 | Galvanized Steel
520062 | 1 | [5 empty] | Removed from Ground | Diesel | 10000 | Bare Steel | 1976-05-09 | Galvanized Steel
520062 | 2 | [5 empty] | Removed from Ground | Gas (Historical Use) | 10000 | Bare Steel | 1976-05-09 | Galvanized Steel
520063 | 1 | [5 empty] | Removed from Ground | Gas (Historical Use) | 1000 | Bare Steel | 1972-05-06 | Galvanized Steel
520063 | 2 | [5 empty] | Removed from Ground | Gas (Historical Use) | 1000 | Bare Steel | 1972-05-06 | Galvanized Steel
520065 | 1 | [5 empty] | Permanently Out of Use - historical purposes | Gas (Historical Use) | 1000 | Bare Steel | 1978-05-10 | Galvanized Steel
520065 | 2 | [5 empty] | Permanently Out of Use - historical purposes | Gas (Historical Use) | 1000 | Bare Steel | 1978-05-10 | Galvanized Steel
520066 | 1 | [5 empty] | Removed from Ground | Gas (Historical Use) | 550 | Bare Steel | 1958-01-01 | Galvanized Steel
520066 | 2 | [5 empty] | Removed from Ground | Gas (Historical Use) | 550 | Bare Steel | 1980-01-01 | Galvanized Steel
520067 | 1 | [5 empty] | Removed from Ground | Gas (Historical Use) | 550 | Bare Steel | 1966-05-13 | Galvanized Steel
520067 | 2 | [5 empty] | Removed from Ground | Gas (Historical Use) | 550 | Bare Steel | 1966-05-13 | Galvanized Steel
520068 | 1 | [5 empty] | Removed from Ground | Gas (Historical Use) | 1000 | Bare Steel | 1988-07-01 | Galvanized Steel
520068 | 2 | [5 empty] | Removed from Ground | Gas (Historical Use) | 1000 | Bare Steel | 1988-07-01 | Galvanized Steel
520068 | 3 | [5 empty] | Removed from Ground | Gas (Historical Use) | 1000 | Bare Steel | 1988-07-01 | Galvanized Steel
520068 | 4 | [5 empty] | Removed from Ground | Diesel | 1000 | Bare Steel | 1988-07-01 | Galvanized Steel
520068 | 5 | [5 empty] | Removed from Ground | Diesel | 550 | Bare Steel | 1988-07-01 | Galvanized Steel
520069 | 1 |  | 1998-05-20 | yes | 1998-05-20 | no | Temporarily out of use |  | 8000 | Galvanic (STIP-3) | 1986-05-01 | Fiberglass Reinforced Plastic | Pressurized
520069 | 2 | Flapper Valve | 1998-05-20 | yes | 1998-05-20 | no | Currently in Use | E-0 | 8000 | Galvanic (STIP-3) | 1986-05-01 | Fiberglass Reinforced Plastic | Pressurized
520069 | 3 |  | 1998-05-20 | yes | 1998-05-20 | no | Temporarily out of use |  | 8000 | Galvanic (STIP-3) | 1986-05-01 | Fiberglass Reinforced Plastic | Pressurized
520069 | 4 |  | 1998-05-20 | yes | 1998-05-20 | no | Temporarily out of use |  | 2000 | Galvanic (STIP-3) | 1986-05-01 | Fiberglass Reinforced Plastic | Pressurized
520070 | 1 |  | 1994-04-29 | no | 1994-04-29 | no | Currently in Use | Gas (Historical Use) | 6000 | Steel-Impressed Current | 1984-05-07 | Bare Steel | Pressurized
520070 | 2 |  | 1994-04-29 | no | 1994-04-29 | no | Currently in Use | Gas (Historical Use) | 8000 | Steel-Impressed Current | 1984-05-07 | Steel (Impressed Current) | Pressurized
520070 | 3 |  | 1994-04-29 | no | 1994-04-29 | no | Currently in Use | Gas (Historical Use) | 10000 | Steel-Impressed Current | 1984-05-07 | Bare Steel | Pressurized
520070 | 4 |  | 1994-04-29 | no | 1994-04-29 | no | Currently in Use | Diesel | 10000 | Steel-Impressed Current | 1984-05-07 | Bare Steel | Pressurized
520071 | 1 | [5 empty] | Removed from Ground | Gas (Historical Use) | 1060 | Bare Steel | 1966-05-13 | Unknown | Suction (American)
520071 | 2 | [5 empty] | Removed from Ground | Gas (Historical Use) | 1060 | Bare Steel | 1966-05-13 | Unknown | Suction (American)
520071 | 3 | [5 empty] | Removed from Ground | Gas (Historical Use) | 1060 | Bare Steel | 1966-05-13 | Unknown | Suction (American)
520071 | 4 |  |  | yes |  | yes | Permanently Out Of Use | Used Oil | 550 | Bare Steel | 1966-05-13 | Unknown
520072 | 1 | [5 empty] | Removed from Ground | Gas (Historical Use) | 550 | Bare Steel | 1983-05-09 | Galvanized Steel
520073 | 1 | [5 empty] | Removed from Ground | Gas (Historical Use) | 1000 | Bare Steel | 1956-05-15 | Unknown
520073 | 2 | [5 empty] | Removed from Ground | Gas (Historical Use) | 280 | Bare Steel | 1956-05-15 | Unknown
520074 | 1 | [5 empty] | Removed from Ground | Diesel | 1060 | Bare Steel | 1981-05-09 | Galvanized Steel
520074 | 2 | [5 empty] | Removed from Ground | Diesel | 1060 | Not Marked/Unknown | 1981-05-09 | Not Marked
520076 | 1 | [5 empty] | Removed from Ground | Gas (Historical Use) | 1000 | Bare Steel | 1986-05-08 | Galvanized Steel
520076 | 2 | [5 empty] | Removed from Ground | Gas (Historical Use) | 550 | Bare Steel | 1986-05-09 | Galvanized Steel
520077 | 1 | [5 empty] | Removed from Ground | Gas (Historical Use) | 1000 | Bare Steel | 1984-05-08 | Galvanized Steel
520077 | 2 | [5 empty] | Removed from Ground | Gas (Historical Use) | 550 | Bare Steel | 1984-05-08 | Galvanized Steel
520078 | 1 | [5 empty] | Removed from Ground | Gas (Historical Use) | 1000 | Bare Steel | 1970-05-12 | Galvanized Steel
520078 | 2 | [5 empty] | Removed from Ground | Gas (Historical Use) | 1000 | Bare Steel | 1970-05-12 | Galvanized Steel
520080 | 1 | [5 empty] | Removed from Ground | Gas (Historical Use) | 8000 | Bare Steel | 1999-11-10 | Galvanized Steel | Safe Suction (Euro)
520080 | 2 | [5 empty] | Removed from Ground | Diesel | 1000 | Bare Steel | 1999-11-10 | Galvanized Steel | Safe Suction (Euro)
520080 | 3 | [5 empty] | Removed from Ground | Empty | 1 | Bare Steel | 1999-11-10 | Galvanized Steel
520080 | 4 | [5 empty] | Removed from Ground | Empty | 1 | Bare Steel | 1999-11-10 | Galvanized Steel
520081 | 1 | [5 empty] | Removed from Ground | Gas (Historical Use) | 12000 | Bare Steel | 1980-01-03 | Unknown | Pressurized
520081 | 2 |  |  | yes |  | yes | Removed from Ground | Used Oil | 550 | Bare Steel | 1990-12-06 | Unknown | Gravity Fed
520082 | 1 |  |  | no |  | no | Removed from Ground | Diesel | 2000 | Bare Steel | 1975-01-04 | Copper | Suction (American)
520082 | 2 |  |  | no |  | no | Removed from Ground | Diesel | 550 | Bare Steel | 1960-01-01 |  | Suction (American)
520082 | 3 | Flapper Valve | 1997-08-26 | no | 1997-08-26 | no | Currently in Use | Diesel | 1000 |  | 1997-08-26 | Copper | Suction (American)
520083 | 1 | [5 empty] | Removed from Ground | Gas (Historical Use) | 4000 | Bare Steel | 1974-05-16 | Galvanized Steel | Safe Suction (Euro)
520083 | 2 | [5 empty] | Removed from Ground | Gas (Historical Use) | 4000 | Bare Steel | 1974-05-16 | Galvanized Steel | Safe Suction (Euro)
520083 | 3 | [5 empty] | Removed from Ground | Gas (Historical Use) | 4000 | Bare Steel | 1974-05-16 | Galvanized Steel | Safe Suction (Euro)
520083 | 4 | [5 empty] | Removed from Ground | Gas (Historical Use) | 4000 | Bare Steel | 1974-05-16 | Galvanized Steel | Safe Suction (Euro)
520083 | 5 |  | 1998-05-20 |  | 1998-05-20 |  | Removed from Ground | Gas (Historical Use) | 4000 | Steel-Impressed Current | 1987-07-15 | Cathodically Protected | Safe Suction (Euro)
520083 | 6 |  | 1998-05-20 |  | 1998-05-20 |  | Removed from Ground | Gas (Historical Use) | 4000 | Steel-Impressed Current | 1987-07-15 | Cathodically Protected | Safe Suction (Euro)
520083 | 7 |  | 1998-05-20 |  | 1998-05-20 |  | Removed from Ground | Gas (Historical Use) | 4000 | Steel-Impressed Current | 1987-07-15 | Cathodically Protected | Safe Suction (Euro)
520083 | 8 |  | 1998-05-20 |  | 1998-05-20 |  | Removed from Ground | Gas (Historical Use) | 4000 | Steel-Impressed Current | 1987-07-15 | Cathodically Protected | Safe Suction (Euro)
520083 | 9 |  | 1998-05-20 |  | 1998-05-20 |  | Removed from Ground | Diesel | 4000 | Steel-Impressed Current | 1987-07-15 | Cathodically Protected | Safe Suction (Euro)
520085 | 1 | [5 empty] | Removed from Ground | Gas (Historical Use) | 560 | Bare Steel | 1961-05-13 | Galvanized Steel
520086 | 1 | [5 empty] | Removed from Ground | Gas (Historical Use) | 1000 | Bare Steel | 1966-05-12 | Galvanized Steel
520086 | 2 | [5 empty] | Removed from Ground | Gas (Historical Use) | 560 | Bare Steel | 1966-05-12 | Galvanized Steel
520086 | 3 | [5 empty] | Removed from Ground | Gas (Historical Use) | 560 | Bare Steel | 1971-05-11 | Galvanized Steel
520088 | 1 |  | 1998-05-20 |  | 1998-05-20 |  | Currently in Use | Gas (Historical Use) | 10000 | Steel-Impressed Current | 1985-01-01 | Fiberglass Reinforced Plastic | Pressurized
520088 | 2 |  | 1998-05-20 |  | 1998-05-20 |  | Currently in Use | Gas (Historical Use) | 10000 | Steel-Impressed Current | 1985-01-01 | Fiberglass Reinforced Plastic | Pressurized
520088 | 3 |  | 1998-05-20 |  | 1998-05-20 |  | Currently in Use | Gas (Historical Use) | 10000 | Steel-Impressed Current | 1985-01-01 | Fiberglass Reinforced Plastic | Pressurized
520088 | 4 |  | 1998-05-20 |  | 1998-05-20 |  | Currently in Use | Gas (Historical Use) | 10000 | Steel-Impressed Current | 1985-01-01 | Fiberglass Reinforced Plastic | Pressurized
520088 | 5 |  | 1998-05-20 |  | 1998-05-20 |  | Currently in Use | Gas (Historical Use) | 10000 | Steel-Impressed Current | 1985-01-01 | Fiberglass Reinforced Plastic | Pressurized
520088 | 6 |  | 1998-05-20 |  | 1998-05-20 |  | Currently in Use | Diesel | 10000 | Steel-Impressed Current | 1985-01-01 | Fiberglass Reinforced Plastic | Pressurized
520089 | 1 | [5 empty] | Removed from Ground | Gas (Historical Use) | 560 | Bare Steel | 1967-01-06 | Galvanized Steel
520089 | 2 | [5 empty] | Removed from Ground | Gas (Historical Use) | 560 | Bare Steel | 1967-01-06 | Galvanized Steel
520089 | 3 | [5 empty] | Removed from Ground | Gas (Historical Use) | 560 | Bare Steel | 1971-01-05 | Galvanized Steel
520089 | 4 | [5 empty] | Removed from Ground | Diesel | 560 | Bare Steel | 1979-01-03 | Galvanized Steel
520090 | 1 | [5 empty] | Currently in Use | Gas (Historical Use) | 0 | Bare Steel | 1962-01-07 | Galvanized Steel
520090 | 2 | [5 empty] | Currently in Use | Gas (Historical Use) | 0 | Bare Steel | 1962-01-07 | Galvanized Steel
520090 | 3 | [5 empty] | Currently in Use | Gas (Historical Use) | 0 | Bare Steel | 1967-01-06 | Galvanized Steel
520091 | 1 | [5 empty] | Removed from Ground | Gas (Historical Use) | 1000 | Bare Steel | 1969-01-05 | Galvanized Steel | Suction (American)
520091 | 2 | [5 empty] | Removed from Ground | Gas (Historical Use) | 560 | Bare Steel | 1969-01-05 | Galvanized Steel | Suction (American)
520091 | 3 | [5 empty] | Removed from Ground | Gas (Historical Use) | 560 | Bare Steel | 1972-01-05 | Galvanized Steel | Suction (American)
520092 | 1 | [5 empty] | Removed from Ground | Gas (Historical Use) | 8000 | Bare Steel | 1969-01-05 | Galvanized Steel
520092 | 2 | [5 empty] | Removed from Ground | Gas (Historical Use) | 8000 | Bare Steel | 1969-01-05 | Galvanized Steel
520092 | 3 | [5 empty] | Removed from Ground | Gas (Historical Use) | 6000 | Bare Steel | 1973-01-04 | Galvanized Steel
520092 | 4 | [5 empty] | Removed from Ground | Kerosene | 270 | Bare Steel | 1969-01-05 | Galvanized Steel
520092 | 5 | [5 empty] | Removed from Ground | Diesel | 2000 | Bare Steel | 1979-01-03 | Galvanized Steel
520092 | 6 |  |  | yes |  | yes | Removed from Ground | Used Oil | 560 | Not Marked/Unknown | 1997-10-10 | Not Marked
520093 | 1 | [5 empty] | Removed from Ground | Gas (Historical Use) | 560 | Bare Steel | 1971-01-05 | Galvanized Steel | Suction (American)
520093 | 2 | [5 empty] | Removed from Ground | Gas (Historical Use) | 560 | Bare Steel | 1971-01-05 | Galvanized Steel | Suction (American)
520093 | 3 | [5 empty] | Removed from Ground | Gas (Historical Use) | 1000 | Bare Steel | 1980-01-03 | Galvanized Steel | Suction (American)
530001 | 1 | [5 empty] | Removed from Ground | Gas (Historical Use) | 2000 | Bare Steel | 1986-02-27 | Galvanized Steel
530001 | 2A |  | 1996-05-01 | no | 1996-05-01 | no | Currently in Use | Gas (Historical Use) | 1000 | Composite | 1996-05-15 | Fiberglass Reinforced Plastic | Safe Suction (Euro)
530001 | 2B |  | 1996-05-01 |  | 1996-05-01 |  | Currently in Use | Diesel | 2000 | Composite | 1996-05-15 | Fiberglass Reinforced Plastic | Safe Suction (Euro)
530002 | 1 | [5 empty] | Removed from Ground | Gas (Historical Use) | 500 | Bare Steel | 1976-01-17 | Galvanized Steel
530002 | 2 | [5 empty] | Removed from Ground | Gas (Historical Use) | 1000 | Bare Steel | 1979-01-16 | Galvanized Steel
530002 | 3 |  |  | no |  | no | Removed from Ground | Used Oil | 5000 | Unknown | 2008-07-14 | Unknown
530003 | 1 | [5 empty] | Removed from Ground | Gas (Historical Use) | 500 | Bare Steel | 1992-01-01 | Galvanized Steel
530003 | 2 | [5 empty] | Removed from Ground | Diesel | 1000 | Bare Steel | 1992-01-01 | Galvanized Steel
530004 | 1 | [5 empty] | Removed from Ground | Gas (Historical Use) | 1000 | Bare Steel | 1961-03-02 | Galvanized Steel
530004 | 2 | [5 empty] | Removed from Ground | Gas (Historical Use) | 1000 | Bare Steel | 1961-03-02 | Galvanized Steel
530004 | 3 | [5 empty] | Removed from Ground | Gas (Historical Use) | 1000 | Bare Steel | 1961-03-02 | Galvanized Steel
530004 | 4 | [5 empty] | Removed from Ground | Gas (Historical Use) | 2000 | Bare Steel | 1961-03-02 | Galvanized Steel
530004 | 5 | [5 empty] | Removed from Ground | Gas (Historical Use) | 1000 | Composite | 1979-02-26 | Galvanized Steel
530005 | 1 | [5 empty] | Removed from Ground | Gas (Historical Use) | 1000 | Bare Steel | 1964-03-11 | Galvanized Steel
530006 | 1 | [5 empty] | Removed from Ground | Diesel | 10000 | Bare Steel | 1983-03-13 | Galvanized Steel
530007 | 1 | [5 empty] | Removed from Ground | Gas (Historical Use) | 1060 | Bare Steel | 1971-03-14 | Galvanized Steel | Suction (American)
530007 | 2 | [5 empty] | Removed from Ground | Gas (Historical Use) | 1060 | Bare Steel | 1971-03-14 | Galvanized Steel | Suction (American)
530007 | 3 |  |  | yes |  | yes | Removed from Ground | Used Oil | 500 | Bare Steel | 1971-03-14 | Galvanized Steel
530007 | 4 | [5 empty] | Removed from Ground | Diesel | 500 | Bare Steel | 1971-03-14 | Unknown
530008 | 1 |  | 1998-12-01 |  | 1998-12-01 |  | Currently in Use | Other | 10000 | Steel-Impressed Current | 1972-03-20 | Cathodically Protected | Pressurized
530008 | 2 |  | 1998-12-01 |  | 1998-12-01 |  | Currently in Use | Other | 10000 | Steel-Impressed Current | 1972-03-20 | Cathodically Protected | Pressurized
530008 | 3 |  | 1998-12-01 |  | 1998-12-01 |  | Currently in Use | Other | 10000 | Steel-Impressed Current | 1972-03-20 | Cathodically Protected | Pressurized
530008 | 4 |  | 1998-12-01 |  | 1998-12-01 |  | Currently in Use | Diesel | 8000 | Steel-Impressed Current | 1984-03-17 | Cathodically Protected | Pressurized
530008 | 5 |  | 1998-12-01 |  | 1998-12-01 |  | Currently in Use | Kerosene | 8000 | Steel-Impressed Current | 1984-03-17 | Cathodically Protected | Pressurized
530009 | 1 | [5 empty] | Removed from Ground | Gas (Historical Use) | 1 | Bare Steel | 1978-04-20 | Galvanized Steel
530009 | 2 | [5 empty] | Removed from Ground | Gas (Historical Use) | 1 | Bare Steel | 1978-04-20 | Galvanized Steel
530010 | 1 | [5 empty] | Closed in Ground | Diesel | 2000 | Cathodically Protected Steel | 1986-04-22 | Galvanized Steel
530010 | 2 | [5 empty] | Closed in Ground | Gas (Historical Use) | 560 | Cathodically Protected Steel | 1986-04-22 | Galvanized Steel
530010 | 3 |  | 1990-01-01 |  | 1990-01-01 |  | Removed from Ground | Diesel | 1000 | Galvanic (STIP-3) | 1990-01-01 | Cathodically Protected | Safe Suction (Euro)
530010 | 4 |  | 1990-01-01 |  | 1990-01-01 |  | Removed from Ground | Gas (Historical Use) | 1000 | Galvanic (STIP-3) | 1990-01-01 | Cathodically Protected | Safe Suction (Euro)
530011 | 10266-1 | [5 empty] | Removed from Ground | Gas (Historical Use) | 540 | Bare Steel | 1975-05-02 | Unknown
530012 | 10282-1 | [5 empty] | Removed from Ground | Gas (Historical Use) | 542 | Bare Steel | 1975-05-02 | Unknown
530014 | 1 | [5 empty] | Removed from Ground | Gas (Historical Use) | 550 | Composite | 1980-04-11 | Unknown
530014 | 2 | [5 empty] | Removed from Ground | Diesel | 550 | Composite | 1980-04-11 | Unknown
530014 | 3 | [5 empty] | Removed from Ground | Diesel | 550 | Composite | 1980-04-11 | Unknown
530014 | 4 | [5 empty] | Removed from Ground | Empty | 560 | Composite | 1980-04-11 | Unknown
530015 | 1 |  | 1995-01-01 |  | 1995-01-01 |  | Closed in Ground | Gas (Historical Use) | 8000 | Steel-Impressed Current | 1974-01-01 | Fiberglass Reinforced Plastic | Pressurized
530015 | 2 |  | 1995-01-01 |  | 1995-01-01 |  | Currently in Use | Gas (Historical Use) | 6000 | Steel-Impressed Current | 1974-01-01 | Fiberglass Reinforced Plastic | Pressurized
530015 | 3 |  | 1995-01-01 |  | 1995-01-01 |  | Closed in Ground | Gas (Historical Use) | 3000 | Steel-Impressed Current | 1974-01-01 | Fiberglass Reinforced Plastic | Pressurized
530020 | 1 |  | 1997-10-01 |  | 1997-10-01 |  | Currently in Use | Gas (Historical Use) | 6000 | Fiberglass | 1988-03-01 | Bare Steel | Pressurized
530020 | 2 |  | 1997-10-01 |  | 1997-10-01 |  | Currently in Use | Diesel | 4000 | Fiberglass | 1988-03-01 | Bare Steel | Suction (American)
530021 | 1 | [5 empty] | Closed in Ground | Gas (Historical Use) | 2000 | Bare Steel | 1983-05-01 | Galvanized Steel | Suction (American)
530021 | 2 | [5 empty] | Removed from Ground | Gas (Historical Use) | 1000 | Bare Steel | 1983-05-01 | Galvanized Steel | Suction (American)
530021 | 3 |  | 1998-06-22 | no | 1998-06-22 | no | Currently in Use | Gas (Historical Use) | 4000 | Galvanic (STIP-3) | 1998-06-22 | Fiberglass Reinforced Plastic | Safe Suction (Euro)
530022 | 1 |  | 1998-11-01 |  | 1998-11-01 |  | Currently in Use | Gas (Historical Use) | 6000 | Cathodically Protected Steel | 1971-05-04 | Cathodically Protected | Safe Suction (Euro)
530022 | 2 |  | 1998-11-01 |  | 1998-11-01 |  | Currently in Use | Gas (Historical Use) | 6000 | Cathodically Protected Steel | 1971-05-04 | Cathodically Protected | Safe Suction (Euro)
530023 | 1 | [5 empty] | Removed from Ground | Gas (Historical Use) | 2000 | Bare Steel | 1971-05-04 | Galvanized Steel
530023 | 2 | [5 empty] | Permanently Out of Use - historical purposes | Diesel | 2000 | Bare Steel | 1971-05-04 | Galvanized Steel
530023 | 3 | [5 empty] | Removed from Ground | Diesel | 4000 | Bare Steel | 1983-05-01 | Galvanized Steel
530023 | 4 | [5 empty] | Removed from Ground | Diesel | 1000 | Bare Steel | 1983-05-01 | Galvanized Steel
530024 | 1 | [5 empty] | Removed from Ground | Gas (Historical Use) | 4000 | Bare Steel | 1981-05-01 | Galvanized Steel | Suction (American)
530024 | 2 |  |  | no |  | no | Removed from Ground | Not Marked/Tank Removed | 500 | Unknown | 2004-06-30 | Unknown
530025 | 1 | [5 empty] | Removed from Ground | Gas (Historical Use) | 3000 | Bare Steel | 1981-05-01 | Galvanized Steel | Suction (American)
530025 | 2 | [5 empty] | Removed from Ground | Gas (Historical Use) | 1000 | Bare Steel | 1976-05-02 | Galvanized Steel | Suction (American)
530025 | 3 | [5 empty] | Removed from Ground | Gas (Historical Use) | 1000 | Bare Steel | 1974-05-03 | Galvanized Steel | Suction (American)
530025 | 4 | [5 empty] | Removed from Ground | Diesel | 2000 | Bare Steel | 1984-04-30 | Galvanized Steel | Suction (American)
530026 | 1 |  | 1990-06-01 | no | 1990-06-01 | no | Currently in Use | Gas (Historical Use) | 5000 | Steel-Impressed Current | 1971-05-04 | Steel (Impressed Current) | Pressurized
530026 | 2 |  | 1990-06-01 | no | 1990-06-01 | no | Currently in Use | Gas (Historical Use) | 5000 | Steel-Impressed Current | 1971-05-04 | Steel (Impressed Current) | Pressurized
530026 | 3 |  | 1990-06-01 | no | 1990-06-01 | no | Currently in Use | Gas (Historical Use) | 3000 | Steel-Impressed Current | 1971-05-04 | Steel (Impressed Current) | Pressurized
530026 | 4 |  | 1990-06-01 | no | 1990-06-01 | no | Currently in Use | Diesel | 8200 | Epoxy | 1990-06-01 | Fiberglass Reinforced Plastic | Safe Suction (Euro)
530028 | 1 | [5 empty] | Removed from Ground | Gas (Historical Use) | 1000 | Bare Steel | 1966-05-05 | Galvanized Steel | Suction (American)
530028 | 2 | [5 empty] | Removed from Ground | Gas (Historical Use) | 500 | Bare Steel | 1966-05-05 | Galvanized Steel | Suction (American)
530029 | 1 | [5 empty] | Removed from Ground | Gas (Historical Use) | 4000 | Epoxy | 1971-05-04 | Fiberglass Reinforced Plastic | Pressurized
530029 | 2 | [5 empty] | Removed from Ground | Gas (Historical Use) | 6000 | Bare Steel | 1971-05-04 | Galvanized Steel | Gravity Fed
530029 | 3 | [5 empty] | Removed from Ground | Gas (Historical Use) | 2000 | Bare Steel | 1976-05-02 | Galvanized Steel | Suction (American)
530029 | 4 | [5 empty] | Removed from Ground | Diesel | 1000 | Bare Steel | 1971-05-04 | Galvanized Steel | Suction (American)
530029 | 5A |  | 1997-11-05 | no | 1997-11-05 | no | Currently in Use | Gas (Historical Use) | 8000 | Composite | 1997-11-05 | Fiberglass Reinforced Plastic | Pressurized
530029 | 5B |  |  | no |  | no | Currently in Use | Gas (Historical Use) | 2000 | Composite | 1997-11-05 | Fiberglass Reinforced Plastic | Pressurized
530029 | 5C |  |  | no |  | no | Currently in Use | Diesel | 2000 | Composite | 1997-11-05 | Fiberglass Reinforced Plastic | Pressurized
530030 | 1 | [5 empty] | Permanently Out of Use - historical purposes | Gas (Historical Use) | 560 | Bare Steel | 1971-05-04 | Galvanized Steel
530030 | 2 | [5 empty] | Permanently Out of Use - historical purposes | Gas (Historical Use) | 560 | Bare Steel | 1971-05-04 | Galvanized Steel
530030 | 3 | [5 empty] | Permanently Out of Use - historical purposes | Gas (Historical Use) | 560 | Bare Steel | 1976-05-02 | Galvanized Steel
530033 | 1 |  |  |  | 2014-08-05 |  | Temporarily out of use | Gas (Historical Use) | 8000 | Cathodically Protected Steel | 1976-05-02 | Cathodically Protected | Suction (American)
530033 | 2 |  |  |  | 2014-08-05 |  | Temporarily out of use | Gas (Historical Use) | 6000 | Cathodically Protected Steel | 1976-05-02 | Cathodically Protected | Suction (American)
530033 | 3 |  |  |  | 2014-08-05 |  | Temporarily out of use | Gas (Historical Use) | 3000 | Cathodically Protected Steel | 1976-05-02 | Cathodically Protected | Suction (American)
530033 | 4 |  |  |  | 2014-08-05 |  | Temporarily out of use | Diesel | 8000 | Cathodically Protected Steel | 1976-05-02 | Cathodically Protected | Suction (American)
530035 | 1 | [5 empty] | Removed from Ground | Gas (Historical Use) | 1000 | Bare Steel | 1976-05-02 | Galvanized Steel | Suction (American)
530035 | 2 | [5 empty] | Removed from Ground | Diesel | 2000 | Bare Steel | 1976-05-02 | Galvanized Steel | Suction (American)
530037 | 1 | [5 empty] | Removed from Ground | Gas (Historical Use) | 500 | Bare Steel | 1972-04-05 | Unknown
530037 | 2 | [5 empty] | Removed from Ground | Diesel | 1000 | Bare Steel | 1983-04-03 | Unknown
530041 | 1 | [5 empty] | Removed from Ground | Gas (Historical Use) | 560 | Bare Steel | 1956-05-12 | Galvanized Steel
530041 | 2 | [5 empty] | Removed from Ground | Diesel | 1000 | Bare Steel | 1956-05-12 | Galvanized Steel
530041 | 3 | [5 empty] | Removed from Ground | Diesel | 8000 | Bare Steel | 1956-05-12 | Galvanized Steel
530045 | 1 | [5 empty] | Removed from Ground | Gas (Historical Use) | 1060 | Bare Steel | 1978-05-08 | Fiberglass Reinforced Plastic | Safe Suction (Euro)
530045 | 2 | [5 empty] | Removed from Ground | Gas (Historical Use) | 1060 | Bare Steel | 1978-05-08 | Fiberglass Reinforced Plastic | Safe Suction (Euro)
530045 | 3 | [5 empty] | Removed from Ground | Gas (Historical Use) | 1060 | Bare Steel | 1978-05-08 | Fiberglass Reinforced Plastic | Safe Suction (Euro)
530047 | 1 | [5 empty] | Removed from Ground | Gas (Historical Use) | 6000 | Bare Steel | 1976-05-08 | Galvanized Steel | Pressurized
530047 | 2 | [5 empty] | Removed from Ground | Gas (Historical Use) | 6000 | Bare Steel | 1976-05-08 | Galvanized Steel | Pressurized
530047 | 3 | [5 empty] | Removed from Ground | Gas (Historical Use) | 560 | Bare Steel | 1966-05-11 | Galvanized Steel | Suction (American)
530047 | 4 | [5 empty] | Removed from Ground | Gas (Historical Use) | 560 | Bare Steel | 1966-05-11 | Galvanized Steel | Suction (American)
530047 | 5 | [5 empty] | Removed from Ground | Gas (Historical Use) | 560 | Bare Steel | 1966-05-11 | Galvanized Steel
530047 | 6 | [5 empty] | Closed in Ground | Gas (Historical Use) | 560 | Bare Steel | 1966-05-11 | Galvanized Steel
530047 | 7 | [5 empty] | Closed in Ground | Diesel | 3000 | Bare Steel | 1976-05-08 | Galvanized Steel
530047 | 8 |  |  | yes |  | yes | Closed in Ground | Used Oil | 550 | Bare Steel | 1968-01-01 | Bare Steel
530048 | 1 | [5 empty] | Removed from Ground | Gas (Historical Use) | 10000 | Bare Steel | 1970-05-09 | Unknown
530048 | 2 |  |  | yes |  | yes | Removed from Ground | Used Oil | 500 | Fiberglass Double Walled | 1970-05-09 | Unknown
530048 | 3 |  | 1995-01-30 |  | 1995-01-30 |  | Currently in Use | Diesel | 10000 | Double Walled | 1990-01-01 | Fiberglass Reinforced Plastic | Pressurized
530049 | 1 | [5 empty] | Removed from Ground | Gas (Historical Use) | 1000 | Cathodically Protected Steel | 1985-05-05 | Galvanized Steel
530049 | 2 | [5 empty] | Removed from Ground | Gas (Historical Use) | 1000 | Cathodically Protected Steel | 1985-05-05 | Galvanized Steel
530049 | 3 | [5 empty] | Removed from Ground | Gas (Historical Use) | 1000 | Bare Steel | 1971-05-09 | Galvanized Steel
530051 | 1 | [5 empty] | Removed from Ground | Gas (Historical Use) | 1000 | Bare Steel | 1980-05-06 | Galvanized Steel
530051 | 2 | [5 empty] | Removed from Ground | Gas (Historical Use) | 1000 | Bare Steel | 1976-05-07 | Galvanized Steel
530051 | 3 | [5 empty] | Permanently Out Of Use | Gas (Historical Use) | 560 | Bare Steel | 1976-05-07 | Galvanized Steel
530052 | 1 |  | 1995-12-01 |  | 1995-12-01 |  | Currently in Use | Gas (Historical Use) | 8000 | Cathodically Protected Steel | 1978-05-07 | Fiberglass Reinforced Plastic | Pressurized
530052 | 2 |  | 1995-12-01 |  | 1995-12-01 |  | Currently in Use | Gas (Historical Use) | 8000 | Cathodically Protected Steel | 1978-05-07 | Fiberglass Reinforced Plastic | Pressurized
530052 | 3 |  | 1995-12-01 |  | 1995-12-01 |  | Currently in Use | Gas (Historical Use) | 6000 | Cathodically Protected Steel | 1978-05-07 | Fiberglass Reinforced Plastic | Pressurized
530052 | 4 | [5 empty] | Closed in Ground | Diesel | 3000 | Bare Steel | 1980-08-01 | Galvanized Steel | Suction (American)
530056 | 1 |  | 1998-09-01 | no | 1998-07-01 | no | Temporarily out of use | Gas (Historical Use) | 8000 |  | 1989-07-01 | Cathodically Protected | Pressurized
530056 | 2 |  | 1998-09-01 | no | 1998-07-01 | no | Temporarily out of use | Gas (Historical Use) | 6000 |  | 1989-07-01 | Cathodically Protected | Pressurized
530056 | 3 |  | 1998-09-01 | no | 1998-07-01 | no | Temporarily out of use | Gas (Historical Use) | 6000 |  | 1989-07-01 | Cathodically Protected | Pressurized
530056 | 4 |  | 1998-09-01 | no | 1998-07-01 | no | Temporarily out of use | Kerosene | 2000 | Cathodically Protected Steel | 1989-07-01 | Cathodically Protected | Pressurized
530057 | 1 | [5 empty] | Removed from Ground | Gas (Historical Use) | 1050 | Bare Steel | 1976-05-10 | Galvanized Steel
530059 | 1 | [5 empty] | Removed from Ground | Gas (Historical Use) | 250 | Bare Steel | 1971-05-12 | Galvanized Steel
530059 | 2 | [5 empty] | Removed from Ground | Gas (Historical Use) | 1000 | Bare Steel | 1971-05-12 | Galvanized Steel
530066 | 1 | [5 empty] | Permanently Out of Use - historical purposes | Gas (Historical Use) | 250 | Bare Steel |  | Galvanized Steel
530072 | 1 | [5 empty] | Currently in Use | Gas (Historical Use) | 4000 | Bare Steel | 1961-05-12 | Galvanized Steel | Safe Suction (Euro)
530072 | 2 | [5 empty] | Currently in Use | Gas (Historical Use) | 3000 | Bare Steel | 1961-05-12 | Galvanized Steel | Safe Suction (Euro)
530072 | 3 | [5 empty] | Currently in Use | Gas (Historical Use) | 3000 | Bare Steel | 1961-05-12 | Galvanized Steel | Safe Suction (Euro)
530072 | 4 | [5 empty] | Permanently Out Of Use | Gas (Historical Use) | 1000 | Bare Steel | 1961-05-12 | Galvanized Steel
530073 | 1 | [5 empty] | Removed from Ground | Gas (Historical Use) | 2000 | Bare Steel | 1979-05-10 | Galvanized Steel
530075 | 1 |  |  | yes |  | yes | Permanently Out Of Use | Used Oil | 6000 | Bare Steel | 1956-05-15 | Galvanized Steel
530076 | 1 | [5 empty] | Removed from Ground | Diesel | 500 | Bare Steel | 1980-01-01 | Galvanized Steel | Suction (American)
530077 | 1 | [5 empty] | Removed from Ground | Diesel | 1000 | Bare Steel | 1995-05-31 | Galvanized Steel | Safe Suction (Euro)
530077 | 2 | [5 empty] | Removed from Ground | Gas (Historical Use) | 1000 | Bare Steel | 1995-05-31 | Galvanized Steel
530080 | 1 | [5 empty] | Temporarily out of use | Gas (Historical Use) | 250 | Bare Steel | 2005-02-09 | Galvanized Steel
530080 | 2 | [5 empty] | Temporarily out of use | Gas (Historical Use) | 500 | Bare Steel | 2005-02-10 | Galvanized Steel
530089 | 1 |  | 1998-11-01 |  | 1998-11-01 |  | Currently in Use | Gas (Historical Use) | 6000 | Steel-Impressed Current | 1983-05-09 | Steel (Impressed Current) | Safe Suction (Euro)
530089 | 2 |  | 1998-11-01 |  | 1998-11-01 |  | Currently in Use | Gas (Historical Use) | 4000 | Steel-Impressed Current | 1983-05-09 | Steel (Impressed Current) | Safe Suction (Euro)
530089 | 3 |  | 1998-11-01 |  | 1998-11-01 |  | Currently in Use | Gas (Historical Use) | 4000 | Steel-Impressed Current | 1983-05-09 | Steel (Impressed Current) | Safe Suction (Euro)
530089 | 4 |  | 1998-11-01 |  | 1998-11-01 |  | Currently in Use | Gas (Historical Use) | 6000 | Steel-Impressed Current | 1983-05-09 | Steel (Impressed Current) | Safe Suction (Euro)
530092 | 1 |  | 1992-08-27 | no | 1992-08-27 | no | Currently in Use | Diesel | 1000 |  | 1992-08-27 | Fiberglass Reinforced Plastic | Suction (American)
530093 | 1 |  | 2011-05-02 |  | 2011-05-02 |  | Temporarily out of use | Gas (Historical Use) | 0 | Bare Steel | 1998-07-31 | Galvanized Steel | Safe Suction (Euro)
530093 | 2 |  | 2011-05-02 |  | 2011-05-02 |  | Temporarily out of use | Gas (Historical Use) | 0 | Bare Steel | 1998-07-31 | Galvanized Steel | Safe Suction (Euro)
530093 | 3 |  | 2011-05-02 |  | 2011-05-02 |  | Temporarily out of use | Diesel | 0 | Bare Steel | 1998-07-31 | Galvanized Steel | Suction (American)
530093 | 4 |  |  | no |  | no | Currently in Use | Gas (Historical Use) | 2000 | Galvanic (STIP-3) | 1998-07-31 | Cathodically Protected | Safe Suction (Euro)
530093 | 5A |  |  | no |  | no | Currently in Use | Gas (Historical Use) | 1000 | Galvanic (STIP-3) | 1998-07-31 | Cathodically Protected | Safe Suction (Euro)
530093 | 5B | [5 empty] | Currently in Use | Diesel | 1000 | Galvanic (STIP-3) | 1998-07-31 | Cathodically Protected | Safe Suction (Euro)
530097 | 1 |  | 1998-03-05 |  | 1998-03-05 |  | Temporarily out of use | Gas (Historical Use) | 4000 | Cathodically Protected Steel | 1989-12-08 | Cathodically Protected | Pressurized
530097 | 2 |  | 1998-03-05 |  | 1998-03-05 |  | Temporarily out of use | Gas (Historical Use) | 4000 | Cathodically Protected Steel | 1989-12-08 | Cathodically Protected | Pressurized
530097 | 3 |  | 1998-03-05 |  | 1998-03-05 |  | Temporarily out of use | Gas (Historical Use) | 4000 | Cathodically Protected Steel | 1989-12-08 | Cathodically Protected | Pressurized
530097 | 4 |  | 1998-03-05 |  | 1998-03-05 |  | Temporarily out of use | Diesel | 2000 | Cathodically Protected Steel | 1989-12-08 | Cathodically Protected | Pressurized
530099 | 10209-1 | [5 empty] | Removed from Ground | Gas (Historical Use) | 1000 | Bare Steel | 1982-01-01 | Unknown
530099 | 209D1 | [5 empty] | Removed from Ground | Diesel | 2000 | Cathodically Protected Steel | 1987-01-01 | Galvanized Steel
530099 | 209G1 | [5 empty] | Removed from Ground | Gas (Historical Use) | 2000 | Cathodically Protected Steel | 1987-01-01 | Galvanized Steel
530100 | 1 |  | 1997-10-01 |  | 1997-10-01 |  | Removed from Ground | Gas (Historical Use) | 10000 | Galvanic (STIP-3) | 1986-01-01 | Galvanized Steel | Suction (American)
530100 | 2 |  | 1997-10-01 |  | 1997-10-01 |  | Removed from Ground | Gas (Historical Use) | 3000 | Steel-Impressed Current | 1980-01-01 | Galvanized Steel | Suction (American)
530100 | 3 | [5 empty] | Removed from Ground | Empty | 1000 | Not Marked/Unknown | 1997-10-01 | Not Marked
530100 | 4 | [5 empty] | Removed from Ground | Empty | 1000 | Not Marked/Unknown | 1997-10-01 | Not Marked
530100 | 5 | [5 empty] | Removed from Ground | Empty | 1000 | Not Marked/Unknown | 1997-10-01 | Not Marked
530101 | 1 | [5 empty] | Removed from Ground | Gas (Historical Use) | 4000 | Bare Steel | 1977-05-15 | Galvanized Steel
530101 | 2 | [5 empty] | Removed from Ground | Gas (Historical Use) | 4000 | Bare Steel | 1977-05-15 | Galvanized Steel
530101 | 3 | [5 empty] | Removed from Ground | Gas (Historical Use) | 4000 | Bare Steel | 1977-05-15 | Galvanized Steel
530101 | 4 | [5 empty] | Removed from Ground | Gas (Historical Use) | 4000 | Bare Steel | 1977-05-15 | Galvanized Steel
530103 | 1 | [5 empty] | Removed from Ground | Diesel | 1000 | Bare Steel | 1972-01-05 | Galvanized Steel
530103 | 2 | [5 empty] | Removed from Ground | Diesel | 1000 | Bare Steel | 1972-01-05 | Galvanized Steel
530103 | 3 | [5 empty] | Removed from Ground | Diesel | 1000 | Bare Steel | 1972-01-05 | Galvanized Steel
530103 | 4 | [5 empty] | Removed from Ground | Diesel | 1000 | Bare Steel | 1972-01-05 | Galvanized Steel
530104 | 1 | [5 empty] | Closed in Ground | Empty | 1000 | Bare Steel | 1974-05-11 | Galvanized Steel
530104 | 2 | [5 empty] | Closed in Ground | Empty | 1000 | Bare Steel | 1974-05-11 | Galvanized Steel
530104 | 3 | [5 empty] | Closed in Ground | Empty | 1000 | Bare Steel | 1974-05-11 | Galvanized Steel
530105 | 1 |  | 1997-07-02 |  | 1997-07-02 |  | Temporarily out of use | Gas (Historical Use) | 3000 | Cathodically Protected Steel | 1969-05-12 | Cathodically Protected
530105 | 2 |  | 1997-07-02 |  | 1997-07-02 |  | Temporarily out of use | Gas (Historical Use) | 3000 | Cathodically Protected Steel | 1969-05-12 | Cathodically Protected
530105 | 3 |  | 1997-07-02 |  | 1997-07-02 |  | Temporarily out of use | Gas (Historical Use) | 3000 | Cathodically Protected Steel | 1969-05-12 | Cathodically Protected
530105 | 4 |  | 1997-07-02 |  | 1997-07-02 |  | Temporarily out of use | Diesel | 3000 | Cathodically Protected Steel | 1969-05-12 | Cathodically Protected
530108 | 1 |  | 1998-11-01 |  | 1998-11-01 |  | Temporarily out of use | Empty | 3000 | Steel-Impressed Current | 1971-05-12 | Steel (Impressed Current) | Safe Suction (Euro)
530108 | 2 |  | 1998-11-01 |  | 1998-11-01 |  | Temporarily out of use | Empty | 2000 | Steel-Impressed Current | 1971-05-12 | Steel (Impressed Current) | Safe Suction (Euro)
530108 | 3 |  | 1998-11-01 |  | 1998-11-01 |  | Temporarily out of use | Empty | 2000 | Steel-Impressed Current | 1973-05-11 | Steel (Impressed Current) | Safe Suction (Euro)
530111 | 1 | [5 empty] | Removed from Ground | Gas (Historical Use) | 560 | Bare Steel | 1968-05-12 | Galvanized Steel | Suction (American)
530111 | 2 | [5 empty] | Removed from Ground | Gas (Historical Use) | 560 | Bare Steel | 1968-05-12 | Galvanized Steel | Suction (American)
530111 | 3 | [5 empty] | Removed from Ground | Gas (Historical Use) | 560 | Bare Steel | 1968-05-12 | Galvanized Steel | Suction (American)
530111 | 4 | [5 empty] | Removed from Ground | Gas (Historical Use) | 560 | Bare Steel | 1968-05-12 | Galvanized Steel | Suction (American)
530111 | 5 |  |  | yes |  | yes | Removed from Ground | Used Oil | 500 | Not Marked/Unknown | 1968-05-12 | Not Marked
540001 | 1 | [5 empty] | Removed from Ground | Diesel | 10000 | Bare Steel | 1986-03-05 | Galvanized Steel
540001 | 2 | [5 empty] | Removed from Ground | Gas (Historical Use) | 10000 | Bare Steel | 1986-03-05 | Galvanized Steel
540002 | 1 | [5 empty] | Removed from Ground | Diesel | 6000 | Bare Steel | 1977-01-03 | Galvanized Steel | Suction (American)
540002 | 2 | [5 empty] | Removed from Ground | Gas (Historical Use) | 2000 | Bare Steel | 1977-01-03 | Galvanized Steel | Suction (American)
540002 | 3 | [5 empty] | Removed from Ground | Diesel | 4000 | Bare Steel | 1981-01-02 | Galvanized Steel | Suction (American)
540003 | 1 | [5 empty] | Removed from Ground | Gas (Historical Use) | 1 | Bare Steel | 1976-03-05 | Galvanized Steel
540003 | 2 | [5 empty] | Removed from Ground | Gas (Historical Use) | 1 | Bare Steel | 1980-03-04 | Galvanized Steel
540003 | 3 | [5 empty] | Removed from Ground | Gas (Historical Use) | 1 | Bare Steel | 1976-03-05 | Galvanized Steel
540004 | 1 | [5 empty] | Removed from Ground | Gas (Historical Use) | 250 | Bare Steel | 1979-02-26 | Unknown
540004 | 2 | [5 empty] | Removed from Ground | Gas (Historical Use) | 500 | Bare Steel | 1975-05-06 | Galvanized Steel
540004 | 3 |  | 1998-04-01 |  | 1998-04-01 |  | Currently in Use | Gas (Historical Use) | 250 | Composite | 1998-04-01 | Cathodically Protected | Safe Suction (Euro)
540005 | 1 |  |  | yes |  | yes | Removed from Ground | Used Oil | 280 | Bare Steel | 1978-03-06 | Galvanized Steel
540006 | 1 |  |  | yes |  | yes | Removed from Ground | Used Oil | 1000 | Cathodically Protected Steel | 1980-01-04 | Galvanized Steel | Gravity Fed
540006 | 2 |  | 1995-12-21 |  | 1995-12-21 |  | Removed from Ground | Gas (Historical Use) | 1000 | Cathodically Protected Steel | 1980-01-04 | Galvanized Steel | Suction (American)
540006 | 3 |  | 1995-12-01 | no | 1995-12-05 | no | Currently in Use | Gas (Historical Use) | 4000 | Composite | 1995-11-01 | Fiberglass Reinforced Plastic | Safe Suction (Euro)
540006 | 4 |  | 1995-12-01 |  | 1995-12-05 |  | Currently in Use | Gas (Historical Use) | 1000 | Composite | 1995-12-01 | Fiberglass Reinforced Plastic | Gravity Fed
540008 | 1 |  | 1996-11-20 |  | 1996-11-20 |  | Removed from Ground | Gas (Historical Use) | 12000 | Steel-Impressed Current | 1996-12-20 | Cathodically Protected | Pressurized
540008 | 2 |  | 1996-11-20 |  | 1996-11-20 |  | Removed from Ground | Diesel | 18000 | Steel-Impressed Current | 1996-12-20 | Cathodically Protected | Pressurized
540010 | 1 | [5 empty] | Removed from Ground | Gas (Historical Use) | 1000 | Bare Steel | 1969-01-01 | Bare Steel
540010 | 2 | [5 empty] | Removed from Ground | Gas (Historical Use) | 2000 | Bare Steel | 1969-01-01 | Bare Steel
540010 | 3 | [5 empty] | Removed from Ground | Gas (Historical Use) | 2000 | Bare Steel | 1969-01-01 | Bare Steel
540011 | 1 | [5 empty] | Removed from Ground | Empty | 3000 | Bare Steel | 1961-03-26 | Galvanized Steel
540012 | 1 | [5 empty] | Removed from Ground | Empty | 3000 | Bare Steel | 1961-03-26 | Galvanized Steel
540013 | 1 |  | 1996-02-01 |  | 1996-02-01 |  | Currently in Use | Gas (Historical Use) | 8000 | Composite | 1985-04-15 | Double-Walled Flex | Pressurized
540013 | 2 |  | 1996-02-01 |  | 1996-02-01 |  | Currently in Use | Gas (Historical Use) | 8000 | Composite | 1985-04-15 | Double-Walled Flex | Pressurized
540013 | 3 |  | 1996-02-01 |  | 1996-02-01 |  | Currently in Use | Gas (Historical Use) | 8000 | Composite | 1985-04-15 | Double-Walled Flex | Pressurized
540013 | 4 |  | 1996-02-01 |  | 1996-02-01 |  | Currently in Use | Diesel | 2000 | Composite | 1985-04-15 | Double-Walled Flex | Pressurized
540014 | 1 |  | 1996-04-01 | no | 1996-04-01 | no | Currently in Use | Gas (Historical Use) | 4000 | Steel-Impressed Current | 1971-04-19 | Fiberglass Reinforced Plastic | Pressurized
540014 | 2 |  | 1996-04-01 | no | 1996-04-01 | no | Currently in Use | Gas (Historical Use) | 4000 | Steel-Impressed Current | 1971-04-19 | Fiberglass Reinforced Plastic | Pressurized
540014 | 3 |  | 1996-04-01 | no | 1996-04-01 | no | Currently in Use | Gas (Historical Use) | 4000 | Steel-Impressed Current | 1971-04-19 | Fiberglass Reinforced Plastic | Pressurized
540014 | 4 |  | 1996-04-01 | no | 1996-04-01 | no | Currently in Use | Diesel | 1060 | Steel-Impressed Current | 1971-04-19 | Fiberglass Reinforced Plastic | Pressurized
540015 | 1 | [5 empty] | Removed from Ground | Gas (Historical Use) | 6000 | Bare Steel | 1966-04-20 | Galvanized Steel
540015 | 2 | [5 empty] | Removed from Ground | Gas (Historical Use) | 6000 | Bare Steel | 1966-04-20 | Galvanized Steel
540015 | 3 | [5 empty] | Removed from Ground | Gas (Historical Use) | 6000 | Bare Steel | 1966-04-20 | Galvanized Steel
540015 | 4 | [5 empty] | Removed from Ground | Diesel | 1060 | Bare Steel | 1983-04-16 | Galvanized Steel
540015 | 5 | [5 empty] | Permanently Out Of Use | Diesel | 3000 | Bare Steel | 1966-04-20 | Galvanized Steel
540016 | 1 | [5 empty] | Removed from Ground | Gas (Historical Use) | 4000 | Bare Steel | 1966-04-20 | Galvanized Steel | Suction (American)
540016 | 1A |  | 1996-02-14 |  | 1996-02-14 |  | Removed from Ground | Gas (Historical Use) | 4000 | Cathodically Protected Steel | 1996-02-13 | Fiberglass Reinforced Plastic | Pressurized
540016 | 2 | [5 empty] | Removed from Ground | Gas (Historical Use) | 4000 | Bare Steel | 1966-04-20 | Galvanized Steel | Suction (American)
540016 | 2B |  | 1996-02-14 |  | 1996-02-14 |  | Removed from Ground | Gas (Historical Use) | 4000 | Cathodically Protected Steel | 1996-02-13 | Fiberglass Reinforced Plastic | Pressurized
540016 | 3 | [5 empty] | Removed from Ground | Gas (Historical Use) | 2000 | Fiberglass | 1976-04-17 | Galvanized Steel | Suction (American)
540017 | 1 | [5 empty] | Removed from Ground | Gas (Historical Use) | 560 | Bare Steel | 1966-04-20 | Galvanized Steel
540017 | 2 | [5 empty] | Removed from Ground | Gas (Historical Use) | 560 | Bare Steel | 1966-04-20 | Galvanized Steel
540017 | 3 | [5 empty] | Removed from Ground | Gas (Historical Use) | 1060 | Bare Steel | 1976-04-17 | Galvanized Steel
540018 | 1 | [5 empty] | Removed from Ground | Diesel | 1060 | Bare Steel | 1971-04-19 | Galvanized Steel
540018 | 2 | [5 empty] | Removed from Ground | Gas (Historical Use) | 1060 | Bare Steel | 1982-04-16 | Galvanized Steel
540019 | 1 | [5 empty] | Removed from Ground | Gas (Historical Use) | 560 | Bare Steel | 1966-04-20 | Galvanized Steel
540019 | 2 | [5 empty] | Removed from Ground | Gas (Historical Use) | 1060 | Bare Steel | 1966-04-20 | Galvanized Steel
540020 | 1 | [5 empty] | Removed from Ground | Gas (Historical Use) | 3000 | Bare Steel | 1966-04-20 | Galvanized Steel
540020 | 2 | [5 empty] | Removed from Ground | Gas (Historical Use) | 3000 | Bare Steel | 1966-04-20 | Galvanized Steel
540020 | 3 | [5 empty] | Removed from Ground | Gas (Historical Use) | 3000 | Bare Steel | 1966-04-20 | Galvanized Steel
540021 | 1 | [5 empty] | Removed from Ground | Diesel | 10000 | Bare Steel | 1976-04-17 | Galvanized Steel
540022 | 1 | [5 empty] | Removed from Ground | Diesel | 4000 | Bare Steel | 1974-04-18 | Galvanized Steel
540022 | 2 | [5 empty] | Removed from Ground | Gas (Historical Use) | 1060 | Bare Steel | 1974-04-18 | Galvanized Steel
540023 | 1 | [5 empty] | Removed from Ground | Diesel | 560 | Bare Steel | 1971-04-19 | Galvanized Steel
540023 | 2 | [5 empty] | Removed from Ground | Gas (Historical Use) | 4000 | Bare Steel | 1977-04-17 | Galvanized Steel
540024 | 1 | [5 empty] | Removed from Ground | Gas (Historical Use) | 560 | Bare Steel | 1974-04-18 | Galvanized Steel
540024 | 2 | [5 empty] | Removed from Ground | Gas (Historical Use) | 1060 | Bare Steel | 1974-04-18 | Galvanized Steel
540025 | 1 | [5 empty] | Removed from Ground | Diesel | 4000 | Bare Steel | 1977-04-17 | Galvanized Steel
540026 | 1 | [5 empty] | Removed from Ground | Diesel | 4000 | Bare Steel | 1974-04-18 | Galvanized Steel
540029 | 1 | [5 empty] | Removed from Ground | Gas (Historical Use) | 500 | Bare Steel | 1958-04-17 | Unknown
540029 | 2 | [5 empty] | Removed from Ground | Other | 5000 | Composite | 1958-04-17 | Unknown
540030 | 510D1 | [5 empty] | Removed from Ground | Diesel | 2000 | Bare Steel | 1980-04-30 | Galvanized Steel | Safe Suction (Euro)
540030 | 510G1 | [5 empty] | Removed from Ground | Gas (Historical Use) | 550 | Bare Steel | 1966-05-04 | Galvanized Steel | Safe Suction (Euro)
540031 | 1 | [5 empty] | Removed from Ground | Other | 3000 | Bare Steel | 1984-05-05 | Galvanized Steel
540031 | 2 |  | 1990-06-01 |  | 1990-06-01 |  | Closed in Ground | Gas (Historical Use) | 10000 | Galvanic (STIP-3) | 1990-06-01 | Cathodically Protected | Suction (American)
540032 | 1 | [5 empty] | Removed from Ground | Gas (Historical Use) | 1000 | Bare Steel | 1951-05-14 | Galvanized Steel
540032 | 2 | [5 empty] | Removed from Ground | Gas (Historical Use) | 1000 | Bare Steel | 1951-05-14 | Galvanized Steel
540032 | 3 | [5 empty] | Removed from Ground | Gas (Historical Use) | 1000 | Bare Steel | 1951-05-14 | Galvanized Steel
540033 | 1 | [5 empty] | Removed from Ground | Diesel | 2000 | Bare Steel | 1985-05-08 | Unknown
540033 | 2 | [5 empty] | Removed from Ground | Gas (Historical Use) | 10000 | Bare Steel | 1986-01-10 | Galvanized Steel | Safe Suction (Euro)
540033 | 3 | [5 empty] | Removed from Ground | Gas (Historical Use) | 10000 | Bare Steel | 1986-01-10 | Bare Steel | Safe Suction (Euro)
540033 | 4 | [5 empty] | Removed from Ground | Diesel | 10000 | Bare Steel | 1986-01-10 | Bare Steel | Safe Suction (Euro)
540035 | 1 | [5 empty] | Removed from Ground | Gas (Historical Use) | 500 | Bare Steel | 1966-05-12 | Galvanized Steel
540036 | 1 |  | 1992-10-01 |  | 1992-10-01 |  | Currently in Use | Gas (Historical Use) | 10000 | Steel-Impressed Current | 1982-05-08 | Galvanized Steel | Pressurized
540036 | 2 | [5 empty] | Removed from Ground | Gas (Historical Use) | 6000 | Bare Steel | 1982-05-08 | Galvanized Steel
540036 | 2A |  | 1992-10-01 |  | 1992-10-01 |  | Currently in Use | Gas (Historical Use) | 6000 | Steel-Impressed Current | 1992-10-01 | Galvanized Steel | Pressurized
540036 | 2B |  | 1992-10-01 |  | 1992-10-01 |  | Temporarily out of use | Gas (Historical Use) | 4000 | Steel-Impressed Current | 1992-10-01 | Galvanized Steel | Pressurized
540036 | 3 | [5 empty] | Removed from Ground | Gas (Historical Use) | 4000 | Bare Steel | 1982-05-08 | Galvanized Steel
540036 | 4 | [5 empty] | Removed from Ground | Diesel | 4000 | Bare Steel | 1982-05-08 | Galvanized Steel
540037 | 1 | [5 empty] | Removed from Ground | Gas (Historical Use) | 6000 | Bare Steel | 1982-05-09 | Galvanized Steel | Pressurized
540037 | 2 | [5 empty] | Removed from Ground | Gas (Historical Use) | 10000 | Bare Steel | 1971-05-12 | Galvanized Steel | Pressurized
540037 | 3 | [5 empty] | Removed from Ground | Gas (Historical Use) | 10000 | Bare Steel | 1971-05-12 | Galvanized Steel | Pressurized
540037 | 4 | [5 empty] | Removed from Ground | Diesel | 6000 | Bare Steel | 1971-05-12 | Galvanized Steel | Pressurized
540038 | 1 |  | 1993-02-01 |  | 1993-02-01 |  | Currently in Use | Gas (Historical Use) | 8000 | Cathodically Protected Steel | 1978-05-10 | Fiberglass Reinforced Plastic | Pressurized
540038 | 2 |  | 1993-02-01 |  | 1993-02-01 |  | Currently in Use | Gas (Historical Use) | 8000 | Cathodically Protected Steel | 1978-05-10 | Fiberglass Reinforced Plastic | Pressurized
540039 | 1 | [5 empty] | Permanently Out of Use - historical purposes | Gas (Historical Use) | 4000 | Bare Steel | 1976-05-10 | Galvanized Steel
540039 | 2 | [5 empty] | Permanently Out of Use - historical purposes | Gas (Historical Use) | 4000 | Bare Steel | 1976-05-10 | Galvanized Steel
540039 | 3 | [5 empty] | Permanently Out of Use - historical purposes | Gas (Historical Use) | 4000 | Bare Steel | 1976-05-10 | Galvanized Steel
540040 | 1 | [5 empty] | Removed from Ground | Diesel | 550 | Bare Steel | 1962-01-07 | Galvanized Steel
540040 | 2 | [5 empty] | Removed from Ground | Diesel | 1000 | Bare Steel | 1961-01-01 | Galvanized Steel
540040 | 3 |  | 1997-08-28 | no | 1997-08-28 | no | Currently in Use | Diesel | 1000 |  | 1992-01-01 | Copper | Suction (American)
540041 | 1 | [5 empty] | Removed from Ground | Gas (Historical Use) | 2000 | Cathodically Protected Steel | 1986-05-16 | Galvanized Steel
540041 | 2 |  | 2016-01-10 | no |  | no | Currently in Use | Gas (Historical Use) | 20000 | Fiberglass Double Walled | 2016-01-10 | Double-Walled Fiberglass
540041 | 3 |  |  | no |  | no | Removed from Ground | Not Marked/Tank Removed | 1000 | Unknown | 2015-08-26
540041 | 3A |  | 2016-01-10 | no |  | no | Currently in Use | Gas (Historical Use) | 7500 | Fiberglass Double Walled | 2016-01-10 | Double-Walled Fiberglass
540041 | 3B |  | 2016-01-10 | no |  | no | Currently in Use | Diesel | 7500 | Fiberglass Double Walled | 2016-01-10 | Double-Walled Fiberglass
540042 | 1 |  |  | yes |  | yes | Removed from Ground | Used Oil | 500 | Bare Steel | 1961-05-26 | Galvanized Steel | Gravity Fed
540042 | 2 |  | 1989-12-11 |  | 1989-12-11 |  | Removed from Ground | Gas (Historical Use) | 2000 | Epoxy | 1961-05-26 | Galvanized Steel | Safe Suction (Euro)
540042 | 3 |  | 1989-12-11 |  | 1989-12-11 |  | Removed from Ground | Gas (Historical Use) | 10000 | Bare Steel | 1961-05-26 | Galvanized Steel | Safe Suction (Euro)
540042 | 4 |  | 1989-12-11 |  | 1989-12-11 |  | Removed from Ground | Gas (Historical Use) | 4000 | Composite | 1989-12-11 | Fiberglass Reinforced Plastic | Suction (American)
540042 | 5 | [5 empty] | Closed in Ground | Propane | 6000 | Bare Steel | 1961-05-26 | Galvanized Steel | Safe Suction (Euro)
540044 | 1 |  | 1998-11-17 |  | 1998-11-17 |  | Removed from Ground | Gas (Historical Use) | 8000 | Steel-Impressed Current | 1978-05-10 | Cathodically Protected | Pressurized
540044 | 2 |  | 1998-11-17 |  | 1998-11-17 |  | Removed from Ground | Gas (Historical Use) | 12000 | Steel-Impressed Current | 1978-05-10 | Cathodically Protected | Pressurized
540044 | 3 |  | 1998-11-17 |  | 1998-11-17 |  | Removed from Ground | Diesel | 12000 | Steel-Impressed Current | 1978-05-10 | Cathodically Protected | Pressurized
540044 | 6 |  | 1998-11-01 |  | 1998-11-01 |  | Removed from Ground | Diesel | 5000 | Steel-Impressed Current | 1989-12-05 | Cathodically Protected | Pressurized
540044 | 7 |  | 1998-11-17 |  | 1998-11-17 |  | Removed from Ground | Diesel | 3000 | Steel-Impressed Current | 1989-12-05 | Cathodically Protected | Safe Suction (Euro)
540044 | 8 |  | 1998-11-17 |  | 1998-11-17 |  | Removed from Ground | Gas (Historical Use) | 1000 | Steel-Impressed Current | 1989-12-05 | Cathodically Protected | Safe Suction (Euro)
540045 | 1 | [5 empty] | Removed from Ground | Gas (Historical Use) | 2000 | Bare Steel | 1966-05-13 | Galvanized Steel
540045 | 2 | [5 empty] | Removed from Ground | Gas (Historical Use) | 2000 | Bare Steel | 1966-05-13 | Galvanized Steel
540045 | 3 | [5 empty] | Removed from Ground | Gas (Historical Use) | 2000 | Bare Steel | 1966-05-13 | Galvanized Steel
540045 | 4 | [5 empty] | Removed from Ground | Gas (Historical Use) | 2000 | Bare Steel | 1993-12-01 | Galvanized Steel
540045 | 5 |  |  | yes |  | yes | Removed from Ground | Used Oil | 550 | Not Marked/Unknown | 1994-12-28 | Not Marked
540046 | 1 | [5 empty] | Removed from Ground | Gas (Historical Use) | 1000 | Bare Steel | 1978-05-10 | Galvanized Steel
540046 | 2 | [5 empty] | Removed from Ground | Gas (Historical Use) | 1000 | Bare Steel | 1978-05-10 | Galvanized Steel
540047 | 1 | [5 empty] | Removed from Ground | Gas (Historical Use) | 550 | Bare Steel | 1985-05-08 | Galvanized Steel
540047 | 2 | [5 empty] | Removed from Ground | Gas (Historical Use) | 550 | Bare Steel | 1981-05-09 | Galvanized Steel
540048 | 1 |  | 1994-08-01 |  | 1994-08-01 |  | Currently in Use | Diesel | 8000 | Steel-Impressed Current | 1982-05-09 | Cathodically Protected | Pressurized
540048 | 2 |  | 1994-08-01 |  | 1994-08-01 |  | Currently in Use | Gas (Historical Use) | 8000 | Steel-Impressed Current | 1982-05-09 | Cathodically Protected | Pressurized
540048 | 3 |  | 1994-08-01 |  | 1994-08-01 |  | Currently in Use | Gas (Historical Use) | 8000 | Steel-Impressed Current | 1982-05-09 | Cathodically Protected | Pressurized
540048 | 4 |  | 1988-10-29 |  | 1988-10-29 |  | Currently in Use | Diesel | 4000 | Cathodically Protected Steel | 1988-10-29 | Fiberglass Reinforced Plastic | Pressurized
540049 | 1 |  | 1996-02-01 |  | 1996-02-01 |  | Currently in Use | Gas (Historical Use) | 10000 | Fiberglass | 1984-05-08 | Double-Walled Flex | Pressurized
540049 | 2 |  | 1996-02-01 |  | 1996-02-01 |  | Currently in Use | Gas (Historical Use) | 10000 | Fiberglass | 1984-05-08 | Double-Walled Flex | Pressurized
540049 | 3 |  | 1996-02-01 |  | 1996-02-01 |  | Currently in Use | Gas (Historical Use) | 3000 | Steel-Impressed Current | 1984-05-08 | Double-Walled Flex | Pressurized
540049 | 4 |  | 1996-02-01 |  | 1996-02-01 |  | Currently in Use | Gas (Historical Use) | 3000 | Steel-Impressed Current | 1984-05-08 | Double-Walled Flex | Pressurized
540049 | 5 |  |  | no |  | no | Closed in Ground | Used Oil | 550 | Bare Steel | 2009-10-06
540049 | 6 |  |  | no |  | no | Closed in Ground | Used Oil | 550 | Bare Steel | 2009-10-06
540050 | 1 | [5 empty] | Removed from Ground | Gas (Historical Use) | 10000 | Bare Steel | 1983-05-09 | Galvanized Steel
540050 | 2 | [5 empty] | Removed from Ground | Gas (Historical Use) | 8000 | Bare Steel | 1978-05-10 | Galvanized Steel
540050 | 3 | [5 empty] | Removed from Ground | Gas (Historical Use) | 6000 | Bare Steel | 1974-05-11 | Galvanized Steel
540050 | 4 | [5 empty] | Removed from Ground | Gas (Historical Use) | 4000 | Bare Steel | 1974-05-11 | Galvanized Steel
540052 | 1A |  | 1998-07-01 | no | 1998-07-01 | no | Currently in Use | Diesel | 12000 | Composite | 1998-07-15 | Fiberglass Reinforced Plastic | Pressurized
540052 | 2 | [5 empty] | Closed in Ground | Diesel | 12000 | Bare Steel | 1978-05-10 | Galvanized Steel
540052 | 2A |  | 1998-07-01 | no | 1998-07-01 | no | Currently in Use | Gas (Historical Use) | 3000 | Composite | 1998-07-15 | Fiberglass Reinforced Plastic | Pressurized
540052 | 3 | [5 empty] | Closed in Ground | Gas (Historical Use) | 3000 | Bare Steel | 1979-05-10 | Galvanized Steel
540052 | 3A |  | 1998-07-01 | yes | 1998-07-01 | yes | Temporarily out of use | New Oil | 0 | Composite | 1998-07-15 | Fiberglass Reinforced Plastic | Pressurized
540052 | 4 | [5 empty] | Removed from Ground | Gas (Historical Use) | 4000 | Bare Steel | 1978-05-10 | Galvanized Steel
540052 | 5 | [5 empty] | Removed from Ground | Gas (Historical Use) | 4000 | Bare Steel | 1978-05-10 | Galvanized Steel
540052 | 7 | [5 empty] | Removed from Ground | Diesel | 4000 | Bare Steel | 1978-05-10 | Galvanized Steel
550001 | 1 |  | 1998-12-01 |  | 1998-12-01 |  | Removed from Ground | Gas (Historical Use) | 560 | Cathodically Protected Steel | 1956-04-29 | Cathodically Protected
550001 | 196180 |  | 1992-01-01 |  | 1992-01-01 |  | Removed from Ground | Gas (Historical Use) | 1000 | Galvanic (STIP-3) | 1992-01-23 | Cathodically Protected | Safe Suction (Euro)
550001 | 196181 |  | 1992-01-01 |  | 1992-01-01 |  | Removed from Ground | Diesel | 1000 | Galvanic (STIP-3) | 1992-01-23 | Cathodically Protected | Safe Suction (Euro)
550001 | 2 |  | 1998-12-01 |  | 1998-12-01 |  | Removed from Ground | Diesel | 2000 | Cathodically Protected Steel | 1992-01-20 | Cathodically Protected | Safe Suction (Euro)
550005 | 1 | Flapper Valve | 1997-07-01 |  | 1997-07-01 |  | Currently in Use | Diesel | 6000 | Steel-Impressed Current | 1981-12-05 | Steel (Impressed Current) | Pressurized
550005 | 2 | Flapper Valve | 1997-07-01 |  | 1997-07-01 |  | Currently in Use | Gas (Historical Use) | 6000 | Steel-Impressed Current | 1981-12-05 | Steel (Impressed Current) | Pressurized
550006 | 1 | [5 empty] | Removed from Ground | Gas (Historical Use) | 1000 | Bare Steel | 1969-12-08 | Galvanized Steel | Safe Suction (Euro)
550007 | 1 | [5 empty] | Removed from Ground | Empty | 7000 | Bare Steel | 1969-12-08 | Galvanized Steel
550008 | 1 | [5 empty] | Removed from Ground | Empty | 1000 | Bare Steel | 1965-12-09 | Galvanized Steel
550008 | 2 | [5 empty] | Removed from Ground | Empty | 6000 | Bare Steel | 1981-12-05 | Galvanized Steel
550009 | 1 | [5 empty] | Removed from Ground | Gas (Historical Use) | 1000 | Bare Steel | 1985-02-28 | Galvanized Steel
550010 | 1 | [5 empty] | Removed from Ground | Gas (Historical Use) | 3000 | Bare Steel | 1981-03-07 | Galvanized Steel
550010 | 2 | [5 empty] | Closed in Ground | Empty | 500 | Bare Steel | 1960-03-12 | Not Marked
550011 | 1 | [5 empty] | Currently in Use | Diesel | 1000 | Not Marked/Unknown |  | Not Marked
550013 | 1 | Overfill Alarm | 1998-01-20 |  | 1998-01-20 |  | Currently in Use | Gas (Historical Use) | 20000 | Steel-Impressed Current | 1995-08-16 | Double-Walled Flex | Pressurized
550013 | 2 | Overfill Alarm | 1998-01-20 |  | 1998-01-20 |  | Currently in Use | Gas (Historical Use) | 20000 | Steel-Impressed Current | 1995-09-12 | Double-Walled Flex | Pressurized
550013 | 3 | Overfill Alarm | 1998-01-20 |  | 1998-01-20 |  | Currently in Use | Gas (Historical Use) | 20000 | Steel-Impressed Current | 1995-09-12 | Double-Walled Flex | Pressurized
550013 | 4 | Overfill Alarm | 1998-01-20 |  | 1998-01-20 |  | Currently in Use | Diesel | 6000 | Steel-Impressed Current | 1995-09-12 | Double-Walled Flex | Pressurized
550013 | 5 | Overfill Alarm | 1998-01-20 |  | 1998-01-20 |  | Currently in Use | Gas (Historical Use) | 20000 | Steel-Impressed Current | 1995-09-12 | Double-Walled Flex | Pressurized
550013 | 6 | Overfill Alarm | 1998-01-20 |  | 1998-01-20 |  | Currently in Use | Kerosene | 6000 | Steel-Impressed Current | 1995-09-12 | Double-Walled Flex | Pressurized
550013 | 7 | Overfill Alarm | 1998-01-20 |  | 1998-01-20 |  | Currently in Use | Diesel | 4000 | Steel-Impressed Current | 1995-09-12 | Double-Walled Flex | Pressurized
550014 | 1 | [5 empty] | Closed in Ground | Diesel | 10000 | Bare Steel | 1951-02-16 | Copper | Suction (American)
550014 | 2 |  | 1992-06-18 |  | 1992-06-18 |  | Currently in Use | Diesel | 10000 | Bare Steel | 1992-06-18 | Copper | Suction (American)
550016 | 1 | Flapper Valve | 1999-02-01 |  | 1999-02-01 |  | Currently in Use | Diesel | 15000 | Fiberglass | 1976-01-01 | Fiberglass Reinforced Plastic | Safe Suction (Euro)
550017 | 1 | [5 empty] | Removed from Ground | Gas (Historical Use) | 10000 | Bare Steel | 1978-03-19 | Galvanized Steel
550018 | 62001 | [5 empty] | Removed from Ground | Gas (Historical Use) | 1050 | Bare Steel | 1962-05-05 | Galvanized Steel | Safe Suction (Euro)
550018 | 620D1 | [5 empty] | Removed from Ground | Diesel | 1000 | Cathodically Protected Steel | 1987-01-01 | Galvanized Steel | Safe Suction (Euro)
550018 | 620G1 | [5 empty] | Removed from Ground | Gas (Historical Use) | 1000 | Cathodically Protected Steel | 1987-01-01 | Galvanized Steel | Safe Suction (Euro)
550019 | 1 | [5 empty] | Removed from Ground | Gas (Historical Use) | 4000 | Bare Steel | 1961-04-24 | Galvanized Steel
550019 | 2 | [5 empty] | Removed from Ground | Gas (Historical Use) | 3000 | Bare Steel | 1978-04-20 | Galvanized Steel
550019 | 3 | [5 empty] | Removed from Ground | Gas (Historical Use) | 6000 | Bare Steel | 1973-04-21 | Galvanized Steel
550019 | 4 | Ball Float | 1989-01-01 |  | 1989-01-01 |  | Currently in Use | Gas (Historical Use) | 8000 | Composite | 1989-01-01 | Double-Walled Fiberglass | Pressurized
550019 | 5 | Ball Float | 1989-01-01 |  | 1989-01-01 |  | Currently in Use | Gas (Historical Use) | 8000 | Composite | 1989-01-01 | Double-Walled Fiberglass | Pressurized
550019 | 6 | Ball Float | 1989-01-01 |  | 1989-01-01 |  | Currently in Use | Gas (Historical Use) | 8000 | Composite | 1989-01-01 | Double-Walled Fiberglass | Pressurized
550019 | 7 | Ball Float | 1989-01-01 |  | 1989-01-01 |  | Currently in Use | Diesel | 5000 | Composite | 1989-01-01 | Double-Walled Fiberglass | Pressurized
550020 | 1 | [5 empty] | Removed from Ground | Gas (Historical Use) | 3000 | Bare Steel | 1985-04-18 | Galvanized Steel
550020 | 10-SILVER |  | 1993-09-24 |  | 1993-09-24 |  | Currently in Use | Gas (Historical Use) | 3000 | Composite | 1993-09-24 | Fiberglass Reinforced Plastic | Pressurized
550020 | 11-REG |  | 1993-09-24 |  | 1993-09-24 |  | Currently in Use | Gas (Historical Use) | 4000 | Composite | 1993-09-24 | Fiberglass Reinforced Plastic | Pressurized
550020 | 12-REG |  | 1993-09-24 |  | 1993-09-24 |  | Currently in Use | Gas (Historical Use) | 4000 | Composite | 1993-09-24 | Fiberglass Reinforced Plastic | Pressurized
550020 | 2 | [5 empty] | Removed from Ground | Gas (Historical Use) | 3000 | Bare Steel | 1985-04-18 | Galvanized Steel
550020 | 3 | [5 empty] | Removed from Ground | Gas (Historical Use) | 3000 | Bare Steel | 1985-04-18 | Galvanized Steel | Pressurized
550020 | 4 | [5 empty] | Removed from Ground | Gas (Historical Use) | 3000 | Bare Steel | 1985-04-18 | Galvanized Steel | Pressurized
550020 | 5 | [5 empty] | Removed from Ground | Gas (Historical Use) | 4000 | Bare Steel | 1985-04-18 | Galvanized Steel | Pressurized
550020 | 6 | [5 empty] | Removed from Ground | Gas (Historical Use) | 4000 | Bare Steel | 1985-04-18 | Galvanized Steel | Pressurized
550020 | 7-PREM |  | 1993-09-24 |  | 1993-09-24 |  | Currently in Use | Gas (Historical Use) | 3000 | Composite | 1993-09-24 | Fiberglass Reinforced Plastic | Pressurized
550020 | 8-PREM |  | 1993-09-24 |  | 1993-09-24 |  | Currently in Use | Gas (Historical Use) | 3000 | Composite | 1993-09-24 | Fiberglass Reinforced Plastic | Pressurized
550020 | 9-SILVER |  | 1993-09-24 |  | 1993-09-24 |  | Currently in Use | Gas (Historical Use) | 3000 | Composite | 1993-09-24 | Fiberglass Reinforced Plastic | Pressurized
550022 | 1 | [5 empty] | Closed in Ground | Empty | 2000 | Bare Steel | 1971-04-04 | Bare Steel
550022 | 2 | [5 empty] | Removed from Ground | Diesel | 1000 | Not Marked/Unknown | 1998-06-17 | Not Marked
550023 | 1 | Flapper Valve | 1996-02-01 |  | 1996-02-01 |  | Currently in Use | Gas (Historical Use) | 10000 | Steel-Impressed Current | 1984-05-01 | Double-Walled Flex | Pressurized
550023 | 2 | Flapper Valve | 1996-02-01 |  | 1996-02-01 |  | Currently in Use | Gas (Historical Use) | 8000 | Steel-Impressed Current | 1984-05-01 | Double-Walled Flex | Pressurized
550023 | 3 | Flapper Valve | 1996-02-01 |  | 1996-02-01 |  | Currently in Use | Diesel | 8000 | Steel-Impressed Current | 1984-05-01 | Double-Walled Flex | Pressurized
550023 | 4 | Flapper Valve | 1996-02-01 |  | 1996-02-01 |  | Currently in Use | Diesel | 6000 | Steel-Impressed Current | 1984-05-01 | Double-Walled Flex | Safe Suction (Euro)
550024 | 1 | [5 empty] | Removed from Ground | Gas (Historical Use) | 550 | Bare Steel | 1964-05-04 | Galvanized Steel
550025 | 701 | Ball Float | 1998-10-01 |  | 1998-10-01 |  | Removed from Ground | Gas (Historical Use) | 10152 | Steel-Impressed Current | 1979-07-01 | Flex | Pressurized
550025 | 702 | Ball Float | 1998-10-01 |  | 1998-10-01 |  | Removed from Ground | Gas (Historical Use) | 10152 | Steel-Impressed Current | 1979-10-01 | Flex | Pressurized
550025 | 703 | Ball Float | 1998-10-01 |  | 1998-10-01 |  | Removed from Ground | Gas (Historical Use) | 10152 | Steel-Impressed Current | 1979-10-01 | Fiberglass Reinforced Plastic | Pressurized
550029 | 1 | [5 empty] | Removed from Ground | Gas (Historical Use) | 1000 | Bare Steel | 1971-05-10 | Galvanized Steel
550029 | 2 | [5 empty] | Removed from Ground | Gas (Historical Use) | 1000 | Bare Steel | 1971-05-10 | Galvanized Steel
550029 | 3A | Flapper Valve | 2000-02-01 |  | 2000-02-01 |  | Temporarily out of use | Gas (Historical Use) | 2000 | Fiberglass | 2000-07-01 | Fiberglass Reinforced Plastic | Safe Suction (Euro)
550029 | 3B | Flapper Valve | 2000-02-01 |  | 2000-02-01 |  | Temporarily out of use | Diesel | 2000 | Fiberglass | 2000-07-01 | Fiberglass Reinforced Plastic | Safe Suction (Euro)
550030 | 1 | Ball Float | 1994-04-06 | no | 1994-04-06 | no | Currently in Use | Regular | 8000 | Galvanic (STIP-3) | 1985-05-06 | Double-Walled Flex | Pressurized
550030 | 2 | Ball Float | 1994-04-06 | no | 1994-04-06 | no | Currently in Use | Regular | 6000 | Galvanic (STIP-3) | 1985-05-06 | Double-Walled Flex | Pressurized
550030 | 3 | Ball Float | 1994-04-06 | no | 1994-04-06 | no | Currently in Use | Premium | 6000 | Galvanic (STIP-3) | 1985-05-06 | Double-Walled Flex | Pressurized
550030 | 4 | Ball Float | 1994-04-06 | no | 1994-04-06 | no | Currently in Use | Diesel | 6000 | Galvanic (STIP-3) | 1985-05-06 | Double-Walled Flex | Pressurized
550030 | 5 | Flapper Valve | 1994-04-06 | no | 1994-04-06 | no | Temporarily out of use | Kerosene | 2000 | Galvanic (STIP-3) | 1985-05-06 | Double-Walled Flex | Safe Suction (Euro)
550031 | 1 | [5 empty] | Closed in Ground | Gas (Historical Use) | 10000 | Bare Steel | 1970-05-09 | Galvanized Steel | Safe Suction (Euro)
550031 | 2 | [5 empty] | Closed in Ground | Gas (Historical Use) | 10000 | Bare Steel | 1970-05-09 | Galvanized Steel | Safe Suction (Euro)
550031 | 3 | [5 empty] | Closed in Ground | Gas (Historical Use) | 6000 | Bare Steel | 1971-05-12 | Galvanized Steel | Safe Suction (Euro)
550031 | 4 | [5 empty] | Closed in Ground | Gas (Historical Use) | 6000 | Bare Steel | 1971-05-12 | Galvanized Steel | Safe Suction (Euro)
550031 | 5 | [5 empty] | Closed in Ground | Gas (Historical Use) | 6000 | Bare Steel | 1971-05-12 | Galvanized Steel | Safe Suction (Euro)
550031 | 6 | [5 empty] | Closed in Ground | Diesel | 5000 | Bare Steel | 1971-05-12 | Galvanized Steel | Safe Suction (Euro)
550031 | 7 | [5 empty] | Closed in Ground | Kerosene | 5000 | Bare Steel | 1971-05-12 | Galvanized Steel | Safe Suction (Euro)
550031 | 8 | [5 empty] | Closed in Ground | Gas (Historical Use) | 5000 | Bare Steel | 1971-05-12 | Galvanized Steel | Safe Suction (Euro)
550032 | 1 | [5 empty] | Closed in Ground | Gas (Historical Use) | 1000 | Bare Steel | 1982-05-09 | Galvanized Steel | Suction (American)
550032 | 2 | [5 empty] | Closed in Ground | Diesel | 560 | Bare Steel | 1982-05-09 | Galvanized Steel | Suction (American)
550032 | 3 | [5 empty] | Closed in Ground | Kerosene | 560 | Bare Steel | 1982-05-09 | Galvanized Steel | Suction (American)
550032 | 4 | [5 empty] | Removed from Ground | Gas (Historical Use) | 2000 | Bare Steel | 1982-05-09 | Galvanized Steel | Suction (American)
550032 | 5 |  | 1991-05-17 |  | 1991-05-17 |  | Removed from Ground | Gas (Historical Use) | 2000 | Galvanic (STIP-3) | 1991-05-17 | Bare Steel | Suction (American)
550032 | 6 |  | 1991-05-17 |  | 1991-05-17 |  | Removed from Ground | Gas (Historical Use) | 1000 | Galvanic (STIP-3) | 1991-05-17 | Bare Steel | Suction (American)
550032 | 7 |  | 1991-05-17 |  | 1991-05-17 |  | Removed from Ground | Gas (Historical Use) | 1000 | Galvanic (STIP-3) | 1991-05-17 | Bare Steel | Suction (American)
550034 | 1 |  | 1999-05-01 |  | 1999-05-01 |  | Currently in Use | Gas (Historical Use) | 6000 | Steel-Impressed Current | 1980-05-09 | Cathodically Protected | Suction (American)
550034 | 2 |  | 1999-05-01 |  | 1999-05-01 |  | Currently in Use | Gas (Historical Use) | 6000 | Steel-Impressed Current | 1980-05-09 | Cathodically Protected | Suction (American)
550034 | 3 |  | 1999-05-01 |  | 1999-05-01 |  | Currently in Use | Gas (Historical Use) | 4000 | Steel-Impressed Current | 1980-05-09 | Cathodically Protected | Suction (American)
550035 | 3A | [5 empty] | Removed from Ground | Diesel | 1000 | Cathodically Protected Steel | 1994-09-26 | Bare Steel | Safe Suction (Euro)
550035 | 5 |  | 1994-09-26 |  | 1994-09-26 |  | Removed from Ground | Gas (Historical Use) | 2000 | Cathodically Protected Steel | 1994-09-26 | Cathodically Protected | Safe Suction (Euro)
550035 | UST-1 | [5 empty] | Removed from Ground | Diesel | 1000 | Cathodically Protected Steel | 1975-05-11 | Bare Steel | Safe Suction (Euro)
550035 | UST-2 | [5 empty] | Removed from Ground | Gas (Historical Use) | 2000 | Cathodically Protected Steel | 1989-12-11 | Bare Steel | Safe Suction (Euro)
550035 | UST-3 | [5 empty] | Removed from Ground | Gas (Historical Use) | 1000 | Cathodically Protected Steel | 1976-04-01 | Bare Steel | Safe Suction (Euro)
550035 | UST-3B |  | 1994-09-25 |  | 1994-09-25 |  | Removed from Ground | Gas (Historical Use) | 1000 | Galvanic (STIP-3) | 1994-09-26 | Cathodically Protected | Safe Suction (Euro)
550035 | UST-4 | [5 empty] | Removed from Ground | Gas (Historical Use) | 1000 | Cathodically Protected Steel | 1975-05-11 | Bare Steel | Safe Suction (Euro)
550035 | UST-4B |  | 1994-09-25 |  | 1994-09-25 |  | Removed from Ground | Gas (Historical Use) | 1000 | Galvanic (STIP-3) | 1994-09-26 | Cathodically Protected | Safe Suction (Euro)
550035 | UST-5B |  | 1998-12-01 |  | 1998-12-01 |  | Removed from Ground | Diesel | 2000 | Galvanic (STIP-3) | 1998-12-01 | Cathodically Protected | Safe Suction (Euro)
550037 | 1 | [5 empty] | Removed from Ground | Gas (Historical Use) | 6000 | Bare Steel | 1982-05-09 | Galvanized Steel | Suction (American)
550037 | 2 | [5 empty] | Removed from Ground | Gas (Historical Use) | 5000 | Bare Steel | 1982-05-09 | Galvanized Steel | Suction (American)
550037 | 3 | [5 empty] | Removed from Ground | Gas (Historical Use) | 3000 | Bare Steel | 1982-05-09 | Galvanized Steel | Suction (American)
550038 | 1 | [5 empty] | Removed from Ground | Gas (Historical Use) | 2000 | Bare Steel | 1979-05-10 | Galvanized Steel | Suction (American)
550038 | 2 | [5 empty] | Removed from Ground | Gas (Historical Use) | 2000 | Bare Steel | 1979-05-10 | Galvanized Steel | Suction (American)
550038 | 3 | [5 empty] | Removed from Ground | Gas (Historical Use) | 1000 | Bare Steel | 1979-05-10 | Galvanized Steel | Suction (American)
550040 | 1 | [5 empty] | Closed in Ground | Gas (Historical Use) | 1000 | Bare Steel | 1988-12-01 | Galvanized Steel
550040 | 2 | [5 empty] | Closed in Ground | Gas (Historical Use) | 1000 | Bare Steel | 1988-12-01 | Galvanized Steel
550042 | 1 | Flapper Valve | 1996-05-23 |  | 1996-05-23 |  | Currently in Use | Diesel | 1000 | Steel-Impressed Current | 1981-05-09 | Double-Walled Fiberglass | Safe Suction (Euro)
550042 | 2 | Flapper Valve | 1996-05-23 |  | 1996-05-23 |  | Currently in Use | Diesel | 2000 | Steel-Impressed Current | 1981-05-09 | Double-Walled Fiberglass | Safe Suction (Euro)
550042 | 3 | Flapper Valve | 1996-05-23 |  | 1996-05-23 |  | Currently in Use | Diesel | 3000 | Steel-Impressed Current | 1981-05-09 | Double-Walled Fiberglass | Safe Suction (Euro)
550042 | 4 | Flapper Valve | 1996-05-23 |  | 1996-05-23 |  | Currently in Use | Gas (Historical Use) | 12000 | Composite | 1996-05-23 | Double-Walled Fiberglass | Pressurized
550042 | 5A | Flapper Valve | 1996-05-23 |  | 1996-05-23 |  | Currently in Use | Gas (Historical Use) | 6000 | Composite | 1996-05-23 | Double-Walled Fiberglass | Pressurized
550042 | 5B | Flapper Valve | 1996-05-23 | no | 1996-05-23 | no | Currently in Use | Gas (Historical Use) | 6000 | Composite | 1996-05-23 | Double-Walled Fiberglass | Pressurized
550043 | 1 | [5 empty] | Removed from Ground | Gas (Historical Use) | 10000 | Bare Steel | 1971-05-11 | Galvanized Steel
550043 | 2 | [5 empty] | Removed from Ground | Gas (Historical Use) | 6000 | Bare Steel | 1971-05-11 | Galvanized Steel
550043 | 3 | [5 empty] | Removed from Ground | Gas (Historical Use) | 4000 | Bare Steel | 1971-05-11 | Galvanized Steel
550043 | 4 | Flapper Valve | 1994-03-01 |  | 1994-03-01 |  | Currently in Use | Kerosene | 4000 | Galvanic (STIP-3) | 1987-01-01 | Fiberglass Reinforced Plastic | Safe Suction (Euro)
550043 | 5 | Flapper Valve | 1994-03-01 |  | 1994-03-01 |  | Currently in Use | Gas (Historical Use) | 10000 | Galvanic (STIP-3) | 1994-04-25 | Fiberglass Reinforced Plastic | Safe Suction (Euro)
550043 | 6 | Flapper Valve | 1994-03-01 | no | 1994-03-01 | no | Currently in Use | Gas (Historical Use) | 6000 | Galvanic (STIP-3) | 1994-04-25 | Fiberglass Reinforced Plastic | Safe Suction (Euro)
550043 | 7 | Flapper Valve | 1994-03-01 |  | 1994-03-01 |  | Currently in Use | Diesel | 4000 | Galvanic (STIP-3) | 1994-04-25 | Fiberglass Reinforced Plastic | Safe Suction (Euro)
550044 | 1 | [5 empty] | Removed from Ground | Gas (Historical Use) | 15 | Bare Steel | 1961-05-14 | Copper | Gravity Fed
550045 | DG1 | [5 empty] | Closed in Ground | Diesel | 280 | Bare Steel | 1983-05-09 | Not Marked
550046 | 1 |  | 1998-04-08 |  | 1998-04-08 |  | Removed from Ground | Gas (Historical Use) | 8000 | Steel-Impressed Current | 1972-05-11 | Cathodically Protected | Safe Suction (Euro)
550046 | 2 |  | 1998-04-08 |  | 1998-04-08 |  | Removed from Ground | Gas (Historical Use) | 8000 | Steel-Impressed Current | 1972-05-11 | Cathodically Protected | Safe Suction (Euro)
550046 | 3 |  | 1998-04-08 |  | 1998-04-08 |  | Removed from Ground | Gas (Historical Use) | 2000 | Steel-Impressed Current | 1976-01-01 | Cathodically Protected | Safe Suction (Euro)
550048 | 1 | [5 empty] | Removed from Ground | Gas (Historical Use) | 10000 | Bare Steel | 1971-05-12 | Galvanized Steel
550048 | 2 | [5 empty] | Removed from Ground | Gas (Historical Use) | 10000 | Bare Steel | 1971-05-12 | Galvanized Steel
550048 | 3 | [5 empty] | Removed from Ground | Gas (Historical Use) | 10000 | Bare Steel | 1971-05-12 | Galvanized Steel
550048 | 4 | [5 empty] | Removed from Ground | Kerosene | 8000 | Bare Steel | 1971-05-12 | Galvanized Steel
550048 | 5 | [5 empty] | Removed from Ground | Diesel | 8000 | Bare Steel | 1971-05-12 | Galvanized Steel
550049 | 1 | Flapper Valve | 1998-05-01 |  | 1998-05-01 |  | Currently in Use | Gas (Historical Use) | 10000 | Steel-Impressed Current | 1982-05-09 | Cathodically Protected | Suction (American)
550049 | 2 | Flapper Valve | 1998-05-01 |  | 1998-05-01 |  | Currently in Use | Gas (Historical Use) | 6000 | Steel-Impressed Current | 1982-05-09 | Cathodically Protected | Suction (American)
550049 | 3 | Flapper Valve | 1998-05-01 |  | 1998-05-01 |  | Currently in Use | Gas (Historical Use) | 4000 | Steel-Impressed Current | 1982-05-09 | Cathodically Protected | Suction (American)
550049 | 4 | Flapper Valve | 1998-05-01 |  | 1998-05-01 |  | Currently in Use | Diesel | 4000 | Steel-Impressed Current | 1982-05-09 | Cathodically Protected | Suction (American)
550054 | 1 | [5 empty] | Removed from Ground | Gas (Historical Use) | 1500 | Bare Steel | 1967-01-06 | Unknown
550054 | 2 | [5 empty] | Removed from Ground | Gas (Historical Use) | 1500 | Bare Steel | 1967-01-06 | Unknown
550054 | 3 | [5 empty] | Removed from Ground | Other | 550 | Marked Unknown | 2001-10-01 | Unknown
55051 | 1 | [5 empty] | Removed from Ground | Gas (Historical Use) | 4000 | Bare Steel | 1976-05-18 | Bare Steel | Suction (American)
55051 | 2 | [5 empty] | Removed from Ground | Gas (Historical Use) | 4000 | Bare Steel | 1976-05-18 | Bare Steel | Suction (American)
55051 | 3 | [5 empty] | Removed from Ground | Gas (Historical Use) | 1000 | Bare Steel | 1976-01-01 | Bare Steel | Suction (American)
552000 | 1 | Flapper Valve | 1987-11-04 |  | 1987-11-04 |  | Currently in Use | Gas (Historical Use) | 8000 | Galvanic (STIP-3) | 1987-11-04 | Fiberglass Reinforced Plastic | Pressurized
552000 | 2 | Flapper Valve | 1987-11-04 |  | 1987-11-04 |  | Currently in Use | Gas (Historical Use) | 8000 | Galvanic (STIP-3) | 1987-11-04 | Fiberglass Reinforced Plastic | Pressurized
552000 | 3 | Flapper Valve | 1987-11-04 |  | 1987-11-04 |  | Currently in Use | Gas (Historical Use) | 6000 | Galvanic (STIP-3) | 1987-11-04 | Fiberglass Reinforced Plastic | Pressurized
552000 | 4 | Flapper Valve | 1987-11-04 |  | 1987-11-04 |  | Currently in Use | Diesel | 6000 | Galvanic (STIP-3) | 1987-11-04 | Fiberglass Reinforced Plastic | Pressurized
552000 | 5 | Flapper Valve | 1987-11-04 |  | 1987-11-04 |  | Currently in Use | Diesel | 2000 | Galvanic (STIP-3) | 1987-11-04 | Fiberglass Reinforced Plastic | Safe Suction (Euro)
552000 | A |  |  | no |  | no | Permanently Out Of Use | Gas (Historical Use) | 2000 | Bare Steel | 1982-05-09 | Unknown
552000 | B |  |  | no |  | no | Permanently Out Of Use | Gas (Historical Use) | 3000 | Bare Steel | 1982-05-09 | Unknown
552000 | C |  |  | no |  | no | Permanently Out Of Use | Gas (Historical Use) | 5000 | Bare Steel | 1982-05-09 | Unknown
552001 | 1 | Ball Float | 1987-11-04 | no | 1987-11-04 | no | Currently in Use | Regular | 8000 | Galvanic (STIP-3) | 1987-11-04 | Fiberglass Reinforced Plastic | Pressurized
552001 | 2 | Ball Float | 1987-11-04 | no | 1987-11-04 | no | Currently in Use | Regular | 8000 | Galvanic (STIP-3) | 1987-11-04 | Fiberglass Reinforced Plastic | Pressurized
552001 | 3 | Ball Float | 1987-11-04 | no | 1987-11-04 | no | Currently in Use | Diesel On Road | 6000 | Galvanic (STIP-3) | 1987-11-04 | Fiberglass Reinforced Plastic | Pressurized
552001 | 4 | Ball Float | 1987-11-04 | no | 1987-11-04 | no | Currently in Use | Premium | 6000 | Galvanic (STIP-3) | 1987-11-04 | Fiberglass Reinforced Plastic | Pressurized
552001 | 5 | Flapper Valve | 1987-11-04 | no | 1987-11-04 | no | Currently in Use | E-0 | 2000 | Galvanic (STIP-3) | 1987-11-04 | Fiberglass Reinforced Plastic | Safe Suction (Euro)
552002 | 1 | Ball Float | 1987-08-01 |  | 1987-08-01 |  | Currently in Use | Gas (Historical Use) | 10000 | Composite | 1987-08-04 | Fiberglass Reinforced Plastic | Pressurized
552002 | 2 | Ball Float | 1987-08-01 |  | 1987-08-01 |  | Currently in Use | Diesel | 10000 | Composite | 1987-08-04 | Fiberglass Reinforced Plastic | Pressurized
552002 | 3 | Flapper Valve | 1987-08-01 |  | 1987-08-01 |  | Currently in Use | Diesel | 10000 | Composite | 1987-08-04 | Fiberglass Reinforced Plastic | Pressurized
552002 | 4 | Flapper Valve | 1987-08-01 |  | 1987-08-01 |  | Currently in Use | Gas (Historical Use) | 10000 | Composite | 1987-08-04 | Fiberglass Reinforced Plastic | Pressurized
552002 | 5 |  | 1987-08-01 |  | 1987-08-01 |  | Currently in Use | Kerosene | 2000 | Composite | 1987-08-04 | Fiberglass Reinforced Plastic | Pressurized
560002 | 1 | [5 empty] | Closed in Ground | Other | 15000 | Cathodically Protected Steel | 1976-03-07 | Not Marked | Pressurized
560002 | 10 | [5 empty] | Closed in Ground | Other | 4000 | Unknown | 1976-03-07 | Not Marked | Pressurized
560002 | 11 | [5 empty] | Closed in Ground | Other | 3000 | Unknown | 1976-03-07 | Not Marked | Pressurized
560002 | 12 | [5 empty] | Closed in Ground | Other | 3000 | Unknown | 1976-03-07 | Not Marked | Pressurized
560002 | 13 | [5 empty] | Permanently Out of Use - historical purposes | Other | 8000 | Unknown | 1976-03-07 | Not Marked | Pressurized
560002 | 14 | [5 empty] | Closed in Ground | Other | 10000 | Unknown | 1976-03-07 | Not Marked | Pressurized
560002 | 15 | [5 empty] | Closed in Ground | Other | 10000 | Unknown | 1976-03-07 | Not Marked | Pressurized
560002 | 16 | [5 empty] | Closed in Ground | Other | 10000 | Unknown | 1976-03-07 | Not Marked | Pressurized
560002 | 17 | [5 empty] | Removed from Ground | Diesel | 20000 | Bare Steel | 1976-03-07 | Bare Steel | Pressurized
560002 | 18 | [5 empty] | Removed from Ground | Diesel | 20000 | Bare Steel | 1976-03-07 | Bare Steel | Pressurized
560002 | 2 | [5 empty] | Closed in Ground | Other | 15000 | Cathodically Protected Steel | 1976-03-07 | Not Marked | Pressurized
560002 | 3 | [5 empty] | Closed in Ground | Other | 15000 | Cathodically Protected Steel | 1976-03-07 | Not Marked | Pressurized
560002 | 4 | [5 empty] | Closed in Ground | Other | 15000 | Unknown | 1976-03-07 | Not Marked | Pressurized
560002 | 5 | [5 empty] | Closed in Ground | Other | 10000 | Unknown | 1976-01-01 | Not Marked | Pressurized
560002 | 6 | [5 empty] | Closed in Ground | Other | 10000 | Unknown | 1976-03-07 | Not Marked | Pressurized
560002 | 7 | [5 empty] | Closed in Ground | Other | 4000 | Unknown | 1976-03-07 | Not Marked | Pressurized
560002 | 8 | [5 empty] | Closed in Ground | Other | 4000 | Unknown | 1976-03-07 | Not Marked | Pressurized
560002 | 9 | [5 empty] | Closed in Ground | Other | 4000 | Unknown | 1976-03-07 | Not Marked | Pressurized
560003 | 1 |  |  | no |  | no | Closed in Ground |  | 7500 | Bare Steel | 1966-01-15 | Bare Steel
560003 | 2 |  |  | no |  | no | Removed from Ground |  | 12000 | Bare Steel | 1974-05-30 | Galvanized Steel
560003 | 3 |  |  | no |  | no | Removed from Ground |  | 12000 |  | 1984-01-01 | Bare Steel
560003 | L213207 | Overfill Alarm | 1990-10-30 | no | 1990-10-30 | no | Currently in Use | Diesel | 12000 | Fiberglass Double Walled | 1990-10-30 | Double-Walled Fiberglass | Pressurized
560003 | L213239 | Overfill Alarm | 1990-10-30 | no | 1990-10-30 | no | Currently in Use | Diesel | 12000 | Fiberglass Double Walled | 1990-10-30 | Double-Walled Fiberglass | Pressurized
560003 | N/A |  |  | yes |  | yes | Closed in Ground | Used Oil | 500 | Bare Steel | 1984-01-01 | Unknown | Gravity Fed
560004 | 1 | [5 empty] | Removed from Ground | Diesel | 30000 | Bare Steel | 1979-03-07 | Galvanized Steel
560005 | 1 | [5 empty] | Removed from Ground | Diesel | 300 | Composite | 1984-02-20 | Bare Steel
560008 | 1 | [5 empty] | Removed from Ground | Gas (Historical Use) | 2000 | Bare Steel | 1981-03-11 | Galvanized Steel
560008 | 2 | Ball Float | 1996-01-03 | no | 1996-01-03 | no | Temporarily out of use | Gas (Historical Use) | 10000 | Fiberglass | 1984-01-01 | Fiberglass Reinforced Plastic | Pressurized
560008 | 3 | Ball Float | 1996-01-03 | no | 1996-01-03 | no | Temporarily out of use | Diesel | 10000 | Fiberglass | 1984-01-01 | Fiberglass Reinforced Plastic | Pressurized
560010 | 1 | [5 empty] | Removed from Ground | Diesel | 3000 | Bare Steel | 1976-04-20 | Galvanized Steel
560013 | 1 | [5 empty] | Removed from Ground | Gas (Historical Use) | 560 | Bare Steel | 1961-04-28 | Galvanized Steel | Safe Suction (Euro)
560013 | 204080 |  | 1992-07-01 |  | 1992-07-01 |  | Removed from Ground | Gas (Historical Use) | 1000 | Cathodically Protected Steel | 1992-07-10 | Cathodically Protected | Safe Suction (Euro)
560013 | 204681 |  | 1992-07-01 |  | 1992-07-01 |  | Removed from Ground | Diesel | 1000 | Cathodically Protected Steel | 1992-07-10 | Cathodically Protected | Safe Suction (Euro)
560015 | 10390-1 | [5 empty] | Removed from Ground | Gas (Historical Use) | 1000 | Bare Steel | 1972-05-02 | Galvanized Steel | Suction (American)
560017 | 1 | [5 empty] | Removed from Ground | Gas (Historical Use) | 1000 | Marked Unknown | 1995-01-04 | Unknown
560018 | 1 | Flapper Valve | 1984-04-21 | no | 1993-08-01 | no | Currently in Use | Regular | 10000 | Fiberglass | 1984-04-21 | Fiberglass Reinforced Plastic | Pressurized
560018 | 2 | Flapper Valve | 1984-04-21 | no | 1993-08-01 | no | Currently in Use | Diesel | 10000 | Fiberglass | 1984-04-21 | Fiberglass Reinforced Plastic | Pressurized
560018 | 4 | [5 empty] | Removed from Ground | Gas (Historical Use) | 1000 | Marked Unknown | 1976-04-23 | Unknown
560019 | 1 | Flapper Valve | 1997-01-01 |  | 1997-01-01 |  | Temporarily out of use | Gas (Historical Use) | 12000 | Steel-Impressed Current | 1981-04-23 | Double-Walled Fiberglass | Pressurized
560019 | 2 | Ball Float | 1997-01-01 |  | 1997-01-01 |  | Temporarily out of use | Gas (Historical Use) | 12000 | Steel-Impressed Current | 1981-04-23 | Double-Walled Fiberglass | Pressurized
560019 | 3 | Flapper Valve | 1997-01-01 |  | 1997-01-01 |  | Temporarily out of use | Diesel | 4000 | Steel-Impressed Current | 1981-04-23 | Double-Walled Fiberglass | Pressurized
560023 | 1 |  |  | no |  | no | Removed from Ground |  | 10000 | Bare Steel | 1980-05-02 | Bare Steel
560023 | 2 |  |  | no |  | no | Removed from Ground |  | 8000 | Bare Steel | 1980-05-02 | Bare Steel
560023 | 3 |  |  | no |  | no | Removed from Ground |  | 6000 | Bare Steel | 1980-05-02 | Bare Steel
560023 | 4 | Ball Float | 1991-12-01 | no | 1991-12-01 | no | Currently in Use | Premium | 10000 | Composite | 1991-12-01 | Double-Walled Fiberglass | Pressurized
560023 | 5 | Ball Float | 1991-12-01 | no | 1991-12-01 | no | Currently in Use | Diesel | 10000 | Composite | 1991-12-01 | Double-Walled Fiberglass | Pressurized
560023 | 6 | Ball Float | 1991-12-01 | no | 1991-12-01 | no | Currently in Use | Regular | 10000 | Composite | 1991-12-01 | Double-Walled Fiberglass | Pressurized
560024 | 1A | Flapper Valve | 1996-04-01 | no | 1996-04-01 | no | Currently in Use | Regular | 8000 | Steel-Impressed Current | 1997-04-01 | Fiberglass Reinforced Plastic | Pressurized
560024 | 1B | Flapper Valve | 1996-04-01 | no | 1996-04-01 | no | Currently in Use | Regular | 8000 | Steel-Impressed Current | 1997-04-01 | Fiberglass Reinforced Plastic | Pressurized
560024 | 2 | Flapper Valve | 1996-04-01 | no | 1996-04-01 | no | Currently in Use | Premium | 8000 | Steel-Impressed Current | 1997-04-01 | Fiberglass Reinforced Plastic | Pressurized
560024 | 3A | Flapper Valve | 1996-04-07 | no | 1996-04-07 | no | Currently in Use | Diesel | 6000 | Steel-Impressed Current | 1996-04-07 | Fiberglass Reinforced Plastic | Pressurized
560024 | 3B | Flapper Valve | 1996-04-07 | no | 1996-04-07 | no | Currently in Use | Kerosene | 2000 | Composite | 1996-04-07 | Fiberglass Reinforced Plastic | Safe Suction (Euro)
560025 | 1 | Ball Float | 1995-04-01 | no | 1995-04-01 | no | Currently in Use | Diesel | 8000 | Steel-Impressed Current | 1980-05-02 | Fiberglass Reinforced Plastic | Pressurized
560025 | 2 | Ball Float | 1995-04-01 | no | 1995-04-01 | no | Currently in Use | Regular | 10000 | Steel-Impressed Current | 1980-05-02 | Fiberglass Reinforced Plastic | Pressurized
560025 | 3 | Ball Float | 1995-04-01 | no | 1995-04-01 | no | Currently in Use | Premium | 8000 | Steel-Impressed Current | 1980-05-02 | Fiberglass Reinforced Plastic | Pressurized
560025 | 4 | Ball Float | 1995-04-01 | no | 1995-04-01 | no | Temporarily out of use | Kerosene | 2000 | Composite | 1995-04-06 | Fiberglass Reinforced Plastic | Pressurized
560028 | 1 | [5 empty] | Removed from Ground | Gas (Historical Use) | 550 | Bare Steel | 1961-05-11 | Galvanized Steel
560029 | 1 | Overfill Alarm | 1992-12-01 | no | 1992-12-01 | no | Currently in Use | Diesel | 1000 | Fiberglass Double Walled | 1992-12-01 | Fiberglass Reinforced Plastic
560029 | 2 | [5 empty] | Removed from Ground | Diesel | 1000 | Bare Steel | 1978-01-01 | Galvanized Steel | Safe Suction (Euro)
560030 | 1 |  |  | yes |  | yes | Removed from Ground | Used Oil | 550 | Bare Steel | 1965-05-07 | Galvanized Steel
560030 | 2 | [5 empty] | Removed from Ground | Gas (Historical Use) | 6000 | Bare Steel | 1966-05-07 | Galvanized Steel
560030 | 3 | [5 empty] | Removed from Ground | Gas (Historical Use) | 6000 | Bare Steel | 1966-05-07 | Galvanized Steel
560030 | 4 | [5 empty] | Removed from Ground | Diesel | 6000 | Bare Steel | 1966-05-07 | Galvanized Steel
560030 | 5 | [5 empty] | Removed from Ground | Gas (Historical Use) | 10000 | Bare Steel | 1979-05-04 | Galvanized Steel
560030 | 6 | Ball Float | 1988-01-01 |  | 1988-01-01 |  | Currently in Use | Gas (Historical Use) | 10000 | Fiberglass | 1988-01-01 | Fiberglass Reinforced Plastic | Pressurized
560030 | 7 | Ball Float | 1988-01-01 |  | 1988-01-01 |  | Currently in Use | Gas (Historical Use) | 10000 | Fiberglass | 1988-01-01 | Fiberglass Reinforced Plastic | Pressurized
560030 | 8 | Ball Float | 1988-01-01 |  | 1988-01-01 |  | Currently in Use | Gas (Historical Use) | 10000 | Fiberglass | 1988-01-01 | Fiberglass Reinforced Plastic | Pressurized
560030 | 9 |  |  | yes |  | yes | Permanently Out Of Use | Used Oil | 1000 | Fiberglass | 1988-01-01 | Fiberglass Reinforced Plastic
560031 | 1 | [5 empty] | Removed from Ground | Gas (Historical Use) | 500 | Marked Unknown | 1964-05-10 | Unknown
560032 | 1 |  |  | no |  | no | Removed from Ground | Gas (Historical Use) | 10500 | Bare Steel | 1972-05-08 | Galvanized Steel
560032 | 2 |  |  | no |  | no | Removed from Ground | Gas (Historical Use) | 10500 | Bare Steel | 1972-05-08 | Galvanized Steel
560032 | 3 |  |  | no |  | no | Removed from Ground | Gas (Historical Use) | 10500 | Bare Steel | 1972-05-08 | Galvanized Steel
560032 | 4 | Flapper Valve | 1993-01-01 | no | 1993-01-01 | no | Temporarily out of use | E-85 | 4000 | STIP-3/Impressed Current | 2016-12-13 | Fiberglass Reinforced Plastic | Pressurized
560032 | 5 | Ball Float | 1992-07-01 | no | 1992-07-01 | no | Currently in Use | Premium | 10000 | Fiberglass | 2015-11-04 | Fiberglass Reinforced Plastic | Pressurized
560032 | 6 | Ball Float | 1992-07-01 | no | 1992-07-01 | no | Currently in Use | Regular | 10000 | Fiberglass | 2015-11-04 | Fiberglass Reinforced Plastic | Pressurized
560032 | 7 | Ball Float | 1992-07-01 | no | 1992-07-01 | no | Currently in Use | Diesel | 10000 | Fiberglass | 2015-11-04 | Fiberglass Reinforced Plastic | Pressurized
560032 | 8 | Ball Float | 1992-07-01 | no | 1992-07-01 | no | Currently in Use | Regular | 10000 | Fiberglass | 2015-11-04 | Fiberglass Reinforced Plastic | Pressurized
560033 | 1 |  | 1999-01-25 | no | 1999-01-25 | no | Removed from Ground | Gas (Historical Use) | 2000 |  | 1976-01-01 | Fiberglass Reinforced Plastic | Safe Suction (Euro)
560033 | 2 |  | 1999-01-25 | no | 1999-01-25 | no | Removed from Ground | Gas (Historical Use) | 3000 |  | 1976-01-01 | Fiberglass Reinforced Plastic | Safe Suction (Euro)
560033 | 3 |  | 1999-01-25 | no | 1999-01-25 | no | Removed from Ground | Gas (Historical Use) | 2000 |  | 1976-01-01 | Fiberglass Reinforced Plastic | Safe Suction (Euro)
560033 | 4 |  | 1999-01-25 | no | 1999-01-25 | no | Removed from Ground | Gas (Historical Use) | 4000 |  | 1976-01-01 | Fiberglass Reinforced Plastic | Safe Suction (Euro)
560033 | 5 |  | 1999-01-25 | no | 1999-01-25 | no | Removed from Ground | Diesel | 2000 |  | 1976-01-01 | Fiberglass Reinforced Plastic | Safe Suction (Euro)
560034 | 1 |  | 1998-03-27 |  | 1998-03-27 |  | Removed from Ground | Gas (Historical Use) | 2000 | Steel-Impressed Current | 1966-05-13 | Steel (Impressed Current) | Safe Suction (Euro)
560034 | 2 |  | 1998-03-27 |  | 1998-03-27 |  | Removed from Ground | Gas (Historical Use) | 2000 | Steel-Impressed Current | 1966-05-13 | Steel (Impressed Current) | Safe Suction (Euro)
560034 | 3 |  | 1998-03-27 |  | 1998-03-27 |  | Removed from Ground | Gas (Historical Use) | 3000 | Steel-Impressed Current | 1966-05-13 | Steel (Impressed Current) | Safe Suction (Euro)
560034 | 4 |  | 1998-03-27 |  | 1998-03-27 |  | Removed from Ground | Gas (Historical Use) | 2000 | Steel-Impressed Current | 1966-05-13 | Steel (Impressed Current) | Safe Suction (Euro)
560034 | 5 |  | 1998-03-27 |  | 1998-03-27 |  | Removed from Ground | Diesel | 1060 | Steel-Impressed Current | 1966-01-01 | Steel (Impressed Current) | Safe Suction (Euro)
560036 | 1 | [5 empty] | Removed from Ground | Gas (Historical Use) | 1000 | Bare Steel | 1966-05-13 | Galvanized Steel
560036 | 2 | [5 empty] | Removed from Ground | Gas (Historical Use) | 1000 | Bare Steel | 1966-05-13 | Galvanized Steel
560036 | 3 | [5 empty] | Removed from Ground | Gas (Historical Use) | 560 | Bare Steel | 1966-05-13 | Galvanized Steel
560037 | 1 | [5 empty] | Closed in Ground | Gas (Historical Use) | 560 | Bare Steel | 1987-09-11 | Galvanized Steel
560037 | 2 | [5 empty] | Closed in Ground | Gas (Historical Use) | 560 | Bare Steel | 1987-09-11 | Galvanized Steel
560038 | 1 | [5 empty] | Closed in Ground | Gas (Historical Use) | 1000 | Bare Steel | 1969-05-12 | Galvanized Steel
560038 | 2 | [5 empty] | Closed in Ground | Gas (Historical Use) | 1000 | Bare Steel | 1969-05-12 | Galvanized Steel
560038 | 3 | [5 empty] | Closed in Ground | Gas (Historical Use) | 1000 | Bare Steel | 1969-05-12 | Galvanized Steel
560039 | 1 | [5 empty] | Removed from Ground | Gas (Historical Use) | 6000 | Bare Steel | 1976-05-10 | Galvanized Steel
560039 | 2 | [5 empty] | Removed from Ground | Gas (Historical Use) | 6000 | Bare Steel | 1976-05-10 | Galvanized Steel
560039 | 3 | [5 empty] | Removed from Ground | Gas (Historical Use) | 10000 | Bare Steel | 1976-05-10 | Galvanized Steel
560039 | 4 |  | 1993-01-01 |  | 1993-01-01 |  | Currently in Use | Gas (Historical Use) | 10000 | Composite | 1993-01-01 | Fiberglass Reinforced Plastic | Pressurized
560039 | 5 |  | 1993-01-01 |  | 1993-01-01 |  | Currently in Use | Gas (Historical Use) | 10000 | Composite | 1993-01-01 | Fiberglass Reinforced Plastic | Pressurized
560039 | 6 |  | 1993-01-01 |  | 1993-01-01 |  | Currently in Use | Gas (Historical Use) | 10000 | Composite | 1993-01-01 | Fiberglass Reinforced Plastic | Pressurized
560039 | 7 |  | 1993-01-01 |  | 1993-01-01 |  | Currently in Use | Diesel | 6000 | Composite | 1993-01-01 | Fiberglass Reinforced Plastic | Safe Suction (Euro)
560039 | 8 |  | 1993-01-01 |  | 1993-01-01 |  | Currently in Use | Kerosene | 2000 | Composite | 1993-01-01 | Fiberglass Reinforced Plastic | Safe Suction (Euro)
560040 | 1 | Flapper Valve | 1995-11-10 | no | 1995-11-10 | no | Currently in Use | Gas (Historical Use) | 10000 | Steel-Impressed Current | 1980-05-09 | Fiberglass Reinforced Plastic | Pressurized
560040 | 2 | Flapper Valve | 1995-11-10 | no | 1995-11-10 | no | Currently in Use | Plus | 10000 | Steel-Impressed Current | 1980-05-09 | Fiberglass Reinforced Plastic | Pressurized
560040 | 3 | Flapper Valve | 1995-11-10 | no | 1995-11-10 | no | Currently in Use | Premium | 8000 | Steel-Impressed Current | 1980-05-09 | Fiberglass Reinforced Plastic | Pressurized
560041 | 1 | [5 empty] | Removed from Ground | Gas (Historical Use) | 8000 | Bare Steel | 1979-05-10 | Galvanized Steel
560041 | 2 | [5 empty] | Removed from Ground | Gas (Historical Use) | 8000 | Bare Steel | 1979-05-10 | Galvanized Steel
560041 | 3 | [5 empty] | Removed from Ground | Gas (Historical Use) | 6000 | Bare Steel | 1979-05-10 | Galvanized Steel
560042 | 1 | [5 empty] | Removed from Ground | Gas (Historical Use) | 8000 | Bare Steel | 1978-05-10 | Fiberglass Reinforced Plastic | Pressurized
560042 | 2 | [5 empty] | Removed from Ground | Gas (Historical Use) | 8000 | Bare Steel | 1978-05-10 | Fiberglass Reinforced Plastic | Pressurized
560042 | 3 | [5 empty] | Removed from Ground | Gas (Historical Use) | 6000 | Bare Steel | 1978-05-10 | Fiberglass Reinforced Plastic | Pressurized
560042 | 4 | Flapper Valve | 1994-01-04 | no | 1994-01-04 | no | Currently in Use | Regular | 10000 | Composite | 1994-01-04 | Fiberglass Reinforced Plastic | Pressurized
560042 | 5 | Flapper Valve | 1994-01-04 | no | 1994-01-04 | no | Currently in Use | Premium | 10000 | Composite | 1994-01-04 | Fiberglass Reinforced Plastic | Pressurized
560042 | 6 | Flapper Valve | 2005-07-27 | no | 2005-07-27 | no | Currently in Use | Diesel | 10000 | Composite Double Walled | 2005-04-19 |  | Pressurized
560043 | 1 | [5 empty] | Removed from Ground | Gas (Historical Use) | 8000 | Bare Steel | 1977-05-10 | Galvanized Steel
560043 | 2 | [5 empty] | Removed from Ground | Gas (Historical Use) | 8000 | Bare Steel | 1977-05-10 | Galvanized Steel
560043 | 3 | [5 empty] | Removed from Ground | Gas (Historical Use) | 6000 | Bare Steel | 1977-05-10 | Galvanized Steel
560043 | 4 | Flapper Valve | 1993-03-01 |  | 1993-03-01 |  | Currently in Use | Gas (Historical Use) | 8000 | Composite | 1993-03-01 | Double Walled | Pressurized
560043 | 5 | Flapper Valve | 1993-03-01 |  | 1993-03-01 |  | Currently in Use | Gas (Historical Use) | 8000 | Composite | 1993-03-01 | Double Walled | Pressurized
560043 | 6 | Flapper Valve | 1993-03-01 |  | 1993-03-01 |  | Currently in Use | Gas (Historical Use) | 8000 | Composite | 1993-03-01 | Double Walled | Pressurized
560044 | 1 | [5 empty] | Removed from Ground | Gas (Historical Use) | 1065 | Bare Steel | 1976-05-10 | Galvanized Steel
560044 | 2 | [5 empty] | Removed from Ground | Gas (Historical Use) | 1065 | Bare Steel | 1976-05-10 | Galvanized Steel
560044 | 3 | [5 empty] | Removed from Ground | Gas (Historical Use) | 1065 | Bare Steel | 1976-05-10 | Galvanized Steel
560044 | 4 | [5 empty] | Removed from Ground | Diesel | 1990 | Bare Steel | 1976-05-10 | Galvanized Steel
560045 | 1 |  |  | no |  | no | Removed from Ground | Gas (Historical Use) | 1990 | Bare Steel | 1959-05-15 | Galvanized Steel
560045 | 2 |  |  | no |  | no | Removed from Ground | Gas (Historical Use) | 1066 | Bare Steel | 1959-05-15 | Galvanized Steel
560045 | 3 |  |  | no |  | no | Removed from Ground | Gas (Historical Use) | 1066 | Bare Steel | 1959-05-15 | Galvanized Steel
560045 | 4 |  |  | no |  | no | Removed from Ground | Kerosene | 560 | Bare Steel | 1959-05-15 | Galvanized Steel
560045 | 5 | Ball Float | 1989-06-27 | no | 1989-06-27 | no | Currently in Use | Regular | 10000 | Galvanic (STIP-3) | 1989-06-27 | Fiberglass Reinforced Plastic | Pressurized
560045 | 6 | Ball Float | 1989-06-27 | no | 1989-06-27 | no | Currently in Use | Regular | 10000 | Galvanic (STIP-3) | 1989-06-27 | Fiberglass Reinforced Plastic | Pressurized
560045 | 7 | Ball Float | 1989-06-27 | no | 1989-06-27 | no | Currently in Use | Premium | 10000 | Galvanic (STIP-3) | 1989-01-01 | Fiberglass Reinforced Plastic | Pressurized
560045 | 8 | Ball Float | 1989-06-27 | no | 1989-06-27 | no | Currently in Use | E-0 | 2000 | Galvanic (STIP-3) | 1989-01-01 | Fiberglass Reinforced Plastic | Pressurized
560045 | 9 | Ball Float | 1989-06-27 | no | 1989-06-27 | no | Currently in Use | Diesel | 8000 | Galvanic (STIP-3) | 1989-06-27 | Fiberglass Reinforced Plastic | Pressurized
560046 | 1 | [5 empty] | Removed from Ground | Gas (Historical Use) | 560 | Bare Steel | 1961-05-14 | Galvanized Steel
560046 | 2 | [5 empty] | Removed from Ground | Gas (Historical Use) | 560 | Bare Steel | 1961-05-14 | Galvanized Steel
560048 | 1 | [5 empty] | Removed from Ground | Gas (Historical Use) | 1000 | Bare Steel | 1978-05-10 | Galvanized Steel
560048 | 2 |  | 1990-01-01 |  | 1990-01-01 |  | Removed from Ground | Gas (Historical Use) | 3000 | Cathodically Protected Steel | 1990-01-01 | Galvanized Steel | Suction (American)
560050 | 1 | [5 empty] | Removed from Ground | Diesel | 10000 | Bare Steel | 1966-04-05 | Galvanized Steel
560050 | 2 | [5 empty] | Removed from Ground | Kerosene | 10000 | Bare Steel | 1986-03-31 | Galvanized Steel
560050 | 3 |  |  | yes |  | yes | Removed from Ground | Used Oil | 550 | Bare Steel | 1966-04-05 | Galvanized Steel
560050 | 4 |  |  | yes |  | yes | Removed from Ground | Used Oil | 550 | Bare Steel | 1966-04-05 | Galvanized Steel
560051 | 1 |  | 1988-09-01 |  | 1988-09-01 |  | Removed from Ground | Gas (Historical Use) | 8000 | Tank Jacket | 1988-09-01 | Fiberglass Reinforced Plastic | Pressurized
560051 | 2 |  | 1988-09-01 |  | 1988-09-01 |  | Removed from Ground | Diesel | 3000 | Tank Jacket | 1988-09-01 | Fiberglass Reinforced Plastic | Pressurized
560051 | 3 | [5 empty] | Removed from Ground | Diesel | 600 | Cathodically Protected Steel | 1970-05-12 | Bare Steel
560051 | 4 | [5 empty] | Removed from Ground | Diesel | 600 | Cathodically Protected Steel | 1970-05-12 | Bare Steel
560051 | 5 | [5 empty] | Removed from Ground | Diesel | 600 | Cathodically Protected Steel | 1970-05-12 | Bare Steel
560052 | 1UNL |  | 1998-12-01 | no | 1998-12-01 | no | Currently in Use | Regular | 6000 | Steel-Impressed Current | 1998-12-01 | Double-Walled Fiberglass | Pressurized
560052 | 2SUL |  | 1998-12-01 | no | 1998-12-01 | no | Currently in Use | Premium | 4000 | Steel-Impressed Current | 1998-12-01 | Double-Walled Fiberglass | Pressurized
560052 | 3ULP |  | 1998-12-01 | no | 1998-12-01 | no | Currently in Use | Diesel | 4000 | Steel-Impressed Current | 1998-12-01 | Double-Walled Fiberglass | Pressurized
560053 | 1 | [5 empty] | Removed from Ground | Diesel | 10000 | Bare Steel | 1969-05-09 | Unknown
560053 | 2 | [5 empty] | Removed from Ground | Gas (Historical Use) | 1011 | Bare Steel | 1969-05-09 | Unknown
560053 | 3 | [5 empty] | Removed from Ground | Empty | 1011 | Bare Steel | 1963-05-11 | Unknown
560054 | 1 | [5 empty] | Removed from Ground | Diesel | 1990 | Bare Steel | 1971-05-09 | Unknown
560054 | 10 | Flapper Valve | 1994-05-10 | no | 1994-05-10 | no | Currently in Use | E-0 | 8000 | Steel-Impressed Current | 1994-05-10 | Fiberglass Reinforced Plastic | Pressurized
560054 | 2 | [5 empty] | Removed from Ground | Diesel | 1990 | Bare Steel | 1971-05-09 | Unknown
560054 | 3 | [5 empty] | Removed from Ground | Gas (Historical Use) | 6016 | Bare Steel | 1971-05-09 | Unknown
560054 | 4 | [5 empty] | Removed from Ground | Gas (Historical Use) | 4000 | Bare Steel | 1984-05-05 | Unknown
560054 | 5 | [5 empty] | Removed from Ground | Gas (Historical Use) | 4000 | Bare Steel | 1984-05-05 | Unknown
560054 | 6 | Flapper Valve | 1988-04-19 | no | 1988-04-19 | no | Currently in Use | Diesel | 8000 | Steel-Impressed Current | 1988-04-01 | Fiberglass Reinforced Plastic | Pressurized
560054 | 7 | Ball Float | 1988-04-01 | no | 1988-04-01 | no | Currently in Use | Regular | 8000 | Steel-Impressed Current | 1988-04-01 | Fiberglass Reinforced Plastic | Pressurized
560054 | 8 | Ball Float | 1988-04-01 | no | 1988-04-01 | no | Currently in Use | Regular | 8000 | Steel-Impressed Current | 1988-04-01 | Fiberglass Reinforced Plastic | Pressurized
560054 | 9 | Ball Float | 1988-04-19 | no | 1988-04-19 | no | Currently in Use | Premium | 8000 | Steel-Impressed Current | 1988-04-01 | Fiberglass Reinforced Plastic | Pressurized
560055 | 1 | [5 empty] | Removed from Ground | Kerosene | 11500 | Bare Steel | 1981-05-09 | Galvanized Steel
560055 | 2 | [5 empty] | Removed from Ground | Gas (Historical Use) | 6000 | Bare Steel | 1972-05-11 | Galvanized Steel
560055 | 3 | [5 empty] | Removed from Ground | Gas (Historical Use) | 6000 | Bare Steel | 1972-05-11 | Galvanized Steel
560055 | 4 | [5 empty] | Removed from Ground | Gas (Historical Use) | 500 | Bare Steel | 1972-05-11 | Galvanized Steel
560055 | 5 |  |  | yes |  | yes | Removed from Ground | Used Oil | 250 | Bare Steel | 1972-05-11 | Galvanized Steel
560056 | 1 | [5 empty] | Closed in Ground | Empty | 4000 | Bare Steel | 1984-05-08 | Galvanized Steel
560056 | 2 | [5 empty] | Closed in Ground | Diesel | 3000 | Bare Steel | 1984-05-08 | Galvanized Steel
560056 | DSL2 | [5 empty] | Removed from Ground | Diesel | 3000 | Bare Steel | 1984-05-08 | Galvanized Steel
560058 | 1 | [5 empty] | Removed from Ground | Other | 3000 | Bare Steel | 1974-07-29 | Galvanized Steel | Suction (American)
560060 | 1 |  |  | no |  | no | Removed from Ground |  | 272 | Bare Steel | 1986-01-01
560060 | 2 |  |  | no |  | no | Removed from Ground |  | 2500 |  | 1997-11-07
560060 | 3 | Overfill Alarm | 2000-05-09 | no | 2000-05-09 | no | Currently in Use | Diesel | 6000 | Fiberglass Double Walled | 2000-05-09 | Aboveground | Safe Suction (Euro)
560064 | 1 |  | 1998-11-05 |  | 1998-11-05 |  | Removed from Ground | Gas (Historical Use) | 8000 | Steel-Impressed Current | 1974-05-16 | Cathodically Protected | Suction (American)
560064 | 2 |  | 1998-11-05 |  | 1998-11-05 |  | Removed from Ground | Gas (Historical Use) | 6000 | Steel-Impressed Current | 1974-05-16 | Cathodically Protected | Suction (American)
560064 | 3 |  | 1998-11-05 |  | 1998-11-05 |  | Removed from Ground | Gas (Historical Use) | 1000 | Steel-Impressed Current | 1974-05-16 | Cathodically Protected | Suction (American)
560065 | 1 | [5 empty] | Removed from Ground | Gas (Historical Use) | 4000 | Bare Steel | 1995-03-15 | Galvanized Steel
560065 | 2 | [5 empty] | Removed from Ground | Gas (Historical Use) | 4000 | Bare Steel | 1995-03-15 | Galvanized Steel
560065 | 3 | [5 empty] | Removed from Ground | Gas (Historical Use) | 6000 | Bare Steel | 1995-03-15 | Galvanized Steel
560065 | 4 | [5 empty] | Removed from Ground | Diesel | 4000 | Bare Steel | 1995-03-15 | Galvanized Steel
560065 | 5 | [5 empty] | Removed from Ground | Kerosene | 1000 | Not Marked/Unknown | 1995-03-15 | Unknown
560066 | 1 | [5 empty] | Removed from Ground | Diesel | 4000 | Bare Steel | 1984-01-01 | Galvanized Steel | Gravity Fed
562000 | 310D1 | [5 empty] | Removed from Ground | Diesel | 2000 | Bare Steel | 1987-11-04 | Galvanized Steel
562000 | 310G1 | [5 empty] | Removed from Ground | Gas (Historical Use) | 2000 | Bare Steel | 1987-11-04 | Galvanized Steel
570001 | 1 | [5 empty] | Removed from Ground | Gas (Historical Use) | 1000 | Bare Steel | 1966-02-08 | Galvanized Steel
570001 | 2 |  | 1997-07-17 |  | 1997-07-17 |  | Currently in Use | Diesel | 8000 | Steel-Impressed Current | 1986-06-30 | Fiberglass Reinforced Plastic | Safe Suction (Euro)
570002 | 1 | [5 empty] | Removed from Ground | Diesel | 1000 | Bare Steel | 1985-02-04 | Galvanized Steel
570002 | 2 | [5 empty] | Removed from Ground | Gas (Historical Use) | 550 | Bare Steel | 1984-02-04 | Galvanized Steel
570002 | 3 |  | 1997-07-17 |  | 1997-07-17 |  | Removed from Ground | Diesel | 8000 | Steel-Impressed Current | 1986-08-15 | Cathodically Protected | Safe Suction (Euro)
570003 | 1 |  | 1996-05-01 |  | 1996-05-01 |  | Currently in Use | Gas (Historical Use) | 6000 | Steel-Impressed Current | 1971-04-27 | Cathodically Protected | Pressurized
570003 | 2 |  | 1996-05-01 |  | 1996-05-01 |  | Currently in Use | Gas (Historical Use) | 6000 | Steel-Impressed Current | 1971-04-27 | Cathodically Protected | Pressurized
570003 | 3 |  | 1996-05-01 |  | 1996-05-01 |  | Currently in Use | Gas (Historical Use) | 6000 | Steel-Impressed Current | 1971-04-27 | Cathodically Protected | Pressurized
570003 | 4 |  | 1996-05-01 |  | 1996-05-01 |  | Currently in Use | Diesel | 4000 | Steel-Impressed Current | 1978-04-25 | Cathodically Protected | Safe Suction (Euro)
570004 | 1 |  | 1996-09-01 |  | 1996-09-01 |  | Currently in Use | Gas (Historical Use) | 10000 | Steel-Impressed Current | 1984-04-23 | Fiberglass Reinforced Plastic | Pressurized
570004 | 2 |  | 1996-09-01 |  | 1996-09-01 |  | Currently in Use | Gas (Historical Use) | 5000 | Steel-Impressed Current | 1966-04-28 | Fiberglass Reinforced Plastic | Pressurized
570004 | 3 |  | 1996-09-01 |  | 1996-09-01 |  | Currently in Use | Gas (Historical Use) | 5000 | Steel-Impressed Current | 1966-04-28 | Fiberglass Reinforced Plastic | Pressurized
570004 | 4 |  | 1996-09-01 |  | 1996-09-01 |  | Currently in Use | Diesel | 5000 | Steel-Impressed Current | 1966-04-28 | Fiberglass Reinforced Plastic | Pressurized
570005 | 1 |  | 1996-06-01 |  | 1996-06-01 |  | Currently in Use | Gas (Historical Use) | 6000 | Steel-Impressed Current | 1984-04-23 | Steel (Impressed Current) | Pressurized
570005 | 2 |  | 1996-06-01 |  | 1996-06-01 |  | Currently in Use | Gas (Historical Use) | 8000 | Steel-Impressed Current | 1966-04-28 | Steel (Impressed Current) | Pressurized
570005 | 3 |  | 1996-06-01 |  | 1996-06-01 |  | Currently in Use | Gas (Historical Use) | 8000 | Steel-Impressed Current | 1966-04-28 | Steel (Impressed Current) | Pressurized
570006 | 1 | [5 empty] | Removed from Ground | Diesel | 10000 | Bare Steel | 1963-03-22 | Bare Steel | Safe Suction (Euro)
570006 | 2 | [5 empty] | Removed from Ground | Diesel | 6110 | Bare Steel | 1963-03-22 | Bare Steel | Safe Suction (Euro)
570006 | 3 | [5 empty] | Removed from Ground | Gas (Historical Use) | 5000 | Bare Steel | 1965-03-22 | Galvanized Steel
570006 | 4 | [5 empty] | Removed from Ground | Other | 6110 | Bare Steel | 1979-01-01 | Bare Steel | Safe Suction (Euro)
570006 | 5 |  |  | yes |  | yes | Removed from Ground | Used Oil | 2000 | Bare Steel | 1963-03-22 | Bare Steel | Pressurized
570006 | 6AST | [5 empty] | Removed from Ground | Other | 10000 | Bare Steel | 1977-01-01 | Bare Steel | Pressurized
570007 | 1 | [5 empty] | Removed from Ground | Diesel | 20000 | Bare Steel | 1974-03-13 | Galvanized Steel | Pressurized
570007 | 2 | [5 empty] | Removed from Ground | Diesel | 20000 | Bare Steel | 1974-03-13 | Galvanized Steel | Pressurized
570007 | 3 | [5 empty] | Removed from Ground | Gas (Historical Use) | 2000 | Bare Steel | 1978-03-12 | Galvanized Steel | Safe Suction (Euro)
570007 | 4 | [5 empty] | Removed from Ground | Other | 2000 | Bare Steel | 1978-03-12 | Galvanized Steel | Safe Suction (Euro)
570007 | 5 |  |  | yes |  | yes | Removed from Ground | Used Oil | 500 | Bare Steel | 1974-03-13 | Galvanized Steel | Gravity Fed
570008 | 1 | [5 empty] | Removed from Ground | Gas (Historical Use) | 1000 | Bare Steel | 1971-03-08 | Galvanized Steel
570008 | 2 |  | 1995-09-26 |  | 1995-09-26 |  | Removed from Ground | Gas (Historical Use) | 1000 | Cathodically Protected Steel | 1989-12-29 | Fiberglass Reinforced Plastic | Safe Suction (Euro)
570008 | 3 |  | 1995-09-26 |  | 1995-09-26 |  | Removed from Ground | Diesel | 1000 | Cathodically Protected Steel | 1989-12-29 | Fiberglass Reinforced Plastic | Safe Suction (Euro)
570009 | 1 | [5 empty] | Removed from Ground | Gas (Historical Use) | 4020 | Bare Steel | 1961-03-09 | Galvanized Steel
570009 | 2 | [5 empty] | Removed from Ground | Gas (Historical Use) | 4020 | Bare Steel | 1961-03-09 | Galvanized Steel
570010 | 1 |  | 1997-10-22 |  | 1997-10-22 |  | Removed from Ground | Gas (Historical Use) | 10000 | Cathodically Protected Steel | 1977-02-28 | Steel (Impressed Current) | Suction (American)
570012 | 1 | [5 empty] | Removed from Ground | Diesel | 2000 | Bare Steel | 1976-02-16 | Galvanized Steel | Safe Suction (Euro)
570012 | 2 | [5 empty] | Removed from Ground | Gas (Historical Use) | 2000 | Bare Steel | 1976-02-16 | Galvanized Steel | Safe Suction (Euro)
570013 | 1 |  | 2015-09-16 | no | 1997-07-17 | no | Currently in Use | Gas (Historical Use) | 10000 | Steel-Impressed Current | 1983-02-04 | Cathodically Protected | Safe Suction (Euro)
570013 | 2 |  | 1997-07-17 | no | 1997-07-17 | no | Currently in Use | Diesel | 10000 | Steel-Impressed Current | 1983-02-04 | Cathodically Protected | Safe Suction (Euro)
570013 | 3 |  | 1997-07-17 | no | 1997-07-17 | no | Currently in Use | Diesel | 10000 | Steel-Impressed Current | 1983-02-04 | Cathodically Protected | Safe Suction (Euro)
570013 | 4 |  | 1997-07-17 | yes | 1997-07-17 | yes | Currently in Use | Used Oil | 2000 | Steel-Impressed Current | 1983-02-01 | Cathodically Protected | Suction (American)
570016 | 1 | [5 empty] | Removed from Ground | Empty | 4000 | Bare Steel | 1981-03-07 | Galvanized Steel
570017 | 1 | [5 empty] | Removed from Ground | Diesel | 20049 | Bare Steel | 1979-02-15 | Galvanized Steel
570017 | 2 |  |  | no |  | no | Removed from Ground | Diesel | 2000 | Unknown | 2015-07-09 | Unknown
570019 | 1 | Flapper Valve | 1998-09-18 | no | 1998-09-18 | no | Currently in Use | Regular | 12000 | Steel-Impressed Current | 1980-02-23 | Steel (Impressed Current) | Safe Suction (Euro)
570019 | 2 | Flapper Valve | 1998-09-18 | no | 1998-09-18 | no | Currently in Use | Diesel | 12000 | Steel-Impressed Current | 1980-02-23 | Steel (Impressed Current) | Safe Suction (Euro)
570020 | 1 | [5 empty] | Removed from Ground | Gas (Historical Use) | 1000 | Bare Steel | 1965-01-01 | Galvanized Steel
570020 | 2 | [5 empty] | Removed from Ground | Diesel | 2000 | Bare Steel | 1956-02-05 | Galvanized Steel
570020 | 3 |  | 1997-06-20 |  | 1997-06-20 |  | Removed from Ground | Gas (Historical Use) | 1000 | Cathodically Protected Steel | 1989-01-01 | Fiberglass Reinforced Plastic | Suction (American)
570020 | 4 |  | 1997-06-20 |  | 1997-06-20 |  | Removed from Ground | Diesel | 1000 | Cathodically Protected Steel | 1989-01-01 | Fiberglass Reinforced Plastic | Safe Suction (Euro)
570020 | 5 |  | 1997-06-20 |  | 1997-06-20 |  | Removed from Ground | Diesel | 1000 | Cathodically Protected Steel | 1989-01-01 | Fiberglass Reinforced Plastic | Safe Suction (Euro)
570020 | 6 |  | 2007-10-20 | no | 2007-10-20 | no | Currently in Use | Gas (Historical Use) | 2500 | Epoxy Double-Walled | 2007-10-10 | Double-Walled Fiberglass | Safe Suction (Euro)
570020 | 7 |  | 2007-10-20 | no | 2007-10-20 | no | Currently in Use | Diesel | 2500 | Epoxy Double-Walled | 2007-10-10 | Double-Walled Fiberglass | Safe Suction (Euro)
570021 | 1 | [5 empty] | Removed from Ground | Gas (Historical Use) | 4000 | Bare Steel | 1974-02-09 | Unknown | Suction (American)
570021 | 2 | [5 empty] | Removed from Ground | Gas (Historical Use) | 2000 | Bare Steel | 1956-02-14 | Galvanized Steel | Suction (American)
570021 | 4 |  |  | yes |  | yes | Removed from Ground | Used Oil | 550 | Bare Steel | 1974-02-09 | Unknown | Gravity Fed
570021 | 5 |  | 1997-05-08 |  | 1997-05-08 |  | Temporarily out of use | Gas (Historical Use) | 2500 | Fiberglass Double Walled | 1997-05-08 | Fiberglass Reinforced Plastic | Safe Suction (Euro)
570027 | 1 | [5 empty] | Removed from Ground | Kerosene | 1000 | Bare Steel | 1975-03-06 | Galvanized Steel
570027 | 1R1 | [5 empty] | Closed in Ground | Empty | 1000 | Fiberglass | 1988-12-15 | Galvanized Steel | Suction (American)
570027 | 2 | [5 empty] | Removed from Ground | Other | 2000 | Bare Steel | 1981-03-04 | Galvanized Steel
570027 | 3 | [5 empty] | Removed from Ground | Kerosene | 2000 | Bare Steel | 1975-03-06 | Galvanized Steel
570027 | 4 | [5 empty] | Removed from Ground | Empty | 1000 | Bare Steel | 1980-03-04 | Galvanized Steel
570027 | 5 | [5 empty] | Removed from Ground | Empty | 550 | Bare Steel | 1941-03-14 | Galvanized Steel
570027 | OW-14 | [5 empty] | Removed from Ground | Diesel | 1000 | Not Marked/Unknown | 1999-08-05 | Not Marked
570028 | 1 | [5 empty] | Removed from Ground | Gas (Historical Use) | 4000 | Marked Unknown | 1993-08-01 | Unknown
570028 | 2 | [5 empty] | Removed from Ground | Gas (Historical Use) | 4000 | Marked Unknown | 1993-08-01 | Unknown
570028 | 3 | [5 empty] | Removed from Ground | Gas (Historical Use) | 4000 | Marked Unknown | 1993-08-01 | Unknown
570028 | 4 | [5 empty] | Removed from Ground | Gas (Historical Use) | 4000 | Marked Unknown | 1993-08-01 | Unknown
570029 | 1 | [5 empty] | Removed from Ground | Diesel | 2000 | Bare Steel | 1984-02-28 | Bare Steel | Safe Suction (Euro)
570030 | 1 |  | 1997-08-01 |  | 1997-08-01 |  | Currently in Use | Gas (Historical Use) | 10000 | Steel-Impressed Current | 1979-03-26 | Cathodically Protected | Pressurized
570030 | 2 |  | 1997-08-01 |  | 1997-08-01 |  | Currently in Use | Gas (Historical Use) | 10000 | Steel-Impressed Current | 1979-03-26 | Cathodically Protected | Pressurized
570030 | 3 |  | 1997-08-01 |  | 1997-08-01 |  | Currently in Use | Gas (Historical Use) | 10000 | Steel-Impressed Current | 1979-03-26 | Cathodically Protected | Pressurized
570030 | 4 |  | 1997-08-01 |  | 1997-08-01 |  | Currently in Use | Kerosene | 2000 | Steel-Impressed Current | 1986-01-01 | Cathodically Protected | Pressurized
570031 | 1 |  | 1998-11-23 |  | 1998-11-23 |  | Removed from Ground | Gas (Historical Use) | 10000 | Bare Steel | 1981-03-25 | Galvanized Steel | Suction (American)
570031 | 2 |  | 1998-11-23 |  | 1998-11-23 |  | Removed from Ground | Gas (Historical Use) | 10000 | Steel-Impressed Current | 1981-03-25 | Cathodically Protected | Suction (American)
570031 | 3 |  | 1998-11-23 |  | 1998-11-23 |  | Removed from Ground | Gas (Historical Use) | 6000 | Steel-Impressed Current | 1981-03-25 | Cathodically Protected | Suction (American)
570032 | 1 | [5 empty] | Removed from Ground | Gas (Historical Use) | 10000 | Bare Steel | 1982-03-25 | Galvanized Steel | Pressurized
570032 | 2 | [5 empty] | Removed from Ground | Gas (Historical Use) | 10000 | Bare Steel | 1982-03-25 | Galvanized Steel | Pressurized
570032 | 3 |  |  | no |  | no | Currently in Use | Diesel | 10000 | Bare Steel | 1997-01-01 | Galvanized Steel | Pressurized
570032 | 4 |  | 1997-02-01 |  | 1997-02-01 |  | Currently in Use | Kerosene | 2000 | Cathodically Protected Steel | 1987-12-01 | Double Walled/Sec. Containment | Pressurized
570032 | 5 |  | 1997-02-01 |  | 1997-02-01 |  | Currently in Use | Gas (Historical Use) | 10000 | Composite | 1997-02-01 | Double-Walled Fiberglass | Pressurized
570032 | 6 |  | 1997-02-01 |  | 1997-02-01 |  | Currently in Use | Gas (Historical Use) | 10000 | Composite | 1997-02-01 | Double Walled | Pressurized
570032 | 7 |  | 1997-02-01 |  | 1997-02-01 |  | Currently in Use | Gas (Historical Use) | 10000 | Composite | 1997-02-01 | Double Walled | Pressurized
570033 | 1 | [5 empty] | Removed from Ground | Gas (Historical Use) | 10000 | Bare Steel | 1982-03-25 | Galvanized Steel
570033 | 2 | [5 empty] | Removed from Ground | Gas (Historical Use) | 10000 | Bare Steel | 1982-03-25 | Galvanized Steel
570033 | 3 | [5 empty] | Removed from Ground | Gas (Historical Use) | 10000 | Bare Steel | 1982-03-25 | Galvanized Steel
570033 | 4 | [5 empty] | Removed from Ground | Kerosene | 2000 | Cathodically Protected Steel | 1987-12-01 | Fiberglass Reinforced Plastic
570033 | 5 | Ball Float | 1994-09-16 | no | 1994-09-16 | no | Currently in Use | Regular | 10000 | Composite | 1994-09-16 | Flex | Pressurized
570033 | 6 | Ball Float | 1994-09-16 | no | 1994-09-16 | no | Currently in Use | Plus | 10000 | Composite | 1994-09-16 | Flex | Pressurized
570033 | 7 | Ball Float | 1994-09-16 | no | 1994-09-16 | no | Currently in Use | Premium | 10000 | Composite | 1994-09-16 | Flex | Pressurized
570033 | 8 | Flapper Valve | 1994-09-16 | no | 1994-09-16 | no | Currently in Use | Kerosene | 2000 | Composite | 1994-09-16 | Flex | Pressurized
570034 | 1 | [5 empty] | Removed from Ground | Gas (Historical Use) | 1000 | Bare Steel | 1972-03-10 | Galvanized Steel
570034 | 2 | [5 empty] | Removed from Ground | Gas (Historical Use) | 1000 | Bare Steel | 1972-03-10 | Galvanized Steel
570035 | 1 |  | 1988-08-01 |  | 1988-08-01 |  | Removed from Ground | Gas (Historical Use) | 4000 | Cathodically Protected Steel | 1963-01-01 | Galvanized Steel | Pressurized
570035 | 2 |  | 1988-08-01 |  | 1988-08-01 |  | Removed from Ground | Gas (Historical Use) | 4000 | Cathodically Protected Steel | 1963-01-01 | Galvanized Steel | Pressurized
570035 | 3 |  | 1988-08-01 |  | 1988-08-01 |  | Removed from Ground | Gas (Historical Use) | 4000 | Cathodically Protected Steel | 1963-01-01 | Galvanized Steel | Pressurized
570035 | 4 | [5 empty] | Closed in Ground | Kerosene | 500 | Bare Steel | 1965-03-12 | Galvanized Steel
570035 | 5 | [5 empty] | Closed in Ground | Diesel | 500 | Bare Steel | 1965-03-12 | Galvanized Steel
570035 | 6 |  |  | yes |  | yes | Permanently Out Of Use | Used Oil | 500 | Bare Steel | 1965-03-12 | Galvanized Steel
570038 | 1 | Flapper Valve | 1994-06-01 | no | 1994-06-01 | no | Currently in Use | Diesel | 500 | Fiberglass | 1983-02-06 | Copper | Safe Suction (Euro)
570039 | 1 | [5 empty] | Removed from Ground | Gas (Historical Use) | 3000 | Bare Steel | 1961-01-01 | Galvanized Steel
570040 | 1 | [5 empty] | Removed from Ground | Gas (Historical Use) | 2000 | Bare Steel | 1978-03-26 | Galvanized Steel
570040 | 2 | [5 empty] | Removed from Ground | Gas (Historical Use) | 2000 | Not Marked/Unknown | 1998-05-01 | Not Marked
570041 | 1 | [5 empty] | Removed from Ground | Other | 10000 | Bare Steel | 1966-03-29 | Bare Steel
570041 | 2 | [5 empty] | Removed from Ground | Other | 10000 | Bare Steel | 1966-03-29 | Bare Steel
570041 | 3 | [5 empty] | Removed from Ground | Gas (Historical Use) | 1000 | Bare Steel | 1981-03-25 | Bare Steel
570041 | 4 | [5 empty] | Removed from Ground | Diesel | 500 | Bare Steel | 1959-03-31 | Bare Steel
570041 | 5 | [5 empty] | Closed in Ground | Gas (Historical Use) | 2000 | Bare Steel | 1964-03-29 | Bare Steel
570043 | D-1 | [5 empty] | Removed from Ground | Diesel | 10000 | Bare Steel | 1972-04-19 | Bare Steel | Suction (American)
570043 | D-2 | [5 empty] | Removed from Ground | Diesel | 5000 | Bare Steel | 1966-04-21 | Bare Steel
570043 | D-3 | [5 empty] | Removed from Ground | Diesel | 5000 | Bare Steel | 1966-04-21 | Bare Steel
570044 | 1 | [5 empty] | Removed from Ground | Gas (Historical Use) | 4000 | Bare Steel | 1975-06-01 | Galvanized Steel
570044 | 2 |  |  | yes |  | yes | Removed from Ground | Used Oil | 6000 | Bare Steel | 1978-01-01 | Unknown
570045 | 1 | [5 empty] | Removed from Ground | Gas (Historical Use) | 1000 | Cathodically Protected Steel | 1960-01-01 | Galvanized Steel
570046 | 1 | [5 empty] | Removed from Ground | Gas (Historical Use) | 10000 | Fiberglass | 1984-04-17 | Galvanized Steel
570046 | 2 | [5 empty] | Removed from Ground | Gas (Historical Use) | 10000 | Fiberglass | 1984-04-17 | Galvanized Steel
570046 | 3 | [5 empty] | Removed from Ground | Gas (Historical Use) | 10000 | Fiberglass | 1984-04-17 | Galvanized Steel
570047 | 1 |  | 1984-10-01 |  | 1988-04-01 |  | Removed from Ground | Gas (Historical Use) | 10000 | Fiberglass | 1984-04-17 | Fiberglass Reinforced Plastic | Pressurized
570047 | 2 |  | 1984-10-01 |  | 1988-04-01 |  | Removed from Ground | Gas (Historical Use) | 10000 | Fiberglass | 1984-04-17 | Fiberglass Reinforced Plastic | Pressurized
570047 | 3 |  | 1984-10-01 |  | 1988-04-01 |  | Removed from Ground | Gas (Historical Use) | 10000 | Fiberglass | 1984-04-17 | Fiberglass Reinforced Plastic | Pressurized
570047 | 4 |  | 1984-10-01 |  | 1988-04-01 |  | Removed from Ground | Diesel | 10000 | Fiberglass | 1984-04-17 | Fiberglass Reinforced Plastic | Pressurized
570047 | 5 |  | 1988-01-01 |  | 1988-04-01 |  | Removed from Ground | Kerosene | 4000 | Fiberglass | 1988-01-01 | Fiberglass Reinforced Plastic | Pressurized
570048 | 1 | [5 empty] | Removed from Ground | Gas (Historical Use) | 10000 | Fiberglass | 1979-04-13 | Fiberglass Reinforced Plastic | Pressurized
570048 | 2 | [5 empty] | Removed from Ground | Gas (Historical Use) | 10000 | Fiberglass | 1979-04-13 | Galvanized Steel | Pressurized
570048 | 3 | [5 empty] | Removed from Ground | Kerosene | 10000 | Fiberglass | 1979-04-13 | Galvanized Steel | Pressurized
570048 | 4 | [5 empty] | Removed from Ground | Gas (Historical Use) | 10000 | Fiberglass | 1979-04-13 | Galvanized Steel | Pressurized
570049 | 1 | [5 empty] | Permanently Out of Use - historical purposes | Diesel | 20000 | Bare Steel | 1974-04-14 | Galvanized Steel
570052 | 1 | [5 empty] | Removed from Ground | Gas (Historical Use) | 4000 | Bare Steel | 1980-04-18 | Galvanized Steel
570052 | 2 | [5 empty] | Removed from Ground | Gas (Historical Use) | 1000 | Bare Steel | 1976-01-19 | Galvanized Steel
570052 | 3 | [5 empty] | Removed from Ground | Diesel | 1000 | Bare Steel | 1976-01-09 | Galvanized Steel
570053 | 1 |  | 1996-04-01 |  | 1996-04-01 |  | Currently in Use | Gas (Historical Use) | 2000 | Cathodically Protected Steel | 1960-01-01 | Galvanized Steel | Suction (American)
570053 | 2 |  | 1996-04-01 |  | 1996-04-01 |  | Currently in Use | Gas (Historical Use) | 2000 | Cathodically Protected Steel | 1960-01-01 | Galvanized Steel | Suction (American)
570053 | 3 | [5 empty] | Permanently Out Of Use | Gas (Historical Use) | 2000 | Bare Steel | 1960-01-01 | Galvanized Steel
570053 | 4 |  | 1996-04-01 |  | 1996-04-01 |  | Currently in Use | Gas (Historical Use) | 2000 | Cathodically Protected Steel | 1960-01-01 | Galvanized Steel | Suction (American)
570053 | 5 |  | 2007-01-11 | yes | 1996-04-01 | yes | Currently in Use | Diesel | 600 | Cathodically Protected Steel | 1960-04-29 | Galvanized Steel | Gravity Fed
570053 | 6 |  | 2007-01-11 | yes | 2007-01-11 | yes | Currently in Use | Used Oil | 600 | Cathodically Protected Steel | 1960-04-29 | Cathodically Protected
570054 | 1 |  | 1996-08-01 |  | 1996-08-01 |  | Currently in Use | Gas (Historical Use) | 4010 | Steel-Impressed Current | 1964-04-28 | Cathodically Protected | Pressurized
570054 | 2 |  | 1998-08-01 |  | 1996-08-01 |  | Currently in Use | Gas (Historical Use) | 4010 | Steel-Impressed Current | 1964-04-28 | Cathodically Protected | Pressurized
570054 | 3 |  | 1996-08-01 |  | 1996-08-01 |  | Currently in Use | Gas (Historical Use) | 4010 | Steel-Impressed Current | 1964-04-28 | Cathodically Protected | Pressurized
570054 | 4 |  | 1996-08-01 |  | 1996-08-01 |  | Currently in Use | Diesel | 4010 | Steel-Impressed Current | 1964-04-28 | Cathodically Protected | Pressurized
570054 | 5 |  | 2008-11-30 | yes | 2008-11-30 | yes | Currently in Use | Used Oil | 600 | Steel-Impressed Current | 1963-04-29 | Cathodically Protected
570054 | 6006 |  |  | yes | 1996-08-01 | yes | Removed from Ground | Used Oil | 600 | Steel-Impressed Current | 1963-04-29 | Cathodically Protected
570055 | 1 | [5 empty] | Removed from Ground | Gas (Historical Use) | 5000 | Bare Steel | 1953-05-01 | Fiberglass Reinforced Plastic
570055 | 2 | [5 empty] | Removed from Ground | Gas (Historical Use) | 2000 | Bare Steel | 1953-05-01 | Fiberglass Reinforced Plastic
570055 | 3 | [5 empty] | Removed from Ground | Gas (Historical Use) | 3000 | Bare Steel | 1953-05-01 | Fiberglass Reinforced Plastic
570055 | 4 | [5 empty] | Removed from Ground | Gas (Historical Use) | 6000 | Bare Steel | 1953-05-01 | Fiberglass Reinforced Plastic
570055 | 5 |  |  | yes |  | yes | Removed from Ground | Used Oil | 550 | Bare Steel | 1953-05-01 | Galvanized Steel
570056 | 1 | [5 empty] | Removed from Ground | Gas (Historical Use) | 10000 | Fiberglass | 1982-04-24 | Fiberglass Reinforced Plastic | Pressurized
570056 | 2 | [5 empty] | Removed from Ground | Gas (Historical Use) | 10000 | Fiberglass | 1982-04-24 | Fiberglass Reinforced Plastic | Pressurized
570056 | 3 | [5 empty] | Removed from Ground | Gas (Historical Use) | 10000 | Fiberglass | 1982-04-24 | Fiberglass Reinforced Plastic | Pressurized
570056 | 4 | [5 empty] | Removed from Ground | Diesel | 10000 | Fiberglass | 1982-04-24 | Fiberglass Reinforced Plastic | Pressurized
570056 | 5 |  |  | yes |  | yes | Removed from Ground | Used Oil | 1000 | Fiberglass | 1982-04-24 | Fiberglass Reinforced Plastic | Pressurized
570056 | 6 |  | 1994-11-15 |  | 1994-11-15 |  | Removed from Ground | Gas (Historical Use) | 10000 | Epoxy | 1994-11-15 | Fiberglass Reinforced Plastic | Pressurized
570056 | 7 |  | 1994-11-15 |  | 1994-11-15 |  | Removed from Ground | Gas (Historical Use) | 10000 | Epoxy | 1994-11-15 | Fiberglass Reinforced Plastic | Pressurized
570056 | 8 |  | 1994-11-15 |  | 1994-11-15 |  | Removed from Ground | Gas (Historical Use) | 10000 | Epoxy | 1994-11-15 | Fiberglass Reinforced Plastic | Pressurized
570059 | 1 | [5 empty] | Removed from Ground | Gas (Historical Use) | 2000 | Bare Steel | 1971-04-27 | Galvanized Steel
570059 | 2 | [5 empty] | Removed from Ground | Diesel | 2000 | Bare Steel | 1971-04-27 | Galvanized Steel
570061 | 1 | [5 empty] | Removed from Ground | Gas (Historical Use) | 1000 | Bare Steel | 1961-04-29 | Galvanized Steel
570061 | 2 | [5 empty] | Removed from Ground | Gas (Historical Use) | 1000 | Bare Steel | 1961-04-29 | Galvanized Steel
570061 | 3 | [5 empty] | Removed from Ground | Gas (Historical Use) | 1000 | Bare Steel | 1961-04-29 | Galvanized Steel
570061 | 4 | [5 empty] | Removed from Ground | Gas (Historical Use) | 1000 | Bare Steel | 1961-04-29 | Galvanized Steel
570061 | 5 | [5 empty] | Removed from Ground | Gas (Historical Use) | 1000 | Bare Steel | 1961-04-29 | Galvanized Steel
570061 | 6 | [5 empty] | Removed from Ground | Gas (Historical Use) | 1000 | Bare Steel | 1961-04-29 | Galvanized Steel
570061 | 7 | [5 empty] | Removed from Ground | Gas (Historical Use) | 1000 | Bare Steel | 1961-04-29 | Galvanized Steel
570062 | 1 | [5 empty] | Removed from Ground | Gas (Historical Use) | 5000 | Bare Steel | 1966-04-28 | Galvanized Steel
570062 | 2 | [5 empty] | Removed from Ground | Gas (Historical Use) | 5000 | Bare Steel | 1966-04-28 | Galvanized Steel | Safe Suction (Euro)
570062 | 3 | [5 empty] | Removed from Ground | Diesel | 5000 | Bare Steel | 1966-04-28 | Galvanized Steel | Safe Suction (Euro)
570062 | 4 |  |  | yes |  | yes | Removed from Ground | Used Oil | 550 | Marked Unknown | 1995-06-22 | Unknown
570066 | 1 |  | 1998-11-10 |  | 1998-11-10 |  | Temporarily out of use | Gas (Historical Use) | 3000 | Steel-Impressed Current | 1981-04-24 | Cathodically Protected | Suction (American)
570066 | 2 |  | 1998-11-10 |  | 1998-11-10 |  | Temporarily out of use | Gas (Historical Use) | 6000 | Steel-Impressed Current | 1979-01-01 | Cathodically Protected | Suction (American)
570066 | 3 |  | 1998-11-10 |  | 1998-11-10 |  | Temporarily out of use | Gas (Historical Use) | 6000 | Steel-Impressed Current | 1976-01-01 | Cathodically Protected | Suction (American)
570066 | 4 |  | 1998-11-10 |  | 1998-11-10 |  | Temporarily out of use | Diesel | 6000 | Steel-Impressed Current | 1976-01-01 | Cathodically Protected | Suction (American)
570067 | 1 | [5 empty] | Permanently Out of Use - historical purposes | Empty | 7500 | Bare Steel | 1966-04-28 | Unknown
570067 | 2 | [5 empty] | Permanently Out of Use - historical purposes | Empty | 7500 | Bare Steel | 1966-04-28 | Unknown
570067 | 3 | [5 empty] | Permanently Out of Use - historical purposes | Empty | 10000 | Bare Steel | 1966-04-28 | Unknown
570068 | 1 |  | 1996-09-01 |  | 1996-09-01 |  | Currently in Use | Gas (Historical Use) | 4100 | Steel-Impressed Current | 1974-04-26 | Cathodically Protected | Safe Suction (Euro)
570068 | 2 |  | 1996-09-01 |  | 1996-09-01 |  | Currently in Use | Gas (Historical Use) | 4100 | Steel-Impressed Current | 1974-04-26 | Cathodically Protected | Safe Suction (Euro)
570068 | 3 |  | 1996-09-01 |  | 1996-09-01 |  | Currently in Use | Gas (Historical Use) | 2000 | Steel-Impressed Current | 1974-04-26 | Cathodically Protected | Safe Suction (Euro)
570069 | 1 | [5 empty] | Removed from Ground | Gas (Historical Use) | 2000 | Bare Steel | 1976-04-25 | Galvanized Steel
570069 | 2 | [5 empty] | Removed from Ground | Gas (Historical Use) | 2000 | Bare Steel | 1976-04-25 | Galvanized Steel
570069 | 3 | [5 empty] | Removed from Ground | Gas (Historical Use) | 2000 | Bare Steel | 1976-04-25 | Galvanized Steel
570070 | 1 | [5 empty] | Removed from Ground | Gas (Historical Use) | 4000 | Bare Steel | 1980-04-24 | Galvanized Steel | Safe Suction (Euro)
570070 | 2 | [5 empty] | Removed from Ground | Gas (Historical Use) | 4000 | Bare Steel | 1980-04-24 | Galvanized Steel | Safe Suction (Euro)
570070 | 3 | Flapper Valve | 2014-12-17 | no | 2014-12-17 | no | Currently in Use | Diesel | 6000 | Galvanic (STIP-3) | 1996-03-01 | Double-Walled Flex | Pressurized
570070 | 4 | Flapper Valve | 2014-12-17 | no | 2014-12-17 | no | Currently in Use | Diesel | 3000 | Galvanic (STIP-3) | 1996-03-01 | Double-Walled Flex | Pressurized
570070 | 5 | Flapper Valve | 2014-12-17 | no | 2014-12-17 | no | Currently in Use | Gas (Historical Use) | 3000 | Galvanic (STIP-3) | 1996-03-01 | Double-Walled Flex | Pressurized
570070 | 6 | Flapper Valve | 2014-12-17 | no | 2014-12-17 | no | Currently in Use | Gas (Historical Use) | 8000 | Composite Double Walled | 2014-12-12 | Double-Walled Flex | Pressurized
570071 | 1 | [5 empty] | Removed from Ground | Gas (Historical Use) | 3000 | Bare Steel | 1961-04-29 | Galvanized Steel | Safe Suction (Euro)
570071 | 2 | [5 empty] | Removed from Ground | Gas (Historical Use) | 2000 | Bare Steel | 1961-04-29 | Galvanized Steel | Safe Suction (Euro)
570071 | 3 | [5 empty] | Removed from Ground | Diesel | 1000 | Bare Steel | 1961-04-29 | Galvanized Steel | Safe Suction (Euro)
570071 | 4 | [5 empty] | Removed from Ground | Diesel | 1000 | Bare Steel | 1961-04-29 | Galvanized Steel | Safe Suction (Euro)
570074 | 1 | [5 empty] | Removed from Ground | Diesel | 20000 | Bare Steel | 1972-04-13 | Not Marked
570074 | 3 |  | 1995-06-01 |  | 1995-06-01 |  | Currently in Use | Diesel | 20000 | Double Walled | 1995-06-01 | Double Walled | Pressurized
570075 | 1 | [5 empty] | Removed from Ground | Gas (Historical Use) | 2000 | Bare Steel | 1976-04-10 | Unknown
570077 | 1 |  |  | yes |  | yes | Removed from Ground | Used Oil | 1000 | Not Marked/Unknown | 1993-12-13 | Not Marked
570078 | 1 | [5 empty] | Removed from Ground | Diesel | 12000 | Cathodically Protected Steel | 1986-04-09 | Galvanized Steel
570078 | 2 | [5 empty] | Removed from Ground | Gas (Historical Use) | 12000 | Not Marked/Unknown | 1986-04-09 | Not Marked
570078 | 3 | [5 empty] | Removed from Ground | Other | 1000 | Not Marked/Unknown | 1986-04-09 | Not Marked
570079 | 1 | [5 empty] | Permanently Out of Use - historical purposes | Gas (Historical Use) | 2000 | Bare Steel | 1983-04-09 | Galvanized Steel
570082 | 1 |  | 1996-09-01 |  | 1996-09-01 |  | Removed from Ground | Gas (Historical Use) | 6000 | Cathodically Protected Steel | 1971-04-04 | Galvanized Steel | Pressurized
570082 | 2 |  | 1996-09-01 |  | 1996-09-01 |  | Removed from Ground | Gas (Historical Use) | 6000 | Cathodically Protected Steel | 1971-04-04 | Galvanized Steel | Pressurized
570082 | 3 |  | 1996-09-01 |  | 1996-09-01 |  | Removed from Ground | Gas (Historical Use) | 6000 | Cathodically Protected Steel | 1971-04-04 | Galvanized Steel | Pressurized
570082 | 4 |  |  | yes |  | yes | Closed in Ground | Used Oil | 500 | Bare Steel | 1971-04-04 | Galvanized Steel
570084 | 602D1 | [5 empty] | Removed from Ground | Diesel | 1000 | Bare Steel | 1961-05-05 | Unknown | Safe Suction (Euro)
570084 | 602G1 | [5 empty] | Removed from Ground | Gas (Historical Use) | 1000 | Bare Steel | 1983-04-30 | Unknown | Safe Suction (Euro)
570084 | 602G2 | [5 empty] | Removed from Ground | Gas (Historical Use) | 1000 | Cathodically Protected Steel | 1988-01-01 | Galvanized Steel | Safe Suction (Euro)
570086 | 61603 | [5 empty] | Removed from Ground | Gas (Historical Use) | 1000 | Bare Steel | 1989-06-23 | Not Marked
570086 | 616G1 | [5 empty] | Removed from Ground | Gas (Historical Use) | 1000 | Bare Steel | 1985-04-29 | Galvanized Steel | Safe Suction (Euro)
570086 | 616G2 | [5 empty] | Removed from Ground | Diesel | 1000 | Bare Steel | 1985-04-29 | Galvanized Steel | Safe Suction (Euro)
570087 | 1 | [5 empty] | Removed from Ground | Gas (Historical Use) | 6000 | Marked Unknown | 1986-04-23 | Unknown
570088 | 1 | [5 empty] | Removed from Ground | Gas (Historical Use) | 1000 | Bare Steel | 1970-04-13 | Galvanized Steel | Safe Suction (Euro)
570088 | 2 | [5 empty] | Removed from Ground | Diesel | 500 | Bare Steel | 1985-04-09 | Galvanized Steel
570090 | 1 | [5 empty] | Removed from Ground | Gas (Historical Use) | 1000 | Bare Steel | 1961-04-01 | Galvanized Steel
570091 | 1 | [5 empty] | Removed from Ground | Gas (Historical Use) | 1000 | Bare Steel | 1976-03-28 | Galvanized Steel | Suction (American)
570091 | 2 | [5 empty] | Removed from Ground | Diesel | 1000 | Bare Steel | 1976-03-28 | Galvanized Steel | Suction (American)
570092 | 1 | [5 empty] | Removed from Ground | Gas (Historical Use) | 1000 | Bare Steel | 1974-03-29 | Galvanized Steel | Suction (American)
570092 | 2 | [5 empty] | Removed from Ground | Diesel | 1000 | Bare Steel | 1974-03-29 | Galvanized Steel | Suction (American)
570093 | 1 | [5 empty] | Removed from Ground | Gas (Historical Use) | 3000 | Bare Steel | 1979-03-28 | Galvanized Steel | Suction (American)
570094 | 1 | [5 empty] | Removed from Ground | Gas (Historical Use) | 1000 | Bare Steel | 1969-03-30 | Galvanized Steel
570094 | 2 | [5 empty] | Removed from Ground | Diesel | 1000 | Bare Steel | 1969-03-30 | Galvanized Steel
570095 | 1 |  | 1999-03-31 |  | 1999-03-31 |  | Currently in Use | Gas (Historical Use) | 10000 | Cathodically Protected Steel | 1979-03-28 | Fiberglass Reinforced Plastic | Pressurized
570095 | 2 |  | 1999-03-31 |  | 1999-03-31 |  | Currently in Use | Gas (Historical Use) | 10000 | Cathodically Protected Steel | 1979-03-28 | Fiberglass Reinforced Plastic | Pressurized
570095 | 3 |  | 1999-03-31 |  | 1999-03-31 |  | Currently in Use | Gas (Historical Use) | 4000 | Cathodically Protected Steel | 1979-03-28 | Fiberglass Reinforced Plastic | Pressurized
570095 | 4 |  | 1999-03-31 |  | 1999-03-31 |  | Currently in Use | Diesel | 3000 | Cathodically Protected Steel | 1974-03-29 | Fiberglass Reinforced Plastic | Safe Suction (Euro)
570096 | 1 | [5 empty] | Removed from Ground | Gas (Historical Use) | 3000 | Bare Steel | 1981-03-27 | Galvanized Steel | Safe Suction (Euro)
570096 | 2 | [5 empty] | Removed from Ground | Gas (Historical Use) | 550 | Bare Steel | 1971-03-30 | Galvanized Steel | Safe Suction (Euro)
570096 | 3 | [5 empty] | Removed from Ground | Gas (Historical Use) | 550 | Bare Steel | 1971-03-30 | Galvanized Steel | Safe Suction (Euro)
570097 | 1 | [5 empty] | Removed from Ground | Empty | 6000 | Bare Steel | 1974-03-29 | Galvanized Steel
570097 | 2 | [5 empty] | Removed from Ground | Empty | 6000 | Bare Steel | 1974-03-29 | Galvanized Steel
570098 | 1 | [5 empty] | Removed from Ground | Empty | 5000 | Bare Steel | 1974-03-29 | Galvanized Steel
570098 | 2 | [5 empty] | Removed from Ground | Empty | 5000 | Bare Steel | 1974-03-29 | Galvanized Steel
570098 | 3 | [5 empty] | Removed from Ground | Empty | 2000 | Bare Steel | 1966-03-31 | Galvanized Steel
570098 | 4 | [5 empty] | Removed from Ground | Empty | 2000 | Bare Steel | 1966-03-31 | Galvanized Steel
570098 | 5 | [5 empty] | Removed from Ground | Empty | 2000 | Bare Steel | 1966-03-31 | Galvanized Steel
570099 | 1 | [5 empty] | Removed from Ground | Gas (Historical Use) | 1000 | Bare Steel | 1979-03-28 | Galvanized Steel | Suction (American)
570099 | 2 | [5 empty] | Removed from Ground | Diesel | 1000 | Bare Steel | 1979-03-28 | Galvanized Steel | Suction (American)
570100 | 1 |  | 1996-08-01 |  | 1996-08-01 |  | Currently in Use | Gas (Historical Use) | 6000 | Steel-Impressed Current | 1971-03-30 | Fiberglass Reinforced Plastic | Pressurized
570100 | 2 |  | 1996-08-01 |  | 1996-08-01 |  | Currently in Use | Gas (Historical Use) | 6000 | Steel-Impressed Current | 1971-03-30 | Fiberglass Reinforced Plastic | Pressurized
570100 | 3 |  | 1996-08-01 |  | 1996-08-01 |  | Currently in Use | Gas (Historical Use) | 6000 | Steel-Impressed Current | 1985-03-26 | Cathodically Protected | Pressurized
570101 | 1 | Flapper Valve | 1998-08-28 | no | 1998-08-28 | no | Currently in Use | Regular | 20000 | Steel-Impressed Current | 1979-03-28 | Fiberglass Reinforced Plastic | Pressurized
570101 | 2 | Flapper Valve | 1998-08-28 | no | 1998-08-28 | no | Currently in Use | Regular | 20000 | Steel-Impressed Current | 1979-03-28 | Fiberglass Reinforced Plastic | Pressurized
570102 | 1 | Flapper Valve | 1998-12-01 | no | 1998-12-01 | no | Currently in Use | Regular | 5000 | Steel-Impressed Current | 1968-03-30 | Fiberglass Reinforced Plastic | Pressurized
570102 | 2 | Flapper Valve | 1998-12-01 | no | 1998-12-01 | no | Currently in Use | Regular | 5000 | Steel-Impressed Current | 1968-03-30 | Fiberglass Reinforced Plastic | Pressurized
570102 | 3 | Flapper Valve | 1998-12-01 | no | 1998-12-01 | no | Currently in Use | Premium | 5000 | Steel-Impressed Current | 1968-03-30 | Fiberglass Reinforced Plastic | Pressurized
570102 | 4 | Flapper Valve | 1998-12-01 | no | 1998-12-01 | no | Currently in Use | Diesel On Road | 5000 | Steel-Impressed Current | 1968-03-30 | Fiberglass Reinforced Plastic | Pressurized
570103 | 1 |  | 1999-03-15 |  | 1999-03-15 |  | Removed from Ground | Gas (Historical Use) | 8000 | Steel-Impressed Current | 1976-03-28 | Cathodically Protected | Suction (American)
570103 | 2 |  | 1999-03-15 |  | 1999-03-15 |  | Removed from Ground | Gas (Historical Use) | 8000 | Steel-Impressed Current | 1976-03-28 | Cathodically Protected | Suction (American)
570103 | 3 |  | 1999-03-15 |  | 1999-03-15 |  | Removed from Ground | Gas (Historical Use) | 1000 | Steel-Impressed Current | 1961-04-01 | Cathodically Protected | Suction (American)
570103 | 4 |  | 1999-03-15 |  | 1999-03-15 |  | Removed from Ground | Gas (Historical Use) | 1000 | Steel-Impressed Current | 1961-04-01 | Cathodically Protected | Suction (American)
570103 | 5 |  | 1999-03-15 |  | 1999-03-15 |  | Removed from Ground | Diesel | 1000 | Steel-Impressed Current | 1961-04-01 | Cathodically Protected | Suction (American)
570103 | 6 |  | 1999-03-15 |  | 1999-03-15 |  | Removed from Ground | Diesel | 1000 | Steel-Impressed Current | 1961-04-01 | Cathodically Protected | Suction (American)
570104 | 1 |  | 1996-04-23 |  | 1996-04-23 |  | Currently in Use | Gas (Historical Use) | 6000 | Steel-Impressed Current | 1971-03-30 | Cathodically Protected | Suction (American)
570104 | 2 |  | 1996-04-23 |  | 1996-04-23 |  | Currently in Use | Gas (Historical Use) | 6000 | Steel-Impressed Current | 1971-03-30 | Cathodically Protected | Suction (American)
570104 | 3 |  | 1996-04-23 | no | 1996-04-23 | no | Currently in Use | Gas (Historical Use) | 6000 | Cathodically Protected Steel | 1986-08-30 | Cathodically Protected | Suction (American)
570107 | 1 |  | 1996-05-15 |  | 1996-05-15 |  | Currently in Use | Gas (Historical Use) | 3000 | Steel-Impressed Current | 1961-04-01 | Cathodically Protected | Suction (American)
570107 | 2 |  | 1996-05-15 |  | 1996-05-15 |  | Currently in Use | Gas (Historical Use) | 3000 | Steel-Impressed Current | 1961-04-01 | Cathodically Protected | Suction (American)
570107 | 3 |  | 1996-05-15 |  | 1996-05-15 |  | Currently in Use | Gas (Historical Use) | 3000 | Steel-Impressed Current | 1961-04-01 | Cathodically Protected | Suction (American)
570108 | 1 | [5 empty] | Removed from Ground | Diesel | 10500 | Bare Steel | 1979-05-02 | Bare Steel
570108 | 2 | [5 empty] | Removed from Ground | Diesel | 10500 | Bare Steel | 1979-05-02 | Bare Steel
570108 | 3 | [5 empty] | Removed from Ground | Diesel | 10500 | Bare Steel | 1979-05-02 | Bare Steel
570108 | 4 | [5 empty] | Removed from Ground | Diesel | 50000 | Bare Steel | 1979-05-02 | Bare Steel
570108 | 5 | [5 empty] | Removed from Ground | Diesel | 50000 | Bare Steel | 1979-05-02 | Bare Steel
570108 | 6 | [5 empty] | Removed from Ground | Diesel | 50000 | Bare Steel | 1979-05-02 | Bare Steel
570108 | 7 | [5 empty] | Removed from Ground | Diesel | 50000 | Bare Steel | 1979-05-02 | Bare Steel
570110 | 1 | Flapper Valve | 1995-12-01 |  | 1995-12-01 |  | Currently in Use | Gas (Historical Use) | 8000 | Steel-Impressed Current | 1986-04-07 | Fiberglass Reinforced Plastic | Pressurized
570110 | 2 | Flapper Valve | 1995-12-01 |  | 1995-12-01 |  | Currently in Use | Gas (Historical Use) | 8000 | Steel-Impressed Current | 1986-04-07 | Fiberglass Reinforced Plastic | Pressurized
570110 | 3 | Flapper Valve | 1995-12-01 |  | 1995-12-01 |  | Currently in Use | Gas (Historical Use) | 8000 | Steel-Impressed Current | 1986-04-07 | Fiberglass Reinforced Plastic | Pressurized
570111 | 1 |  |  | yes |  | yes | Removed from Ground | Used Oil | 250 | Bare Steel | 1983-03-27 | Galvanized Steel
570113 | 1 | [5 empty] | Removed from Ground | Gas (Historical Use) | 2000 | Bare Steel | 1966-01-01 | Galvanized Steel | Suction (American)
570113 | 2 |  | 1991-04-24 |  | 1991-04-24 |  | Removed from Ground | Gas (Historical Use) | 3000 | Composite | 1991-04-01 | Fiberglass Reinforced Plastic | Safe Suction (Euro)
570113 | 3 |  | 1991-04-24 |  | 1991-04-24 |  | Removed from Ground | Diesel | 3000 | Composite | 1991-04-01 | Fiberglass Reinforced Plastic | Safe Suction (Euro)
570114 | 1 | [5 empty] | Removed from Ground | Diesel | 15000 | Bare Steel | 1976-04-18 | Galvanized Steel
570114 | 2 | [5 empty] | Removed from Ground | Diesel | 10000 | Bare Steel | 1976-04-18 | Unknown
570116 | 1 | [5 empty] | Removed from Ground | Empty | 3000 | Bare Steel | 1982-04-02 | Galvanized Steel
570117 | 1 | [5 empty] | Removed from Ground | Other | 1000 | Bare Steel | 1972-04-26 | Unknown
570117 | 2 | [5 empty] | Removed from Ground | Empty | 550 | Bare Steel | 1972-04-26 | Unknown
570118 | 1 | [5 empty] | Closed in Ground | Gas (Historical Use) | 550 | Bare Steel | 1956-05-06 | Galvanized Steel
570119 | 1 |  | 1998-10-28 | no | 1998-10-28 | no | Removed from Ground | Gas (Historical Use) | 4000 |  | 1984-06-01 | Cathodically Protected | Safe Suction (Euro)
570119 | 2 |  | 1998-10-28 | no | 1998-10-28 | no | Removed from Ground | Gas (Historical Use) | 3000 |  | 1982-01-01 | Cathodically Protected | Safe Suction (Euro)
570119 | 3 |  | 1998-10-28 | no | 1998-10-28 | no | Removed from Ground | Gas (Historical Use) | 4000 |  | 1984-06-01 | Cathodically Protected | Safe Suction (Euro)
570119 | 4 |  | 1998-10-28 | no | 1998-10-28 | no | Removed from Ground | Diesel | 3000 |  | 1982-01-01 | Cathodically Protected | Suction (American)
570122 | 1 | [5 empty] | Removed from Ground | Gas (Historical Use) | 550 | Bare Steel | 1956-05-06 | Galvanized Steel
570122 | 2 | [5 empty] | Removed from Ground | Gas (Historical Use) | 550 | Bare Steel | 1956-05-06 | Galvanized Steel
570122 | 3 | [5 empty] | Removed from Ground | Kerosene | 280 | Bare Steel | 1956-05-06 | Galvanized Steel
570125 | 1 | [5 empty] | Removed from Ground | Gas (Historical Use) | 6000 | Bare Steel | 1983-04-30 | Galvanized Steel
570125 | 2 | [5 empty] | Removed from Ground | Gas (Historical Use) | 6000 | Bare Steel | 1983-04-30 | Galvanized Steel
570125 | 3 | [5 empty] | Removed from Ground | Gas (Historical Use) | 6000 | Bare Steel | 1983-04-30 | Galvanized Steel
570125 | 4 |  |  | yes |  | yes | Removed from Ground | Used Oil | 550 | Bare Steel | 1970-05-03 | Galvanized Steel
570126 | 1 | [5 empty] | Removed from Ground | Gas (Historical Use) | 550 | Bare Steel | 1951-05-08 | Galvanized Steel
570126 | 2 | [5 empty] | Removed from Ground | Gas (Historical Use) | 1000 | Bare Steel | 1951-05-08 | Galvanized Steel
570126 | 3 | [5 empty] | Removed from Ground | Gas (Historical Use) | 2000 | Bare Steel | 1951-05-08 | Galvanized Steel
570127 | 1 | [5 empty] | Removed from Ground | Empty | 3000 | Bare Steel | 1956-05-06 | Galvanized Steel | Safe Suction (Euro)
570127 | 2 | [5 empty] | Removed from Ground | Empty | 3000 | Bare Steel | 1956-05-06 | Galvanized Steel
570127 | 3 | [5 empty] | Removed from Ground | Empty | 3000 | Bare Steel | 1956-05-06 | Galvanized Steel
570127 | 4 | [5 empty] | Removed from Ground | Empty | 3000 | Bare Steel | 1956-05-06 | Galvanized Steel
570127 | 5 |  |  | yes |  | yes | Removed from Ground | Empty | 550 | Bare Steel | 1956-05-06 | Galvanized Steel
570128 | 1 |  | 1998-10-12 |  | 1998-10-12 |  | Temporarily out of use | Gas (Historical Use) | 1000 | Steel-Impressed Current | 1973-05-02 | Cathodically Protected | Suction (American)
570128 | 2 |  | 1998-10-12 |  | 1998-10-12 |  | Temporarily out of use | Gas (Historical Use) | 1000 | Steel-Impressed Current | 1956-05-06 | Cathodically Protected | Suction (American)
570128 | 3 |  | 1998-10-12 |  | 1998-10-12 |  | Currently in Use | Diesel | 1000 | Steel-Impressed Current | 1956-05-06 | Cathodically Protected | Suction (American)
570128 | 4 |  | 1998-10-12 |  | 1998-10-12 |  | Temporarily out of use | Gas (Historical Use) | 1000 | Steel-Impressed Current | 1956-05-06 | Cathodically Protected | Suction (American)
570128 | 5 |  | 1998-10-12 |  | 1998-10-12 |  | Temporarily out of use | Gas (Historical Use) | 6000 | Steel-Impressed Current | 1956-05-06 | Cathodically Protected | Suction (American)
570128 | 6 |  |  | yes |  | yes | Permanently Out Of Use | Used Oil | 550 | Bare Steel | 1956-05-06 | Galvanized Steel
570128 | 7 |  | 1998-10-12 | no | 1998-10-12 | no | Temporarily out of use | Gas (Historical Use) | 6000 | Steel-Impressed Current | 1956-05-06 | Cathodically Protected | Suction (American)
570129 | 1 | [5 empty] | Removed from Ground | Diesel | 2000 | Bare Steel | 1971-04-27 | Unknown
570129 | 2 | [5 empty] | Closed in Ground | Empty | 1000 | Bare Steel | 1971-04-27 | Unknown
570132 | 1 | [5 empty] | Removed from Ground | Kerosene | 0 | Bare Steel | 1983-01-01 | Bare Steel
570132 | 2 |  |  | yes |  | yes | Removed from Ground | Other | 1000 | Bare Steel | 1983-01-01 | Not Marked
570133 | 1 | [5 empty] | Removed from Ground | Diesel | 10000 | Bare Steel | 1977-05-02 | Galvanized Steel
570133 | 2 | [5 empty] | Removed from Ground | Diesel | 10000 | Bare Steel | 1977-05-02 | Galvanized Steel
570133 | 3 | [5 empty] | Removed from Ground | Diesel | 10000 | Bare Steel | 1977-05-02 | Galvanized Steel
570133 | 4 | [5 empty] | Removed from Ground | Propane | 1000 | Bare Steel | 1977-05-02 | Galvanized Steel
570133 | 5 | [5 empty] | Removed from Ground | Propane | 1000 | Bare Steel | 1977-05-02 | Galvanized Steel
570133 | 6 | [5 empty] | Removed from Ground | Propane | 1000 | Bare Steel | 1977-05-02 | Galvanized Steel
570133 | 7 | [5 empty] | Removed from Ground | Propane | 1000 | Bare Steel | 1977-05-02 | Galvanized Steel
570134 | 1 |  | 1998-04-29 |  | 1998-04-29 |  | Currently in Use | Gas (Historical Use) | 10000 | Steel-Impressed Current | 1980-05-02 | Cathodically Protected
570134 | 2 |  | 1998-04-29 |  | 1998-04-29 |  | Currently in Use | Gas (Historical Use) | 8000 | Steel-Impressed Current | 1980-05-02 | Cathodically Protected
570134 | 3 |  | 1998-04-29 |  | 1998-04-29 |  | Currently in Use | Gas (Historical Use) | 8000 | Steel-Impressed Current | 1980-05-02 | Cathodically Protected
570135 | 1 | [5 empty] | Removed from Ground | Gas (Historical Use) | 10000 | Bare Steel | 1982-04-30 | Galvanized Steel
570135 | 2 | [5 empty] | Removed from Ground | Diesel | 5000 | Bare Steel | 1982-04-30 | Galvanized Steel
570136 | 1 | [5 empty] | Closed in Ground | Diesel | 10000 | Bare Steel | 1977-05-02 | Bare Steel
570137 | 1 | [5 empty] | Removed from Ground | Gas (Historical Use) | 1000 | Marked Unknown | 1966-05-05 | Unknown
570137 | 2 | [5 empty] | Removed from Ground | Diesel | 1000 | Marked Unknown | 1966-05-05 | Unknown
570138 | 1 | [5 empty] | Removed from Ground | Diesel | 2000 | Bare Steel | 1980-03-22 | Galvanized Steel
570138 | 2 | [5 empty] | Removed from Ground | Gas (Historical Use) | 2000 | Bare Steel | 1980-03-22 | Galvanized Steel
570139 | 1 | [5 empty] | Removed from Ground | Gas (Historical Use) | 500 | Marked Unknown | 1966-05-06 | Unknown
570140 | 1 | [5 empty] | Removed from Ground | Other | 5000 | Bare Steel | 1985-05-05 | Galvanized Steel | Suction (American)
570140 | 2 | [5 empty] | Removed from Ground | Other | 3000 | Bare Steel | 1985-05-05 | Galvanized Steel | Suction (American)
570140 | 3 |  |  | yes |  | yes | Removed from Ground | Used Oil | 2000 | Bare Steel | 1985-05-05 | Galvanized Steel | Suction (American)
570141 | 18001 |  | 1998-11-01 |  | 1998-11-01 |  | Currently in Use | Gas (Historical Use) | 10027 | Cathodically Protected Steel | 1984-05-05 | Double-Walled Fiberglass | Pressurized
570141 | 18002 |  | 1998-11-01 |  | 1998-11-01 |  | Currently in Use | Gas (Historical Use) | 10027 | Cathodically Protected Steel | 1984-05-05 | Double-Walled Fiberglass | Pressurized
570141 | 18003 |  | 1998-11-01 |  | 1998-11-01 |  | Currently in Use | Gas (Historical Use) | 6110 | Cathodically Protected Steel | 1984-05-05 | Double-Walled Fiberglass | Pressurized
570143 | 1701 |  | 1996-11-01 |  | 1996-11-01 |  | Currently in Use | Gas (Historical Use) | 10000 | Cathodically Protected Steel | 1983-01-01 | Fiberglass Reinforced Plastic | Pressurized
570143 | 1702 |  | 1996-11-01 |  | 1996-11-01 |  | Currently in Use | Gas (Historical Use) | 6000 | Cathodically Protected Steel | 1983-01-01 | Fiberglass Reinforced Plastic | Pressurized
570143 | 1703 |  | 1996-11-01 |  | 1996-11-01 |  | Currently in Use | Gas (Historical Use) | 10000 | Cathodically Protected Steel | 1983-01-01 | Fiberglass Reinforced Plastic | Pressurized
570144 | 0 |  | 1987-04-10 |  | 1987-04-10 |  | Removed from Ground | Diesel | 10000 | Double Walled | 1987-04-10 | Fiberglass Reinforced Plastic | Pressurized
570144 | 1 | [5 empty] | Removed from Ground | Diesel | 4000 | Bare Steel | 1966-05-12 | Unknown
570144 | 2 | [5 empty] | Removed from Ground | Diesel | 4000 | Bare Steel | 1966-05-12 | Unknown
570144 | 3 |  |  | yes |  | yes | Removed from Ground | Used Oil | 500 | Bare Steel | 1966-05-12 | Unknown
570144 | 4 | [5 empty] | Removed from Ground | Diesel | 1000 | Bare Steel | 1998-08-27 | Galvanized Steel | Suction (American)
570144 | EG-1 |  | 1998-08-31 |  | 1998-08-31 |  | Removed from Ground | Diesel | 560 | Composite | 1998-08-31 | Double Walled | Suction (American)
570145 | 1 | [5 empty] | Removed from Ground | Gas (Historical Use) | 10000 | Bare Steel | 1976-05-09 | Unknown
570146 | 1 | [5 empty] | Removed from Ground | Gas (Historical Use) | 10000 | Bare Steel | 1976-05-09 | Unknown
570146 | 1A |  | 1988-11-18 |  | 1988-11-18 |  | Closed in Ground | Diesel | 12000 | Double Walled | 1988-11-18 | Fiberglass Reinforced Plastic | Pressurized
570146 | 2 | [5 empty] | Removed from Ground | Gas (Historical Use) | 10000 | Bare Steel | 1976-05-09 | Unknown
570146 | 3 | [5 empty] | Removed from Ground | Other | 1000 | Bare Steel | 1976-05-09 | Unknown
570146 | 4 | [5 empty] | Removed from Ground | Other | 500 | Bare Steel | 1976-05-09 | Unknown
570146 | 5 | [5 empty] | Removed from Ground | Other | 1000 | Bare Steel | 1971-05-11 | Unknown
570146 | 6 |  |  | yes |  | yes | Removed from Ground | Used Oil | 1000 | Bare Steel | 1976-05-09 | Unknown
570146 | 7 |  |  | yes |  | yes | Removed from Ground | Used Oil | 500 | Bare Steel | 1976-05-09 | Unknown
570147 | 1 | [5 empty] | Removed from Ground | Gas (Historical Use) | 500 | Bare Steel | 1966-05-12 | Galvanized Steel
570147 | 2 | [5 empty] | Removed from Ground | Gas (Historical Use) | 500 | Bare Steel | 1966-05-12 | Galvanized Steel
570149 | 1 | [5 empty] | Closed in Ground | Empty | 4000 | Bare Steel | 1965-05-12 | Galvanized Steel
570149 | 2 | [5 empty] | Removed from Ground | Empty | 4000 | Bare Steel | 1965-05-12 | Galvanized Steel
570149 | 3 |  |  | no |  | no | Removed from Ground | Empty | 4000 | Bare Steel | 1965-05-12 | Galvanized Steel
570149 | 4 |  | 1988-01-01 | no | 1988-01-01 | no | Removed from Ground |  | 10000 | Galvanic (STIP-3) | 2013-07-10 | Double-Walled Fiberglass | Pressurized
570149 | 5 |  | 1988-01-01 | no | 1988-01-01 | no | Closed in Ground |  | 10000 | Galvanic (STIP-3) | 2013-07-10 | Double-Walled Fiberglass | Pressurized
570149 | 6 |  | 1988-01-01 | no | 1988-01-01 | no | Closed in Ground |  | 10000 | Galvanic (STIP-3) | 2013-07-10 | Double-Walled Fiberglass | Pressurized
570150 | 1 |  | 1998-04-21 |  | 1998-04-21 |  | Currently in Use | Gas (Historical Use) | 10000 | Steel-Impressed Current | 1982-05-08 | Fiberglass Reinforced Plastic | Pressurized
570150 | 2 |  | 1998-04-21 |  | 1998-04-21 |  | Currently in Use | Gas (Historical Use) | 8000 | Steel-Impressed Current | 1982-05-08 | Fiberglass Reinforced Plastic | Pressurized
570150 | 3 |  | 1998-04-21 |  | 1998-04-21 |  | Currently in Use | Gas (Historical Use) | 8000 | Steel-Impressed Current | 1982-05-08 | Fiberglass Reinforced Plastic | Pressurized
570150 | 4 |  | 1998-04-21 |  | 1998-04-21 |  | Currently in Use | Diesel | 10000 | Steel-Impressed Current | 1982-05-08 | Fiberglass Reinforced Plastic | Pressurized
570151 | 1 | [5 empty] | Removed from Ground | Gas (Historical Use) | 8084 | Bare Steel | 1968-05-11 | Galvanized Steel
570151 | 2 | [5 empty] | Removed from Ground | Gas (Historical Use) | 6500 | Bare Steel | 1968-05-11 | Galvanized Steel
570151 | 3 | [5 empty] | Removed from Ground | Gas (Historical Use) | 4100 | Bare Steel | 1968-05-11 | Galvanized Steel
570152 | 1 | [5 empty] | Removed from Ground | Gas (Historical Use) | 10000 | Bare Steel | 1979-05-09 | Galvanized Steel | Pressurized
570152 | 2 | [5 empty] | Removed from Ground | Gas (Historical Use) | 8000 | Bare Steel | 1979-05-09 | Galvanized Steel | Pressurized
570152 | 3 | [5 empty] | Removed from Ground | Gas (Historical Use) | 10000 | Bare Steel | 1979-05-09 | Galvanized Steel | Pressurized
570152 | 4 | [5 empty] | Removed from Ground | Diesel | 10000 | Bare Steel | 1979-05-09 | Galvanized Steel | Pressurized
570152 | 5 |  | 1997-09-19 |  | 1997-09-19 |  | Currently in Use | Gas (Historical Use) | 12000 | Composite | 1997-09-15 | Double Walled | Pressurized
570152 | 6 |  | 1997-09-19 |  | 1997-09-19 |  | Currently in Use | Gas (Historical Use) | 10000 | Composite | 1997-09-15 | Double Walled | Pressurized
570152 | 7 |  | 1997-09-19 |  | 1997-09-19 |  | Currently in Use | Diesel | 12000 | Composite | 1997-09-15 | Double Walled | Pressurized
570153 | 1 | [5 empty] | Removed from Ground | Gas (Historical Use) | 12000 | Bare Steel | 1978-05-09 | Galvanized Steel | Pressurized
570153 | 10 | [5 empty] | Removed from Ground | Gas (Historical Use) | 1000 | Not Marked/Unknown |  | Not Marked
570153 | 11 | [5 empty] | Removed from Ground | Gas (Historical Use) | 1000 | Not Marked/Unknown |  | Not Marked
570153 | 2 | [5 empty] | Removed from Ground | Gas (Historical Use) | 10000 | Bare Steel | 1978-05-09 | Galvanized Steel | Pressurized
570153 | 3 | [5 empty] | Removed from Ground | Gas (Historical Use) | 5000 | Bare Steel | 1978-05-09 | Galvanized Steel | Pressurized
570153 | 4 | [5 empty] | Removed from Ground | Diesel | 5000 | Bare Steel | 1978-05-09 | Galvanized Steel | Pressurized
570153 | 5 |  | 1996-02-01 |  | 1996-02-01 |  | Currently in Use | Gas (Historical Use) | 20000 | Composite | 1996-02-01 | Double Walled | Pressurized
570153 | 6 |  | 1996-02-01 |  | 1996-02-01 |  | Currently in Use | Gas (Historical Use) | 10000 | Composite | 1996-02-01 | Double Walled | Pressurized
570153 | 7 |  | 1996-02-01 |  | 1996-02-01 |  | Currently in Use | Diesel | 10000 | Composite | 1996-02-01 | Double Walled | Pressurized
570153 | 8 | [5 empty] | Removed from Ground | Gas (Historical Use) | 1000 | Not Marked/Unknown |  | Not Marked
570153 | 9 | [5 empty] | Removed from Ground | Gas (Historical Use) | 1000 | Not Marked/Unknown |  | Not Marked
570154 | 1 | [5 empty] | Removed from Ground | Gas (Historical Use) | 10027 | Bare Steel | 1984-05-07 | Galvanized Steel | Pressurized
570154 | 2 | [5 empty] | Removed from Ground | Gas (Historical Use) | 8084 | Bare Steel | 1972-05-11 | Galvanized Steel | Pressurized
570154 | 3 | [5 empty] | Removed from Ground | Diesel | 6500 | Bare Steel | 1972-05-11 | Galvanized Steel | Pressurized
570155 | 1 | [5 empty] | Removed from Ground | Gas (Historical Use) | 8084 | Bare Steel | 1971-05-11 | Galvanized Steel
570155 | 2 | [5 empty] | Removed from Ground | Gas (Historical Use) | 8000 | Bare Steel | 1971-05-11 | Galvanized Steel
570155 | 3 | [5 empty] | Removed from Ground | Gas (Historical Use) | 4000 | Bare Steel | 1971-05-11 | Galvanized Steel
570156 | 1 | [5 empty] | Removed from Ground | Gas (Historical Use) | 1000 | Bare Steel | 1970-05-03 | Unknown
570157 | 1 | [5 empty] | Removed from Ground | Gas (Historical Use) | 6000 | Bare Steel | 1975-04-07 | Galvanized Steel
570157 | 2 | Flapper Valve | 1991-05-01 | no | 1991-05-01 | no | Currently in Use | Diesel | 12000 | Fiberglass | 1991-01-01 | Fiberglass Reinforced Plastic | Pressurized
570159 | 1 | [5 empty] | Removed from Ground | Diesel | 1000 | Bare Steel | 1982-02-04 | Galvanized Steel
570159 | 2 | [5 empty] | Removed from Ground | Gas (Historical Use) | 2000 | Bare Steel | 1984-02-04 | Galvanized Steel
570160 | 1 | [5 empty] | Removed from Ground | Diesel | 1000 | Bare Steel | 1982-02-04 | Galvanized Steel
570160 | 2 | [5 empty] | Removed from Ground | E-10 | 1000 | Bare Steel | 1961-02-09 | Galvanized Steel
570161 | 1 |  | 1997-07-17 |  | 1997-07-17 |  | Removed from Ground | Diesel | 1000 | Steel-Impressed Current | 1982-02-04 | Galvanized Steel | Safe Suction (Euro)
570161 | 2 | [5 empty] | Removed from Ground | Gas (Historical Use) | 1000 | Bare Steel | 1966-02-08 | Galvanized Steel
570161 | 3 |  | 2005-07-15 | no | 2005-07-15 | no | Currently in Use | Diesel | 10000 | Epoxy | 1950-07-15 | Fiberglass Reinforced Plastic | Safe Suction (Euro)
570163 | 1 | [5 empty] | Removed from Ground | Gas (Historical Use) | 1000 | Bare Steel | 1966-02-08 | Galvanized Steel
570164 | 1 | [5 empty] | Removed from Ground | Gas (Historical Use) | 1000 | Bare Steel | 1966-01-01 | Galvanized Steel
570165 | 1 | [5 empty] | Removed from Ground | Diesel | 1 | Bare Steel | 1982-02-04 | Galvanized Steel
570165 | 2 | [5 empty] | Removed from Ground | Gas (Historical Use) | 1 | Bare Steel | 1966-02-08 | Galvanized Steel
570166 | 1 |  | 1998-12-01 |  | 1998-12-01 |  | Removed from Ground | Gas (Historical Use) | 20000 | Steel-Impressed Current | 1977-01-01 | Cathodically Protected | Pressurized
570166 | 2 |  | 1998-12-01 |  | 1998-12-01 |  | Removed from Ground | Gas (Historical Use) | 15000 | Steel-Impressed Current | 1977-01-01 | Cathodically Protected | Pressurized
570166 | 3 |  | 1998-12-01 |  | 1998-12-01 |  | Removed from Ground | Diesel | 20000 | Steel-Impressed Current | 1977-01-01 | Cathodically Protected | Pressurized
570166 | 5 |  | 1998-12-01 |  | 1998-12-01 |  | Removed from Ground | Diesel | 10000 | Steel-Impressed Current | 1973-04-24 | Cathodically Protected | Pressurized
570166 | 6 |  | 1998-12-01 |  | 1998-12-01 |  | Removed from Ground | Gas (Historical Use) | 20000 | Steel-Impressed Current | 1973-04-24 | Cathodically Protected | Pressurized
570167 | 1 | [5 empty] | Removed from Ground | Diesel | 1000 | Bare Steel | 1982-02-04 | Galvanized Steel
570167 | 2 | [5 empty] | Removed from Ground | Gas (Historical Use) | 3000 | Bare Steel | 1971-02-07 | Galvanized Steel
570167 | 3 | [5 empty] | Removed from Ground | Diesel | 8000 | Cathodically Protected Steel | 1986-08-01 | Galvanized Steel
570168 | 1 | [5 empty] | Removed from Ground | Diesel | 1000 | Bare Steel | 1982-02-04 | Galvanized Steel
570168 | 2 | [5 empty] | Removed from Ground | Gas (Historical Use) | 1000 | Bare Steel | 1974-02-06 | Galvanized Steel
570171 | 1 | [5 empty] | Removed from Ground | Diesel | 8000 | Cathodically Protected Steel | 1986-08-15 | Galvanized Steel
570172 | 1 | [5 empty] | Removed from Ground | Empty | 1000 | Bare Steel | 1976-05-10 | Galvanized Steel
570172 | 2 | [5 empty] | Removed from Ground | Empty | 1000 | Bare Steel | 1976-05-10 | Galvanized Steel
570172 | 3 | [5 empty] | Removed from Ground | Empty | 2000 | Bare Steel | 1976-05-10 | Galvanized Steel
570173 | 1 | [5 empty] | Removed from Ground | Gas (Historical Use) | 550 | Bare Steel | 1966-02-08 | Galvanized Steel
570174 | 1 | Flapper Valve | 1997-10-29 | no | 1997-10-29 | no | Currently in Use | Regular | 10000 | Fiberglass | 1981-03-11 | Fiberglass Reinforced Plastic | Pressurized
570174 | 2 | [5 empty] | Removed from Ground | Diesel | 2000 | Fiberglass | 1981-03-11 | Galvanized Steel
570177 | 1 |  | 1998-11-01 |  | 1998-11-01 |  | Removed from Ground | Gas (Historical Use) | 10000 | Steel-Impressed Current | 1982-03-11 | Cathodically Protected
570177 | 2 |  | 1998-11-01 |  | 1998-11-01 |  | Removed from Ground | Diesel | 1000 | Steel-Impressed Current | 1982-03-11 | Cathodically Protected
570179 | 1 | [5 empty] | Removed from Ground | Diesel | 10000 | Bare Steel | 1965-01-01 | Copper | Suction (American)
570180 | 1 | [5 empty] | Removed from Ground | Kerosene | 1500 | Bare Steel | 1974-01-01 | Unknown
570185 | 1 | [5 empty] | Removed from Ground | Gas (Historical Use) | 10000 | Bare Steel | 1963-05-14 | Bare Steel | Suction (American)
570185 | 2 | [5 empty] | Removed from Ground | Gas (Historical Use) | 10000 | Bare Steel | 1963-05-14 | Bare Steel | Suction (American)
570185 | 3 | [5 empty] | Removed from Ground | Diesel | 4000 | Bare Steel | 1963-05-14 | Bare Steel | Suction (American)
570185 | 4 | [5 empty] | Removed from Ground | Diesel | 2700 | Bare Steel | 1963-05-14 | Bare Steel | Suction (American)
570186 | 1 | [5 empty] | Removed from Ground | Gas (Historical Use) | 2000 | Bare Steel | 1982-05-09 | Galvanized Steel
570186 | 2 | [5 empty] | Removed from Ground | Diesel | 5000 | Bare Steel | 1982-05-09 | Galvanized Steel
570188 | 1 | [5 empty] | Removed from Ground | Gas (Historical Use) | 1000 | Bare Steel | 1984-05-08 | Galvanized Steel
570192 | 1 | [5 empty] | Removed from Ground | Gas (Historical Use) | 2000 | Bare Steel | 1984-05-08 | Galvanized Steel
570192 | 2 | [5 empty] | Removed from Ground | Diesel | 1000 | Bare Steel | 1984-05-08 | Galvanized Steel
570193 | 1 | [5 empty] | Removed from Ground | Gas (Historical Use) | 1000 | Bare Steel | 1976-05-10 | Galvanized Steel
570194 | 1 | [5 empty] | Removed from Ground | Gas (Historical Use) | 2000 | Cathodically Protected Steel | 1984-05-08 | Galvanized Steel | Safe Suction (Euro)
570194 | 2 | [5 empty] | Removed from Ground | Gas (Historical Use) | 2000 | Bare Steel | 1984-05-08 | Galvanized Steel | Safe Suction (Euro)
570194 | 3 | [5 empty] | Removed from Ground | Gas (Historical Use) | 1000 | Bare Steel | 1974-05-11 | Galvanized Steel | Safe Suction (Euro)
570194 | 4 | Ball Float | 1998-07-03 |  | 1998-07-03 |  | Currently in Use | Gas (Historical Use) | 10000 | Fiberglass | 1998-07-03 | Fiberglass Reinforced Plastic | Pressurized
570194 | 5 | Ball Float | 1998-07-03 |  | 1998-07-03 |  | Currently in Use | Diesel | 6000 | Fiberglass | 1998-07-03 | Fiberglass Reinforced Plastic | Pressurized
570196 | 1 | [5 empty] | Removed from Ground | Gas (Historical Use) | 2000 | Bare Steel | 1985-05-08 | Galvanized Steel
570196 | 2 | [5 empty] | Removed from Ground | Gas (Historical Use) | 2000 | Bare Steel | 1985-05-08 | Galvanized Steel
570196 | 3 | [5 empty] | Removed from Ground | Gas (Historical Use) | 1000 | Bare Steel | 1985-05-08 | Galvanized Steel
570197 | 1 | [5 empty] | Removed from Ground | Gas (Historical Use) | 2000 | Bare Steel | 1984-05-08 | Galvanized Steel
570197 | 2 | [5 empty] | Removed from Ground | Gas (Historical Use) | 2000 | Bare Steel | 1984-05-08 | Galvanized Steel
570198 | 1 | [5 empty] | Removed from Ground | Gas (Historical Use) | 560 | Bare Steel | 1951-05-17 | Galvanized Steel
570198 | 2 | [5 empty] | Removed from Ground | Gas (Historical Use) | 560 | Bare Steel | 1951-05-17 | Galvanized Steel
570200 | 1 |  | 1997-02-01 |  | 1997-02-01 |  | Temporarily out of use | Gas (Historical Use) | 6000 | Steel-Impressed Current | 1978-05-10 | Cathodically Protected | Suction (American)
570200 | 2 |  | 1997-02-01 |  | 1997-02-01 |  | Temporarily out of use | Gas (Historical Use) | 4000 | Steel-Impressed Current | 1978-05-10 | Cathodically Protected | Suction (American)
570200 | 3A |  | 1997-02-01 |  | 1997-02-01 |  | Temporarily out of use | Gas (Historical Use) | 2000 | Steel-Impressed Current | 1978-05-10 | Cathodically Protected | Safe Suction (Euro)
570200 | 3B |  | 1997-02-01 |  | 1997-02-01 |  | Temporarily out of use | Gas (Historical Use) | 2000 | Steel-Impressed Current | 1978-05-10 | Cathodically Protected | Safe Suction (Euro)
570200 | 3C |  | 1997-02-01 |  | 1997-02-01 |  | Temporarily out of use | Gas (Historical Use) | 2000 | Steel-Impressed Current | 1978-05-10 | Cathodically Protected | Safe Suction (Euro)
570201 | 1 |  | 1993-12-01 |  | 1993-12-01 |  | Removed from Ground | Diesel | 8000 | Cathodically Protected Steel | 1983-05-09 | Cathodically Protected | Pressurized
570201 | 10 | Ball Float | 2012-11-01 | no | 2012-11-01 | no | Currently in Use | Diesel | 5000 | Fiberglass Double Walled | 2012-11-01 | Double-Walled Fiberglass | Pressurized
570201 | 2 | [5 empty] | Removed from Ground | Gas (Historical Use) | 8000 | Bare Steel | 1983-05-09 | Bare Steel | Pressurized
570201 | 3 |  | 1993-12-01 |  | 1993-12-01 |  | Removed from Ground | Gas (Historical Use) | 8000 | Cathodically Protected Steel | 1983-05-09 | Cathodically Protected | Pressurized
570201 | 4 |  | 1993-12-01 |  | 1993-12-01 |  | Removed from Ground | Gas (Historical Use) | 8000 | Cathodically Protected Steel | 1983-05-09 | Cathodically Protected | Pressurized
570201 | 5 |  | 1993-12-01 |  | 1993-12-01 |  | Removed from Ground | Diesel | 4000 | Cathodically Protected Steel | 1983-05-09 | Cathodically Protected | Pressurized
570201 | 6 | Ball Float | 2012-11-01 | no | 2012-11-01 | no | Currently in Use | Regular | 15000 | Fiberglass Double Walled | 2012-11-01 | Double-Walled Fiberglass | Pressurized
570201 | 7 | Ball Float | 2012-11-01 | no | 2012-11-01 | no | Currently in Use | Premium | 6000 | Fiberglass Double Walled | 2012-11-01 | Double-Walled Fiberglass | Pressurized
570201 | 8 | Ball Float | 2012-11-01 | no | 2012-11-01 | no | Currently in Use | E-10 | 5000 | Fiberglass Double Walled | 2012-11-01 | Double-Walled Fiberglass | Pressurized
570201 | 9 | Ball Float | 2012-11-01 | no | 2012-11-01 | no | Currently in Use | Diesel | 5000 | Fiberglass Double Walled | 2012-11-01 | Double-Walled Fiberglass | Pressurized
570203 | KERO |  | 1998-08-08 |  | 1998-08-08 |  | Currently in Use | Kerosene | 10008 | Steel-Impressed Current | 1984-05-08 | Cathodically Protected | Pressurized
570203 | SUL |  | 1998-08-08 |  | 1998-08-08 |  | Currently in Use | Gas (Historical Use) | 10008 | Steel-Impressed Current | 1984-05-08 | Cathodically Protected | Pressurized
570203 | UNL |  | 1998-08-08 |  | 1998-08-08 |  | Currently in Use | Gas (Historical Use) | 10008 | Steel-Impressed Current | 1984-05-08 | Cathodically Protected | Pressurized
570203 | UNLPLUS |  | 1998-06-08 |  | 1998-06-08 |  | Currently in Use | Gas (Historical Use) | 10008 | Steel-Impressed Current | 1984-05-08 | Cathodically Protected | Pressurized
570204 | 1 | [5 empty] | Removed from Ground | Gas (Historical Use) | 10000 | Bare Steel | 1976-05-09 | Galvanized Steel
570204 | 2 | [5 empty] | Removed from Ground | Diesel | 1000 | Bare Steel | 1966-05-12 | Galvanized Steel
570205 | 1 | [5 empty] | Removed from Ground | Gas (Historical Use) | 1000 | Bare Steel | 1936-05-19 | Bare Steel
570206 | 1 | Flapper Valve | 1997-08-25 | no | 1997-08-25 | no | Temporarily out of use | Empty | 1000 | Steel-Impressed Current | 1981-05-08 | Not Marked | Safe Suction (Euro)
570207 | 1 | Flapper Valve | 1997-08-25 | no | 1997-08-25 | no | Currently in Use | Regular | 3000 | Steel-Impressed Current | 1982-05-08 | Steel (Impressed Current) | Safe Suction (Euro)
570207 | 2 | Flapper Valve | 1997-08-25 | no | 1997-08-25 | no | Currently in Use | Diesel | 3000 | Steel-Impressed Current | 1982-05-08 | Steel (Impressed Current) | Safe Suction (Euro)
570208 | 1 |  | 1997-08-25 | no | 1997-08-25 | no | Currently in Use | Regular | 3000 | Steel-Impressed Current | 1983-05-08 | Steel (Impressed Current) | Safe Suction (Euro)
570208 | 2 | Flapper Valve | 1997-08-25 | no | 1997-08-25 | no | Currently in Use | Diesel | 3000 | Steel-Impressed Current | 1983-05-08 | Steel (Impressed Current) | Safe Suction (Euro)
570209 | 1 | [5 empty] | Removed from Ground | Empty | 3000 | Bare Steel | 1971-05-11 | Galvanized Steel
570210 | 1 |  | 1997-08-25 |  | 1997-08-25 |  | Currently in Use | Diesel | 10000 | Cathodically Protected Steel | 1985-05-07 | Not Marked | Safe Suction (Euro)
570211 | 1 | [5 empty] | Removed from Ground | Diesel | 8000 | Marked Unknown | 1992-03-01 | Unknown
570211 | 2 | [5 empty] | Removed from Ground | Diesel | 4000 | Marked Unknown | 1992-03-01 | Unknown
570211 | 3 | [5 empty] | Removed from Ground | Gas (Historical Use) | 4000 | Marked Unknown | 1992-03-01 | Unknown
570211 | 4 |  |  | yes |  | yes | Removed from Ground | Used Oil | 0 | Marked Unknown | 1992-03-01 | Unknown
570211 | 5 | Flapper Valve | 1991-12-16 | no | 1991-12-16 | no | Currently in Use | Regular | 1000 | Steel-Impressed Current | 1977-05-09 |  | Suction (American)
570211 | 6 | Flapper Valve | 1991-12-16 | no | 1991-12-16 | no | Currently in Use | Regular | 1000 | Steel-Impressed Current | 1977-05-09 |  | Suction (American)
570211 | 7 | Exempted | 1991-12-16 | yes | 1999-06-01 | yes | Currently in Use | Used Oil | 550 | Steel-Impressed Current | 1988-01-01
570211 | 8 | Flapper Valve | 1991-12-16 | no | 1991-12-16 | no | Currently in Use | Diesel | 12000 | Steel-Impressed Current | 1992-03-01 | Fiberglass Reinforced Plastic | Safe Suction (Euro)
570211 | 9 | Flapper Valve | 1991-12-16 | no | 1991-12-16 | no | Currently in Use | Diesel | 10000 | Steel-Impressed Current | 1992-03-01 | Fiberglass Reinforced Plastic | Safe Suction (Euro)
570213 | 1 | [5 empty] | Removed from Ground | Gas (Historical Use) | 10000 | Bare Steel | 1981-05-08 | Unknown
570213 | 2 | [5 empty] | Removed from Ground | Gas (Historical Use) | 10000 | Bare Steel | 1981-05-08 | Unknown
570214 | 1 | [5 empty] | Removed from Ground | Diesel | 1500 | Bare Steel | 1985-05-07 | Copper
570215 | 1 | Flapper Valve | 1997-08-25 |  | 1997-08-25 |  | Currently in Use | Gas (Historical Use) | 10000 | Steel-Impressed Current | 1980-05-08 | Steel (Impressed Current) | Safe Suction (Euro)
570215 | 2 | Flapper Valve | 1997-08-25 |  | 1997-08-25 |  | Currently in Use | Gas (Historical Use) | 10000 | Steel-Impressed Current | 1980-05-08 | Steel (Impressed Current) | Safe Suction (Euro)
570215 | 4 | Flapper Valve | 1997-08-25 |  | 1997-08-25 |  | Currently in Use | Gas (Historical Use) | 10000 | Steel-Impressed Current | 1980-05-08 | Steel (Impressed Current) | Safe Suction (Euro)
570215 | 5 | Flapper Valve | 1997-08-25 |  | 1997-08-25 |  | Currently in Use | Diesel | 10000 | Steel-Impressed Current | 1980-05-08 | Steel (Impressed Current) | Safe Suction (Euro)
570215 | 6 | Flapper Valve | 1997-08-25 |  | 1997-08-25 |  | Currently in Use | Diesel | 10000 | Steel-Impressed Current | 1980-05-08 | Steel (Impressed Current) | Safe Suction (Euro)
570215 | 7 | Flapper Valve | 1997-08-25 |  | 1997-08-25 |  | Currently in Use | Diesel | 10000 | Steel-Impressed Current | 1980-05-08 | Steel (Impressed Current) | Safe Suction (Euro)
570216 | 13 |  | 1997-08-25 |  | 1997-08-25 |  | Currently in Use | Diesel | 3000 | Steel-Impressed Current | 1966-05-12 | Steel (Impressed Current) | Safe Suction (Euro)
570216 | 14 | [5 empty] | Removed from Ground | Empty | 1000 | Bare Steel | 1966-05-12 | Cathodically Protected
570216 | 15 |  | 1997-08-25 |  | 1997-08-25 |  | Currently in Use | Gas (Historical Use) | 10000 | Steel-Impressed Current | 1984-05-07 | Steel (Impressed Current) | Safe Suction (Euro)
570223 | 1 | [5 empty] | Removed from Ground | Gas (Historical Use) | 8000 | Bare Steel | 1971-05-12 | Galvanized Steel | Pressurized
570223 | 2 | [5 empty] | Removed from Ground | Gas (Historical Use) | 8000 | Bare Steel | 1971-05-12 | Galvanized Steel | Pressurized
570223 | 3 | [5 empty] | Removed from Ground | Gas (Historical Use) | 8000 | Bare Steel | 1971-05-12 | Galvanized Steel | Pressurized
570223 | 4 | [5 empty] | Removed from Ground | Gas (Historical Use) | 8000 | Bare Steel | 1971-05-12 | Galvanized Steel | Pressurized
570224 | 1 |  | 1998-10-29 |  | 1998-10-29 |  | Closed in Ground | Gas (Historical Use) | 10000 | Steel-Impressed Current | 1981-05-09 | Fiberglass Reinforced Plastic | Pressurized
570224 | 2 |  | 1998-10-29 |  | 1998-10-29 |  | Currently in Use | Gas (Historical Use) | 10000 | Steel-Impressed Current | 1981-05-09 | Fiberglass Reinforced Plastic | Pressurized
570224 | 3 |  | 1998-10-29 |  | 1998-10-29 |  | Currently in Use | Gas (Historical Use) | 10000 | Steel-Impressed Current | 1981-05-09 | Fiberglass Reinforced Plastic | Pressurized
570227 | 1 | [5 empty] | Removed from Ground | Gas (Historical Use) | 1000 | Bare Steel | 1976-05-09 | Bare Steel
570227 | 2 | [5 empty] | Removed from Ground | Gas (Historical Use) | 1000 | Bare Steel | 1976-05-09 | Bare Steel
570228 | 1 | [5 empty] | Removed from Ground | Gas (Historical Use) | 1000 | Bare Steel | 1997-01-01 | Galvanized Steel
570228 | 2 | [5 empty] | Removed from Ground | Gas (Historical Use) | 560 | Bare Steel | 1997-01-01 | Galvanized Steel
570228 | 3 | [5 empty] | Removed from Ground | Gas (Historical Use) | 560 | Bare Steel | 1997-01-01 | Galvanized Steel
570229 | 1 | [5 empty] | Removed from Ground | Diesel | 10000 | Bare Steel | 1966-05-13 | Bare Steel
570229 | 2 | [5 empty] | Removed from Ground | Gas (Historical Use) | 1000 | Bare Steel | 1966-05-13 | Bare Steel
570229 | 3 |  |  | yes |  | yes | Removed from Ground | Used Oil | 8000 | Bare Steel | 1966-05-13 | Bare Steel
570229 | 4 | [5 empty] | Removed from Ground | Diesel | 6000 | Bare Steel | 1966-05-13 | Bare Steel
570230 | 1 | [5 empty] | Removed from Ground | Diesel | 6000 | Bare Steel | 1971-05-12 | Galvanized Steel
570230 | 2 | [5 empty] | Removed from Ground | Diesel | 4000 | Bare Steel | 1971-05-12 | Galvanized Steel
570231 | 1 |  |  | no |  | no | Removed from Ground |  | 10000 | Bare Steel | 1972-01-01 | Copper | Suction (American)
570231 | 2 | Flapper Valve | 1997-11-12 | no | 1997-11-12 | no | Currently in Use | Diesel | 6000 |  | 1997-11-12 | Copper | Suction (American)
570232 | 1 | [5 empty] | Removed from Ground | Gas (Historical Use) | 3000 | Bare Steel | 1972-01-05 | Unknown | Pressurized
570232 | 2 | [5 empty] | Removed from Ground | Gas (Historical Use) | 12000 | Bare Steel | 1981-01-02 | Unknown | Pressurized
570232 | 3 | [5 empty] | Removed from Ground | Gas (Historical Use) | 12000 | Composite | 1988-02-01 | Fiberglass Reinforced Plastic | Pressurized
570233 | 1 | [5 empty] | Closed in Ground | Empty | 5000 | Bare Steel | 1977-05-18 | Bare Steel | Suction (American)
570235 | 1 | [5 empty] | Removed from Ground | Gas (Historical Use) | 1000 | Bare Steel | 1976-05-29 | Galvanized Steel
570235 | 2 | [5 empty] | Removed from Ground | Diesel | 1000 | Bare Steel | 1976-05-29 | Galvanized Steel
570236 | 1 |  | 1998-10-09 |  | 1998-10-09 |  | Removed from Ground | Empty | 8000 | Steel-Impressed Current | 1973-05-16 | Cathodically Protected | Pressurized
570236 | 2 |  | 1998-10-09 |  | 1998-10-09 |  | Removed from Ground | Gas (Historical Use) | 8000 | Steel-Impressed Current | 1973-05-16 | Cathodically Protected | Suction (American)
570236 | 3 |  | 1998-10-09 |  | 1998-10-09 |  | Removed from Ground | Gas (Historical Use) | 8000 | Steel-Impressed Current | 1973-05-16 | Cathodically Protected | Suction (American)
570238 | 1 |  | 1998-02-09 |  | 1998-02-09 |  | Currently in Use | Gas (Historical Use) | 8000 | Steel-Impressed Current | 1986-06-13 | Fiberglass Reinforced Plastic | Pressurized
570238 | 2 |  | 1998-02-09 |  | 1998-02-09 |  | Currently in Use | Gas (Historical Use) | 8000 | Steel-Impressed Current | 1986-06-13 | Fiberglass Reinforced Plastic | Pressurized
570238 | 3 |  | 1998-02-09 |  | 1998-02-09 |  | Currently in Use | Gas (Historical Use) | 8000 | Steel-Impressed Current | 1986-06-13 | Fiberglass Reinforced Plastic | Pressurized
570238 | 4 |  | 1998-02-09 |  | 1998-02-09 |  | Currently in Use | Kerosene | 2000 | Steel-Impressed Current | 1986-06-13 | Fiberglass Reinforced Plastic | Suction (American)
570239 | 1 | [5 empty] | Removed from Ground | Diesel | 1000 | Bare Steel | 1971-06-17 | Unknown
570240 | 1 | [5 empty] | Removed from Ground | Gas (Historical Use) | 4000 | Bare Steel | 1974-05-16 | Galvanized Steel | Safe Suction (Euro)
570240 | 2 | [5 empty] | Removed from Ground | Gas (Historical Use) | 4000 | Bare Steel | 1974-05-16 | Galvanized Steel | Safe Suction (Euro)
570240 | 3 | [5 empty] | Removed from Ground | Gas (Historical Use) | 4000 | Bare Steel | 1974-05-16 | Galvanized Steel | Safe Suction (Euro)
570240 | 4 | [5 empty] | Removed from Ground | Gas (Historical Use) | 4000 | Bare Steel | 1974-05-16 | Galvanized Steel | Safe Suction (Euro)
570244 | 1 |  | 1998-07-31 |  | 1998-07-31 |  | Currently in Use | Gas (Historical Use) | 8000 | Steel-Impressed Current | 1986-01-01 | Cathodically Protected | Pressurized
570244 | 2 |  | 1998-07-31 |  | 1998-07-31 |  | Currently in Use | Gas (Historical Use) | 8000 | Steel-Impressed Current | 1986-01-01 | Cathodically Protected | Pressurized
570244 | 3 |  | 1998-07-31 |  | 1998-07-31 |  | Currently in Use | Gas (Historical Use) | 8000 | Steel-Impressed Current | 1986-01-01 | Cathodically Protected | Pressurized
570245 | 1 | [5 empty] | Removed from Ground | Diesel | 2000 | Bare Steel | 1977-01-03 | Bare Steel | Safe Suction (Euro)
570246 | 64980 |  | 1992-01-01 |  | 1992-01-01 |  | Removed from Ground | Gas (Historical Use) | 2000 | Galvanic (STIP-3) | 1987-05-15 | Cathodically Protected | Safe Suction (Euro)
570247 | 4 |  | 2001-01-25 | no | 2001-01-25 | no | Currently in Use | Gas (Historical Use) | 8000 | Fiberglass | 2001-01-25 | Double Walled | Pressurized
570247 | 5 |  | 2001-01-25 | no | 2001-01-25 | no | Currently in Use | Gas (Historical Use) | 12000 | Fiberglass | 2001-01-25 | Double Walled | Pressurized
570247 | REG | [5 empty] | Removed from Ground | Gas (Historical Use) | 8000 | Bare Steel | 1986-01-01 | Galvanized Steel | Pressurized
570247 | SUNL | [5 empty] | Removed from Ground | Gas (Historical Use) | 8000 | Bare Steel | 1986-01-01 | Galvanized Steel | Pressurized
570247 | UNL | [5 empty] | Removed from Ground | Gas (Historical Use) | 8000 | Bare Steel | 1986-01-01 | Galvanized Steel | Pressurized
570248 | R |  | 2001-11-05 | no | 2001-11-05 | no | Currently in Use | Regular | 10000 | Galvanic (STIP-3) | 1987-02-07 | Fiberglass Reinforced Plastic
570248 | SUNL |  | 2001-11-05 | no | 2001-11-05 | no | Currently in Use | Premium | 9728 | Galvanic (STIP-3) | 1987-02-07 | Fiberglass Reinforced Plastic
570248 | UNL |  | 2001-11-05 | no | 2001-11-05 | no | Currently in Use | Plus | 10000 | Galvanic (STIP-3) | 1987-02-07 | Fiberglass Reinforced Plastic
570250 | 1 | [5 empty] | Removed from Ground | Gas (Historical Use) | 10000 | Cathodically Protected Steel | 1986-01-01 | Galvanized Steel | Pressurized
570250 | 2 | [5 empty] | Removed from Ground | Gas (Historical Use) | 10000 | Cathodically Protected Steel | 1986-01-01 | Galvanized Steel | Pressurized
570250 | 3 | [5 empty] | Removed from Ground | Gas (Historical Use) | 10000 | Cathodically Protected Steel | 1986-01-01 | Galvanized Steel | Pressurized
570250 | 4 | [5 empty] | Removed from Ground | Diesel | 2000 | Cathodically Protected Steel | 1986-01-01 | Galvanized Steel | Pressurized
570250 | 5 | [5 empty] | Removed from Ground | Kerosene | 2000 | Cathodically Protected Steel | 1986-01-01 | Galvanized Steel | Pressurized
570250 | 6 |  | 1996-07-08 |  | 1996-07-08 |  | Currently in Use | Gas (Historical Use) | 10000 | Composite | 1996-07-11 | Double Walled | Pressurized
570250 | 7 |  | 1996-07-08 |  | 1996-07-08 |  | Currently in Use | Gas (Historical Use) | 10000 | Composite | 1996-07-11 | Double Walled | Pressurized
570250 | 8 |  | 1996-07-08 |  | 1996-07-08 |  | Currently in Use | Gas (Historical Use) | 10000 | Composite | 1996-07-11 | Double Walled | Pressurized
570250 | 9A |  | 1996-07-08 |  | 1996-07-08 |  | Currently in Use | Diesel | 5000 | Composite | 1996-07-11 | Double Walled | Pressurized
570250 | 9B |  | 1996-07-08 |  | 1996-07-08 |  | Currently in Use | Kerosene | 3000 | Composite | 1996-07-11 | Double Walled | Pressurized
570253 | 1 |  | 1986-01-01 |  | 1986-01-01 |  | Currently in Use | Gas (Historical Use) | 10000 | Galvanic (STIP-3) | 1986-01-01 | Fiberglass Reinforced Plastic | Pressurized
570253 | 2 |  | 1986-01-01 |  | 1986-01-01 |  | Currently in Use | Gas (Historical Use) | 10000 | Galvanic (STIP-3) | 1986-01-01 | Fiberglass Reinforced Plastic | Pressurized
570253 | 3 |  | 1986-01-01 |  | 1986-01-01 |  | Currently in Use | Gas (Historical Use) | 10000 | Galvanic (STIP-3) | 1986-01-01 | Fiberglass Reinforced Plastic | Pressurized
570253 | 4 |  | 1986-01-01 |  | 1986-01-01 |  | Currently in Use | Kerosene | 2000 | Galvanic (STIP-3) | 1986-01-01 | Fiberglass Reinforced Plastic | Pressurized
570253 | 5 |  | 1986-01-01 |  | 1986-01-01 |  | Currently in Use | Diesel | 4000 | Galvanic (STIP-3) | 1986-01-01 | Fiberglass Reinforced Plastic | Pressurized
570255 | 1 | [5 empty] | Removed from Ground | Diesel | 8000 | Unknown | 1986-01-01 | Unknown
570255 | 2 | [5 empty] | Removed from Ground | Gas (Historical Use) | 2000 | Unknown | 1986-01-01 | Unknown
570256 | DSL | [5 empty] | Removed from Ground | Diesel | 10008 | Bare Steel | 1984-05-08 | Galvanized Steel | Suction (American)
570256 | SUL |  | 1998-08-08 |  | 1998-08-08 |  | Currently in Use | Gas (Historical Use) | 10008 | Steel-Impressed Current | 1984-05-08 | Cathodically Protected
570256 | UNL |  | 1998-08-08 |  | 1998-08-08 |  | Currently in Use | Gas (Historical Use) | 10008 | Steel-Impressed Current | 1984-05-08 | Cathodically Protected
570256 | UNLPLUS |  | 1998-08-08 |  | 1998-08-08 |  | Currently in Use | Gas (Historical Use) | 10008 | Steel-Impressed Current | 1984-05-08 | Cathodically Protected
570257 | KERO |  | 1998-10-06 |  | 1998-10-06 |  | Removed from Ground | Kerosene | 5037 | Cathodically Protected Steel | 1984-05-08 | Cathodically Protected
570257 | SUL |  | 1998-10-06 |  | 1998-10-06 |  | Removed from Ground | Gas (Historical Use) | 10008 | Cathodically Protected Steel | 1984-05-08 | Cathodically Protected
570257 | UNL |  | 1998-10-06 |  | 1998-10-06 |  | Removed from Ground | Gas (Historical Use) | 10008 | Cathodically Protected Steel | 1984-05-08 | Cathodically Protected
570257 | UNLPLUS |  | 1998-10-06 |  | 1998-10-06 |  | Removed from Ground | Gas (Historical Use) | 10008 | Cathodically Protected Steel | 1984-05-08 | Cathodically Protected
570258 | 1 |  | 1992-01-07 |  | 1992-01-07 |  | Currently in Use | Gas (Historical Use) | 10152 | Composite | 1992-01-07 | Fiberglass Reinforced Plastic | Pressurized
570258 | 2 |  | 1992-01-07 |  | 1992-01-07 |  | Currently in Use | Gas (Historical Use) | 10152 | Composite | 1992-01-07 | Fiberglass Reinforced Plastic | Pressurized
570258 | 3 |  | 1992-01-07 |  | 1992-01-07 |  | Currently in Use | Diesel | 10152 | Composite | 1992-01-07 | Fiberglass Reinforced Plastic | Pressurized
570258 | 4 |  | 1992-01-07 |  | 1992-01-07 |  | Currently in Use | Kerosene | 2005 | Composite | 1992-01-07 | Fiberglass Reinforced Plastic | Pressurized
570262 | 1 | [5 empty] | Removed from Ground | Empty | 1000 | Bare Steel | 1966-06-01 | Bare Steel
572000 | 1 | [5 empty] | Removed from Ground | Diesel | 20000 | Bare Steel | 1987-11-04 | Galvanized Steel
580002 | 1 | [5 empty] | Removed from Ground | Gas (Historical Use) | 1000 | Bare Steel | 1980-04-18 | Bare Steel
580002 | 2 | [5 empty] | Removed from Ground | Gas (Historical Use) | 2000 | Bare Steel | 1980-04-18 | Bare Steel
580002 | 3 |  |  | yes |  | yes | Removed from Ground | Used Oil | 1000 | Bare Steel | 1985-04-17 | Bare Steel
580003 | 1 | [5 empty] | Removed from Ground | Diesel | 5000 | Bare Steel | 1985-02-07 | Galvanized Steel
580003 | 2 | [5 empty] | Removed from Ground | Gas (Historical Use) | 10000 | Bare Steel | 1985-02-07 | Galvanized Steel
580004 | 1 | [5 empty] | Removed from Ground | Diesel | 5000 | Bare Steel | 1961-03-06 | Copper
580004 | 2 | [5 empty] | Removed from Ground | Diesel | 250 | Bare Steel | 1982-03-01 | Copper
580004 | 3 |  |  | no |  | no | Removed from Ground | Diesel | 2000 | Double Walled | 1995-01-01 | Galvanized Steel | Suction (American)
580005 | 3 | [5 empty] | Removed from Ground | Hazardous Substance | 10000 | Cathodically Protected Steel | 1985-02-07 | Bare Steel
580006 | 1 | [5 empty] | Removed from Ground | Other | 2000 | Bare Steel | 1985-03-14 | Galvanized Steel
580006 | 2 | [5 empty] | Removed from Ground | Other | 2000 | Bare Steel | 1985-03-14 | Galvanized Steel
580006 | 3 | [5 empty] | Removed from Ground | Other | 3000 | Bare Steel | 1985-03-14 | Galvanized Steel
580008 | 1 |  | 1997-10-01 |  | 1997-10-01 |  | Removed from Ground | Gas (Historical Use) | 1000 | Steel-Impressed Current | 1976-03-23 | Cathodically Protected | Suction (American)
580008 | 2 |  | 1997-10-01 |  | 1997-10-01 |  | Removed from Ground | Gas (Historical Use) | 1000 | Steel-Impressed Current | 1976-03-23 | Cathodically Protected | Suction (American)
580009 | 1 | [5 empty] | Permanently Out Of Use | Gas (Historical Use) | 1000 | Bare Steel | 1955-01-01 | Galvanized Steel
580009 | 2 | [5 empty] | Permanently Out Of Use | Gas (Historical Use) | 1000 | Bare Steel | 1955-01-01 | Galvanized Steel
580009 | 3 | [5 empty] | Permanently Out Of Use | Gas (Historical Use) | 1000 | Bare Steel | 1955-01-01 | Galvanized Steel
580009 | 4 | [5 empty] | Permanently Out Of Use | Gas (Historical Use) | 1000 | Bare Steel | 1955-01-01 | Galvanized Steel
580012 | 1 | [5 empty] | Removed from Ground | Diesel | 2000 | Bare Steel | 1976-04-23 | Galvanized Steel
580015 | 1 | [5 empty] | Removed from Ground | Gas (Historical Use) | 550 | Bare Steel | 1976-04-25 | Galvanized Steel
580015 | 2 | [5 empty] | Closed in Ground | Diesel | 10000 | Bare Steel | 1983-04-24 | Galvanized Steel
580017 | 1 | [5 empty] | Removed from Ground | Gas (Historical Use) | 1000 | Bare Steel | 1976-04-25 | Galvanized Steel
580017 | 2 | [5 empty] | Removed from Ground | Gas (Historical Use) | 1000 | Bare Steel | 1976-04-25 | Galvanized Steel
580018 | 1 | [5 empty] | Removed from Ground | Gas (Historical Use) | 550 | Bare Steel | 1976-04-25 | Galvanized Steel
580018 | 2 | [5 empty] | Removed from Ground | Gas (Historical Use) | 550 | Bare Steel | 1976-04-25 | Galvanized Steel
580024 | 1 | [5 empty] | Removed from Ground | Gas (Historical Use) | 10000 | Bare Steel | 1964-04-28 | Galvanized Steel
580024 | 2 | [5 empty] | Removed from Ground | Gas (Historical Use) | 8000 | Bare Steel | 1964-04-28 | Galvanized Steel
580024 | 3 | [5 empty] | Removed from Ground | Gas (Historical Use) | 3000 | Bare Steel | 1964-04-28 | Galvanized Steel
580024 | 4 | [5 empty] | Removed from Ground | Gas (Historical Use) | 3000 | Bare Steel | 1964-04-28 | Galvanized Steel
580024 | 5 | [5 empty] | Removed from Ground | Gas (Historical Use) | 3000 | Bare Steel | 1964-04-28 | Galvanized Steel
580024 | 6 |  |  | yes |  | yes | Removed from Ground | Used Oil | 550 | Bare Steel | 1964-04-28 | Galvanized Steel
580024 | 7 |  |  | yes |  | yes | Removed from Ground | Used Oil | 3000 | Bare Steel | 1988-01-01 | Bare Steel
580027 | 1 | [5 empty] | Removed from Ground | Gas (Historical Use) | 1000 | Bare Steel | 1960-04-16 | Galvanized Steel | Suction (American)
580027 | 10 | Ball Float | 2009-02-01 | no | 2009-02-01 | no | Currently in Use | Gas (Historical Use) | 20000 | Fiberglass Double Walled | 2009-02-01 | Double-Walled Fiberglass | Pressurized
580027 | 2 | [5 empty] | Removed from Ground | Gas (Historical Use) | 1000 | Bare Steel | 1960-04-16 | Galvanized Steel | Suction (American)
580027 | 3 | [5 empty] | Removed from Ground | Gas (Historical Use) | 2000 | Bare Steel | 1960-04-16 | Galvanized Steel | Suction (American)
580027 | 4 | [5 empty] | Removed from Ground | Gas (Historical Use) | 3000 | Bare Steel | 1965-04-15 | Galvanized Steel | Suction (American)
580027 | 5 | [5 empty] | Removed from Ground | Gas (Historical Use) | 2000 | Bare Steel | 1965-04-15 | Galvanized Steel | Suction (American)
580027 | 6 | [5 empty] | Removed from Ground | Gas (Historical Use) | 10000 | Bare Steel | 1980-04-11 | Galvanized Steel | Suction (American)
580027 | 7 | Ball Float | 1996-06-01 |  | 1996-06-01 |  | Currently in Use | Gas (Historical Use) | 10000 | Cathodically Protected Steel | 1988-02-15 | Galvanized Steel | Pressurized
580027 | 8 |  | 1997-07-01 | no | 1997-07-01 | no | Temporarily out of use | Gas (Historical Use) | 12000 | Composite | 1997-07-01 | Not Marked | Pressurized
580027 | 9 |  | 1997-07-01 |  | 1997-07-01 |  | Temporarily out of use | Gas (Historical Use) | 12000 | Composite | 1997-07-01 | Not Marked | Pressurized
580029 | 10601-1 | [5 empty] | Removed from Ground | Gas (Historical Use) | 2000 | Bare Steel | 1967-05-04 | Galvanized Steel
580029 | 10601-2 | [5 empty] | Removed from Ground | Diesel | 1000 | Bare Steel | 1967-05-04 | Galvanized Steel
580029 | 106D1 |  | 1993-05-11 |  |  |  | Removed from Ground | Diesel | 2000 | Double Walled | 1993-05-11 | Double Walled | Suction (American)
580029 | 106G1 |  | 1993-05-11 |  |  |  | Removed from Ground | Gas (Historical Use) | 2000 | Double Walled | 1993-05-11 | Double Walled | Suction (American)
580030 | 1 | [5 empty] | Removed from Ground | Gas (Historical Use) | 1000 | Bare Steel | 1961-05-05 | Galvanized Steel | Safe Suction (Euro)
580030 | 2 | [5 empty] | Removed from Ground | Gas (Historical Use) | 1000 | Bare Steel | 1961-05-05 | Galvanized Steel | Safe Suction (Euro)
580030 | 3 |  | 2006-03-22 |  | 1989-06-01 |  | Removed from Ground | Gas (Historical Use) | 6000 | Cathodically Protected Steel | 1989-06-12 | Fiberglass Reinforced Plastic | Pressurized
580030 | 4 |  | 2006-03-22 |  | 1989-06-01 |  | Removed from Ground | Gas (Historical Use) | 6000 | Cathodically Protected Steel | 1989-06-12 | Fiberglass Reinforced Plastic | Pressurized
580030 | 5 |  | 2006-03-22 |  | 1989-06-01 |  | Removed from Ground | Diesel | 2000 | Cathodically Protected Steel | 1989-06-12 | Fiberglass Reinforced Plastic | Pressurized
580031 | 1 | [5 empty] | Removed from Ground | Gas (Historical Use) | 550 | Bare Steel | 1961-05-05 | Unknown | Suction (American)
580034 | 1 | [5 empty] | Removed from Ground | Gas (Historical Use) | 500 | Bare Steel | 1961-05-05 | Galvanized Steel
580034 | 2 | [5 empty] | Removed from Ground | Gas (Historical Use) | 500 | Bare Steel | 1964-01-01 | Galvanized Steel
580034 | 3 | [5 empty] | Removed from Ground | Gas (Historical Use) | 1000 | Bare Steel | 1964-01-01 | Galvanized Steel
580035 | 1 |  |  | no |  | no | Removed from Ground | Gas (Historical Use) | 4000 | Bare Steel | 1976-05-01 | Galvanized Steel
580035 | 2 |  |  | no |  | no | Removed from Ground | Gas (Historical Use) | 4000 | Bare Steel | 1976-05-01 | Galvanized Steel
580035 | 3 |  |  | no |  | no | Removed from Ground | Gas (Historical Use) | 4000 | Bare Steel | 1976-05-01 | Galvanized Steel
580035 | 4 | Ball Float | 1988-01-01 | no | 1988-01-01 | no | Currently in Use | Regular | 8000 | Fiberglass | 1988-01-01 | Fiberglass Reinforced Plastic | Pressurized
580035 | 5 | Ball Float | 1988-01-01 | no | 1988-01-01 | no | Currently in Use | Premium | 8000 | Fiberglass | 1988-01-01 | Fiberglass Reinforced Plastic | Pressurized
580035 | 6 | Ball Float | 1988-01-01 | no | 1988-01-01 | no | Currently in Use | Diesel | 8000 | Fiberglass | 1988-01-01 | Fiberglass Reinforced Plastic | Pressurized
580036 | 1 | [5 empty] | Removed from Ground | Gas (Historical Use) | 560 | Bare Steel | 1964-05-04 | Galvanized Steel | Suction (American)
580036 | 2 | [5 empty] | Removed from Ground | Empty | 560 | Bare Steel | 1964-05-04 | Galvanized Steel | Suction (American)
580041 | 1DIESEL |  |  | no |  | no | Removed from Ground |  | 10000 |  | 1999-01-26
580041 | 1PREM |  |  | no |  | no | Removed from Ground |  | 10000 |  | 1983-04-30
580041 | 1REG |  | 1989-01-13 | no | 1989-01-13 | no | Removed from Ground |  | 10000 |  | 1983-04-30
580041 | 2REG |  | 1989-01-13 | no | 1989-01-13 | no | Removed from Ground |  | 10000 |  | 1983-04-30
580041 | 7 | Flapper Valve | 1998-08-15 | no | 1998-08-15 | no | Currently in Use | Regular | 10000 | Fiberglass Double Walled | 1998-08-15 | Double-Walled Fiberglass | Pressurized
580041 | 8 | Flapper Valve | 1998-08-15 | no | 1998-08-15 | no | Currently in Use | Regular | 10000 | Fiberglass Double Walled | 1998-08-15 | Double-Walled Fiberglass | Pressurized
580041 | 9 | Flapper Valve | 1998-08-15 | no | 1998-08-15 | no | Currently in Use | Premium | 10000 | Fiberglass | 2006-11-15 | Double-Walled Fiberglass | Pressurized
580041 | KEROSENE |  | 1987-11-24 | no | 1987-11-24 | no | Removed from Ground |  | 5200 |  | 1987-11-24 | Galvanized Steel
580041 | MIDGRADE |  |  | no |  | no | Removed from Ground |  | 10000 |  | 1983-04-30 | Galvanized Steel
580042 | 1 | Flapper Valve | 1998-10-12 |  | 1998-10-12 |  | Currently in Use | Gas (Historical Use) | 10000 | Steel-Impressed Current | 1981-04-30 | Fiberglass Reinforced Plastic | Pressurized
580042 | 2 | Flapper Valve | 1998-10-12 |  | 1998-10-12 |  | Currently in Use | Gas (Historical Use) | 5000 | Steel-Impressed Current | 1981-04-30 | Fiberglass Reinforced Plastic | Pressurized
580042 | 3 | Flapper Valve | 1998-10-12 |  | 1998-10-12 |  | Currently in Use | Gas (Historical Use) | 10000 | Steel-Impressed Current | 1981-04-30 | Fiberglass Reinforced Plastic | Pressurized
580043 | 1 | [5 empty] | Removed from Ground | Gas (Historical Use) | 550 | Bare Steel | 1963-05-05 | Unknown
580044 | 1 | [5 empty] | Removed from Ground | Gas (Historical Use) | 1000 | Bare Steel | 1981-04-18 | Bare Steel
580044 | 2 | [5 empty] | Removed from Ground | Diesel | 1000 | Bare Steel | 1976-04-19 | Bare Steel
580044 | 3 | [5 empty] | Removed from Ground | Other | 275 | Bare Steel | 1976-04-19 | Bare Steel
580044 | 5 | [5 empty] | Removed from Ground | Diesel | 275 | Bare Steel | 1998-06-17 | Galvanized Steel
580044 | 6 | Flapper Valve | 1998-08-01 | no | 1998-08-01 | no | Currently in Use | Diesel | 2500 | Fiberglass Double Walled | 1998-08-01 | Copper | Suction (American)
580045 | 4 |  | 1998-01-01 |  | 1998-01-01 |  | Currently in Use | Gas (Historical Use) | 12000 | Double Walled | 1994-10-27 | Fiberglass Reinforced Plastic | Pressurized
580045 | 5 |  | 1998-01-01 |  | 1998-01-01 |  | Currently in Use | Gas (Historical Use) | 12000 | Double Walled | 1994-10-27 | Fiberglass Reinforced Plastic | Pressurized
580045 | 6 |  | 1998-01-01 |  | 1998-01-01 |  | Currently in Use | Diesel | 10000 | Double Walled | 1994-10-27 | Fiberglass Reinforced Plastic | Pressurized
580045 | P | [5 empty] | Removed from Ground | Gas (Historical Use) | 10000 | Fiberglass Double Walled | 1976-05-01 | Flex
580045 | R | [5 empty] | Removed from Ground | Gas (Historical Use) | 10000 | Fiberglass Double Walled | 1976-05-01 | Flex
580045 | UL | [5 empty] | Removed from Ground | Gas (Historical Use) | 10000 | Fiberglass Double Walled | 1976-05-01 | Flex
580046 | 1 | [5 empty] | Removed from Ground | Diesel | 20000 | Bare Steel | 1966-04-05 | Galvanized Steel
580046 | 2 | [5 empty] | Removed from Ground | Diesel | 12000 | Bare Steel | 1977-04-02 | Galvanized Steel
580046 | 3 | [5 empty] | Removed from Ground | Gas (Historical Use) | 1000 | Bare Steel | 1971-04-04 | Galvanized Steel
580046 | 4 | [5 empty] | Removed from Ground | Gas (Historical Use) | 500 | Bare Steel | 1971-04-04 | Galvanized Steel
580046 | 5 | Ball Float | 1989-03-15 | no | 1989-03-15 | no | Currently in Use | Diesel | 12000 | Galvanic (STIP-3) | 1989-03-15 | Flex | Pressurized
580047 | 1 | [5 empty] | Removed from Ground | Gas (Historical Use) | 1000 | Bare Steel | 1971-05-03 | Galvanized Steel | Suction (American)
580047 | 2 | [5 empty] | Removed from Ground | Gas (Historical Use) | 1000 | Bare Steel | 1971-05-03 | Galvanized Steel | Suction (American)
580047 | 3 | [5 empty] | Removed from Ground | Gas (Historical Use) | 1000 | Bare Steel | 1979-05-01 | Galvanized Steel | Suction (American)
580048 | 1 | [5 empty] | Removed from Ground | Gas (Historical Use) | 1000 | Bare Steel | 1966-05-04 | Galvanized Steel
580048 | 2 | [5 empty] | Removed from Ground | Gas (Historical Use) | 500 | Bare Steel | 1966-05-04 | Galvanized Steel
580049 | 1 | [5 empty] | Removed from Ground | Other | 3000 | Bare Steel | 1982-05-01 | Unknown
580050 | 1 | [5 empty] | Removed from Ground | Gas (Historical Use) | 3000 | Bare Steel | 1970-04-21 | Bare Steel | Pressurized
580050 | 2 | [5 empty] | Removed from Ground | Gas (Historical Use) | 3000 | Bare Steel | 1970-04-21 | Bare Steel | Pressurized
580050 | 3 | [5 empty] | Removed from Ground | Gas (Historical Use) | 3000 | Bare Steel | 1970-04-21 | Bare Steel | Pressurized
580051 | 1 | Ball Float | 1998-06-01 | no | 1998-06-01 | no | Currently in Use | Regular | 10000 | Composite | 1961-05-07 | Steel (Impressed Current) | Pressurized
580051 | 2 | Flapper Valve | 1998-06-01 | no | 1998-06-01 | no | Currently in Use | Premium | 8000 | Composite | 1961-05-07 | Steel (Impressed Current) | Pressurized
580051 | 3 | Flapper Valve | 1998-06-01 | no | 1998-06-01 | no | Currently in Use | Diesel | 8000 | Composite | 1961-05-07 | Steel (Impressed Current) | Pressurized
580051 | 4 | Ball Float | 1998-06-01 | no | 1998-06-01 | no | Currently in Use | Diesel | 2000 | Composite | 1961-05-07 | Steel (Impressed Current) | Pressurized
580052 | 1 | [5 empty] | Permanently Out Of Use | Gas (Historical Use) | 4000 | Bare Steel | 1961-05-07 | Galvanized Steel
580052 | 2 | [5 empty] | Permanently Out Of Use | Gas (Historical Use) | 2000 | Bare Steel | 1961-05-07 | Galvanized Steel
580052 | 3 | [5 empty] | Permanently Out Of Use | Gas (Historical Use) | 4000 | Bare Steel | 1961-05-07 | Galvanized Steel
580053 | 1 | Ball Float | 1997-02-01 | no | 1997-02-01 | no | Currently in Use | Regular | 10000 | Steel-Impressed Current | 1997-10-07 | Steel (Impressed Current) | Pressurized
580053 | 2 | Ball Float | 1997-02-01 | no | 1997-02-01 | no | Currently in Use | Premium | 8000 | Steel-Impressed Current | 1997-10-07 | Steel (Impressed Current) | Pressurized
580053 | 3 | Ball Float | 1997-02-01 | no | 1997-02-01 | no | Currently in Use | Premium | 8000 | Steel-Impressed Current | 1997-10-07 | Steel (Impressed Current) | Pressurized
580054 | 1 | Ball Float | 1994-07-01 | no | 1994-07-01 | no | Currently in Use | Regular | 8000 | Steel-Impressed Current | 1983-04-30 | Fiberglass Reinforced Plastic | Pressurized
580054 | 2 | Ball Float | 1994-07-01 | no | 1994-07-01 | no | Currently in Use | Plus | 8000 | Steel-Impressed Current | 1983-04-30 | Fiberglass Reinforced Plastic | Pressurized
580054 | 3 | Ball Float | 1994-07-01 | no | 1994-07-01 | no | Currently in Use | Premium | 8000 | Steel-Impressed Current | 1983-04-30 | Fiberglass Reinforced Plastic | Pressurized
580054 | 4 | Ball Float | 1994-07-01 | no | 1994-07-01 | no | Currently in Use | Diesel | 8000 | Steel-Impressed Current | 1983-04-30 | Fiberglass Reinforced Plastic | Pressurized
580054 | 5 | Ball Float | 1994-07-01 | no | 1994-07-01 | no | Currently in Use | Kerosene | 4000 | Composite | 1994-10-01 | Fiberglass Reinforced Plastic | Safe Suction (Euro)
580056 | 1 | [5 empty] | Removed from Ground | Gas (Historical Use) | 6000 | Bare Steel | 1967-03-22 | Galvanized Steel
580056 | 2 | [5 empty] | Removed from Ground | Gas (Historical Use) | 6000 | Bare Steel | 1967-03-22 | Galvanized Steel
580056 | 3 | [5 empty] | Removed from Ground | Gas (Historical Use) | 6000 | Bare Steel | 1967-03-22 | Galvanized Steel
580056 | 4 | [5 empty] | Removed from Ground | Gas (Historical Use) | 3000 | Bare Steel | 1974-03-20 | Galvanized Steel
580056 | 5 | [5 empty] | Removed from Ground | Diesel | 4000 | Bare Steel | 1980-03-18 | Galvanized Steel
580057 | 1 | [5 empty] | Removed from Ground | Gas (Historical Use) | 1000 | Bare Steel | 1966-05-10 | Galvanized Steel
580057 | 2 | [5 empty] | Removed from Ground | Gas (Historical Use) | 1000 | Bare Steel | 1966-05-10 | Galvanized Steel
580057 | 3 | [5 empty] | Removed from Ground | Gas (Historical Use) | 1000 | Bare Steel | 1966-05-10 | Galvanized Steel
580059 | 1 | [5 empty] | Removed from Ground | Diesel | 3000 | Bare Steel | 1978-05-07 | Galvanized Steel
580060 | 1 | [5 empty] | Removed from Ground | Diesel | 3000 | Bare Steel | 1978-05-07 | Galvanized Steel
580063 | 1 | [5 empty] | Removed from Ground | Diesel | 3000 | Bare Steel | 1978-05-07 | Galvanized Steel
580063 | 401059 | Ball Float | 1993-12-31 | no | 1993-12-31 | no | Currently in Use | Diesel | 10000 | Composite | 1993-12-31 | Fiberglass Reinforced Plastic | Pressurized
580064 | 1 | [5 empty] | Removed from Ground | Diesel | 10000 | Bare Steel | 1985-05-05 | Galvanized Steel
580064 | 2 | [5 empty] | Removed from Ground | Gas (Historical Use) | 1000 | Bare Steel | 1988-01-01 | Galvanized Steel
580064 | 3 | Flapper Valve | 1992-11-01 | no | 1992-11-01 | no | Currently in Use | Diesel | 10000 | Fiberglass | 1992-11-01 | Fiberglass Reinforced Plastic | Safe Suction (Euro)
580064 | 4 | Flapper Valve | 1992-11-01 | no | 1992-11-01 | no | Currently in Use | E-10 | 2000 | Fiberglass | 1992-11-01 | Fiberglass Reinforced Plastic | Safe Suction (Euro)
580065 | 1 | [5 empty] | Closed in Ground | Gas (Historical Use) | 2500 | Bare Steel | 1966-05-10 | Galvanized Steel
580066 | 401 | [5 empty] | Removed from Ground | Gas (Historical Use) | 10008 | Bare Steel | 1977-05-07 | Galvanized Steel
580066 | 402 | [5 empty] | Removed from Ground | Gas (Historical Use) | 10008 | Bare Steel | 1977-05-07 | Galvanized Steel
580066 | 403 | Ball Float | 1998-07-01 |  | 1998-07-01 |  | Currently in Use | Gas (Historical Use) | 10000 | Composite | 1992-08-07 | Fiberglass Reinforced Plastic | Pressurized
580066 | 404 | Ball Float | 1998-07-01 |  | 1998-07-01 |  | Currently in Use | Gas (Historical Use) | 10000 | Composite | 1992-08-07 | Fiberglass Reinforced Plastic | Pressurized
580066 | 405 | Ball Float | 1998-07-01 |  | 1998-07-01 |  | Currently in Use | Gas (Historical Use) | 10000 | Composite | 1992-08-07 | Fiberglass Reinforced Plastic | Pressurized
580067 | 1 | [5 empty] | Removed from Ground | Gas (Historical Use) | 10152 | Bare Steel | 1980-05-06 | Galvanized Steel
580067 | 2 | [5 empty] | Removed from Ground | Gas (Historical Use) | 10152 | Bare Steel | 1980-05-06 | Galvanized Steel
580067 | 3 | [5 empty] | Removed from Ground | Gas (Historical Use) | 10152 | Bare Steel | 1980-05-06 | Galvanized Steel
580067 | 601 | Ball Float | 1989-12-18 | no | 1989-12-18 | no | Currently in Use | Regular | 10000 | Composite | 1989-12-18 | Fiberglass Reinforced Plastic | Pressurized
580067 | 602 | Ball Float | 1989-12-18 | no | 1989-12-18 | no | Currently in Use | Premium | 10000 | Composite | 1989-12-18 | Fiberglass Reinforced Plastic | Pressurized
580067 | 603 | Ball Float | 1989-12-18 | no | 1989-12-18 | no | Currently in Use | Diesel | 8000 | Composite | 1989-12-18 | Fiberglass Reinforced Plastic | Pressurized
580068 | 1 | [5 empty] | Removed from Ground | Gas (Historical Use) | 6110 | Bare Steel | 1983-05-06 | Galvanized Steel
580068 | 2 | [5 empty] | Removed from Ground | Gas (Historical Use) | 10027 | Bare Steel | 1983-05-06 | Galvanized Steel
580068 | 3 | [5 empty] | Removed from Ground | Gas (Historical Use) | 10027 | Bare Steel | 1983-05-06 | Galvanized Steel
580070 | 1R | Flapper Valve | 1993-02-09 |  | 1993-02-09 |  | Currently in Use | Gas (Historical Use) | 4000 | Steel-Impressed Current | 1956-05-12 | Steel (Impressed Current) | Pressurized
580070 | 2B | Flapper Valve | 1993-02-09 |  | 1993-02-09 |  | Currently in Use | Gas (Historical Use) | 4000 | Steel-Impressed Current | 1956-05-12 | Steel (Impressed Current) | Suction (American)
580070 | 3L | Flapper Valve | 1993-02-09 |  | 1993-02-09 |  | Currently in Use | Gas (Historical Use) | 12000 | Steel-Impressed Current | 1976-05-07 | Steel (Impressed Current) | Pressurized
580070 | 4G | Flapper Valve | 1993-02-09 |  | 1993-02-09 |  | Currently in Use | Diesel | 4000 | Steel-Impressed Current | 1956-05-12 | Steel (Impressed Current) | Pressurized
580071 | 1 | [5 empty] | Removed from Ground | Gas (Historical Use) | 4000 | Bare Steel | 1978-04-30 | Galvanized Steel | Safe Suction (Euro)
580071 | 2 | [5 empty] | Removed from Ground | Gas (Historical Use) | 4000 | Bare Steel | 1978-04-30 | Galvanized Steel | Safe Suction (Euro)
580071 | 3 | [5 empty] | Removed from Ground | Gas (Historical Use) | 4000 | Bare Steel | 1978-04-30 | Galvanized Steel | Safe Suction (Euro)
580071 | 4 | [5 empty] | Removed from Ground | Gas (Historical Use) | 8000 | Bare Steel | 1978-04-30 | Galvanized Steel | Safe Suction (Euro)
580071 | 5 | [5 empty] | Removed from Ground | Diesel | 8000 | Bare Steel | 1978-04-30 | Galvanized Steel | Safe Suction (Euro)
580071 | 6 | [5 empty] | Removed from Ground | Kerosene | 4000 | Cathodically Protected Steel | 1978-05-07 | Galvanized Steel
580072 | 1 | [5 empty] | Removed from Ground | Diesel | 10000 | Bare Steel | 1992-10-20 | Unknown
580072 | 2 | [5 empty] | Removed from Ground | Diesel | 560 | Bare Steel | 1992-10-20 | Unknown
580072 | 3 | [5 empty] | Removed from Ground | Other | 6000 | Bare Steel | 1992-10-20 | Unknown
580073 | 1 | [5 empty] | Removed from Ground | Gas (Historical Use) | 2200 | Bare Steel | 1976-05-10 | Unknown
580073 | 2 | [5 empty] | Removed from Ground | Gas (Historical Use) | 1000 | Bare Steel | 1976-05-10 | Unknown
580073 | 3 | [5 empty] | Removed from Ground | Gas (Historical Use) | 2200 | Bare Steel | 1976-05-10 | Unknown
580073 | 4 | [5 empty] | Removed from Ground | Diesel | 560 | Bare Steel | 1976-05-10 | Unknown
580075 | 1 | [5 empty] | Removed from Ground | Gas (Historical Use) | 3000 | Bare Steel | 1976-05-10 | Galvanized Steel
580077 | 1 | [5 empty] | Removed from Ground | Gas (Historical Use) | 2000 | Bare Steel | 1970-05-12 | Bare Steel
580078 | 1 |  | 1999-01-11 |  | 1999-01-11 |  | Removed from Ground | Gas (Historical Use) | 10000 | Steel-Impressed Current | 1984-05-07 | Cathodically Protected | Suction (American)
580078 | 2 |  | 1999-01-11 |  | 1999-01-11 |  | Removed from Ground | Gas (Historical Use) | 4010 | Steel-Impressed Current | 1984-05-07 | Cathodically Protected | Suction (American)
580078 | 3 |  | 1999-01-11 |  | 1999-01-11 |  | Removed from Ground | Gas (Historical Use) | 10152 | Steel-Impressed Current | 1984-05-07 | Cathodically Protected | Suction (American)
580078 | 4 |  | 1999-01-11 |  | 1999-01-11 |  | Removed from Ground | Diesel | 1002 | Steel-Impressed Current | 1987-01-01 | Cathodically Protected | Suction (American)
580078 | 5 |  | 1999-01-11 |  | 1999-01-11 |  | Removed from Ground | Kerosene | 2019 | Steel-Impressed Current | 1987-01-01 | Cathodically Protected | Suction (American)
580079 | 1 | [5 empty] | Permanently Out of Use - historical purposes | Gas (Historical Use) | 2000 | Bare Steel | 1951-05-17 | Bare Steel
580079 | 2 | [5 empty] | Permanently Out of Use - historical purposes | Gas (Historical Use) | 2000 | Bare Steel | 1951-05-17 | Bare Steel
580079 | 3 | [5 empty] | Permanently Out of Use - historical purposes | Gas (Historical Use) | 3000 | Bare Steel | 1951-05-17 | Bare Steel
580079 | 4 | [5 empty] | Permanently Out of Use - historical purposes | Diesel | 1000 | Bare Steel | 1951-05-17 | Bare Steel
580083 | 1 | [5 empty] | Removed from Ground | Gas (Historical Use) | 2000 | Bare Steel | 1971-05-12 | Galvanized Steel
580083 | 2 | [5 empty] | Removed from Ground | Gas (Historical Use) | 1000 | Bare Steel | 1971-05-12 | Galvanized Steel
580083 | 3 | [5 empty] | Removed from Ground | Gas (Historical Use) | 1000 | Bare Steel | 1971-05-12 | Galvanized Steel
580085 | 1 |  | 1973-01-01 |  | 1973-01-01 |  | Removed from Ground | Other | 10000 | Bare Steel | 1974-01-04 | Copper | Suction (American)
580085 | 2 | Flapper Valve | 1997-08-05 | no | 1997-08-05 | no | Currently in Use | Diesel | 6000 | Fiberglass Double Walled | 1997-08-05 | Copper | Suction (American)
580089 | 1 | [5 empty] | Removed from Ground | Gas (Historical Use) | 8000 | Bare Steel | 1994-04-01 | Galvanized Steel
580089 | 2 | [5 empty] | Removed from Ground | Kerosene | 500 | Bare Steel |  | Galvanized Steel
580091 | 1 | [5 empty] | Removed from Ground | Gas (Historical Use) | 5000 | Bare Steel | 1966-05-26 | Unknown
580091 | 2 | [5 empty] | Removed from Ground | Gas (Historical Use) | 5000 | Bare Steel | 1966-05-26 | Unknown
580091 | 3 | [5 empty] | Removed from Ground | Gas (Historical Use) | 1 | Bare Steel | 1976-05-23 | Unknown
580093 | 1 | [5 empty] | Removed from Ground | Gas (Historical Use) | 2000 | Bare Steel | 1974-06-02 | Galvanized Steel
580093 | 2 | [5 empty] | Removed from Ground | Gas (Historical Use) | 2000 | Bare Steel | 1974-06-02 | Galvanized Steel
580093 | 3 | [5 empty] | Removed from Ground | Gas (Historical Use) | 2500 | Bare Steel | 1981-05-31 | Galvanized Steel
580093 | 4 | Ball Float | 2006-08-01 | no | 2006-08-01 | no | Currently in Use | Gas (Historical Use) | 8000 | Composite | 2006-08-01 | Double-Walled Fiberglass | Pressurized
580093 | 5 | Ball Float | 2006-08-01 | no | 2006-08-01 | no | Currently in Use | Gas (Historical Use) | 4000 | Composite | 2006-08-01 | Double-Walled Fiberglass | Pressurized
580093 | 6 | Ball Float | 2006-08-01 | no | 2006-08-01 | no | Currently in Use | Diesel | 8000 | Composite | 2006-08-01 | Double-Walled Fiberglass | Pressurized
580093 | 7 | Ball Float | 2006-08-01 | no | 2006-08-01 | no | Currently in Use | Diesel | 4000 | Composite | 2006-08-01 | Double-Walled Fiberglass | Pressurized
580093 | DIESEL | Ball Float | 1993-12-01 |  | 1993-12-01 |  | Removed from Ground | Diesel | 4000 | Galvanic (STIP-3) | 1988-06-01 | Fiberglass Reinforced Plastic | Suction (American)
580093 | K-1 | Ball Float | 1993-12-01 |  | 1993-12-01 |  | Removed from Ground | Kerosene | 1000 | Galvanic (STIP-3) | 1988-06-01 | Fiberglass Reinforced Plastic | Suction (American)
580093 | PREMIUM | Ball Float | 1993-12-01 |  | 1993-12-01 |  | Removed from Ground | Gas (Historical Use) | 6000 | Galvanic (STIP-3) | 1988-06-01 | Fiberglass Reinforced Plastic | Pressurized
580093 | UL | Ball Float | 1993-12-01 |  | 1993-12-01 |  | Removed from Ground | Gas (Historical Use) | 8000 | Galvanic (STIP-3) | 1987-05-01 | Fiberglass Reinforced Plastic | Pressurized
580093 | ULP | Ball Float | 1993-12-01 |  | 1993-12-01 |  | Removed from Ground | Gas (Historical Use) | 8000 | Galvanic (STIP-3) | 1988-06-01 | Fiberglass Reinforced Plastic | Pressurized
580094 | 3301 | Ball Float | 1987-06-01 |  | 1996-04-01 |  | Currently in Use | Gas (Historical Use) | 10000 | Galvanic (STIP-3) | 1987-06-01 | Fiberglass Reinforced Plastic | Pressurized
580094 | 3302 | Ball Float | 1987-06-01 |  | 1996-04-01 |  | Currently in Use | Gas (Historical Use) | 10000 | Galvanic (STIP-3) | 1987-06-01 | Fiberglass Reinforced Plastic | Pressurized
580094 | 3303 | Ball Float | 1987-06-01 |  | 1996-04-01 |  | Currently in Use | Diesel | 8000 | Galvanic (STIP-3) | 1987-06-01 | Fiberglass Reinforced Plastic | Pressurized
580095 | 1 | Ball Float | 1993-08-03 | no | 1993-08-03 | no | Currently in Use | Regular | 10000 | Fiberglass | 1986-12-01 | Fiberglass Reinforced Plastic | Pressurized
580095 | 2 | Ball Float | 1993-08-03 | no | 1993-08-03 | no | Currently in Use | Premium | 10000 | Fiberglass | 1986-12-01 | Fiberglass Reinforced Plastic | Pressurized
580095 | 3 | Ball Float | 1993-08-03 | no | 1993-08-03 | no | Currently in Use | Plus | 8000 | Fiberglass | 1986-12-01 | Galvanized Steel | Pressurized
580095 | 4 | Ball Float | 1993-08-03 | no | 1993-08-03 | no | Temporarily out of use | Diesel | 2000 | Fiberglass | 1986-12-01 | Fiberglass Reinforced Plastic | Pressurized
580096 | 1 | [5 empty] | Removed from Ground | Gas (Historical Use) | 1020 | Bare Steel | 1983-03-18 | Galvanized Steel
580096 | 2 | [5 empty] | Removed from Ground | Gas (Historical Use) | 1020 | Bare Steel | 1983-03-18 | Galvanized Steel
582000 | 1 |  | 1994-10-16 |  | 1994-10-16 |  | Removed from Ground | Diesel | 10000 | Cathodically Protected Steel | 1987-11-04 | Double Walled | Pressurized
582000 | 2 |  | 1994-10-16 |  | 1994-10-16 |  | Removed from Ground | Gas (Historical Use) | 10000 | Cathodically Protected Steel | 1987-11-04 | Double Walled | Pressurized
582000 | 3 |  | 1994-10-16 |  | 1994-10-16 |  | Removed from Ground | Gas (Historical Use) | 8200 | Cathodically Protected Steel | 1987-11-04 | Double Walled | Pressurized
582000 | 4 |  | 1994-10-16 |  | 1994-10-16 |  | Removed from Ground | Gas (Historical Use) | 8200 | Cathodically Protected Steel | 1987-11-04 | Double Walled | Pressurized
582000 | 5 |  | 1994-10-16 |  | 1994-10-16 |  | Removed from Ground | Kerosene | 5200 | Cathodically Protected Steel | 1987-11-04 | Double Walled | Pressurized
582000 | 6 |  | 2000-09-25 |  | 2000-09-25 |  | Removed from Ground | Gas (Historical Use) | 10000 | Double Walled | 2000-09-12 | Double Walled | Pressurized
582000 | 7 |  | 2000-09-25 |  | 2000-09-25 |  | Removed from Ground | Gas (Historical Use) | 10000 | Double Walled | 2000-09-12 | Double Walled | Pressurized
582000 | 8 |  | 2000-09-25 |  | 2000-09-25 |  | Removed from Ground | Gas (Historical Use) | 10000 | Double Walled | 2000-09-12 | Double Walled | Pressurized
582000 | 9 |  | 2000-09-25 |  | 2000-09-25 |  | Removed from Ground | Gas (Historical Use) | 10000 | Double Walled | 2000-09-12 | Double Walled | Pressurized
590001 | 1 |  | 1999-02-02 |  | 1999-02-02 |  | Removed from Ground | Diesel | 20000 | Steel-Impressed Current | 1985-03-06 | Cathodically Protected | Pressurized
590001 | 2 | [5 empty] | Removed from Ground | Gas (Historical Use) | 550 | Bare Steel | 1961-03-12 | Galvanized Steel
590001 | 3 |  |  | yes |  | yes | Removed from Ground | Used Oil | 550 | Bare Steel | 1961-03-12 | Galvanized Steel
590001 | 4 | [5 empty] | Removed from Ground | Other | 1000 | Bare Steel | 1976-03-08 | Galvanized Steel | Suction (American)
590001 | 5 | [5 empty] | Removed from Ground | Empty | 12000 | Bare Steel | 1979-03-08 | Galvanized Steel
590001 | 6 | [5 empty] | Removed from Ground | Other | 3000 | Bare Steel | 1985-03-06 | Galvanized Steel | Suction (American)
590002 | 1 | [5 empty] | Removed from Ground | Diesel | 1000 | Bare Steel | 1970-03-04 | Galvanized Steel | Suction (American)
590002 | 2 |  | 1998-10-05 |  | 1998-10-05 |  | Currently in Use | Diesel | 530 | Composite | 1998-10-05 | Copper | Safe Suction (Euro)
590003 | 1 | [5 empty] | Removed from Ground | Diesel | 1000 | Cathodically Protected Steel | 1995-03-01 | Galvanized Steel
590003 | 2 | [5 empty] | Removed from Ground | Diesel | 825 | Cathodically Protected Steel | 1995-04-03 | Galvanized Steel
590005 | 1 | [5 empty] | Removed from Ground | Empty | 3000 | Bare Steel | 1978-02-02 | Galvanized Steel | Safe Suction (Euro)
590005 | 2 | [5 empty] | Removed from Ground | Empty | 3000 | Bare Steel | 1978-02-02 | Galvanized Steel | Safe Suction (Euro)
590005 | 3 | [5 empty] | Removed from Ground | Empty | 3000 | Bare Steel | 1978-02-02 | Galvanized Steel | Safe Suction (Euro)
590007 | 1 | [5 empty] | Removed from Ground | Diesel | 0 | Bare Steel | 2000-08-01 | Galvanized Steel
590007 | 2 | [5 empty] | Removed from Ground | Gas (Historical Use) | 0 | Bare Steel | 2000-08-01 | Galvanized Steel
590007 | 3 | [5 empty] | Removed from Ground | Gas (Historical Use) | 0 | Bare Steel | 2000-08-01 | Galvanized Steel
590008 | 1 | [5 empty] | Removed from Ground | Diesel | 10000 | Cathodically Protected Steel | 1981-02-05 | Galvanized Steel | Pressurized
590008 | 2 | [5 empty] | Removed from Ground | Gas (Historical Use) | 6000 | Cathodically Protected Steel | 1981-02-05 | Galvanized Steel | Pressurized
590008 | 3 | Flapper Valve | 1998-03-30 |  | 1998-03-30 |  | Currently in Use | Diesel | 10000 | Composite | 1998-03-30 | Fiberglass Reinforced Plastic | Safe Suction (Euro)
590008 | 4 | Flapper Valve | 1998-03-30 |  | 1998-03-30 |  | Currently in Use | Gas (Historical Use) | 2000 | Composite | 1998-03-30 | Fiberglass Reinforced Plastic | Safe Suction (Euro)
590008 | 5 | [5 empty] | Removed from Ground | Diesel | 1000 | Bare Steel | 1970-01-01 | Bare Steel
590008 | 6 | [5 empty] | Removed from Ground | Gas (Historical Use) | 10000 | Bare Steel | 1970-01-01 | Bare Steel
590009 | 1 | [5 empty] | Removed from Ground | Gas (Historical Use) | 4000 | Bare Steel | 1965-02-23 | Galvanized Steel
590009 | 2 | [5 empty] | Removed from Ground | Gas (Historical Use) | 4000 | Bare Steel | 1965-02-23 | Galvanized Steel
590009 | 3 | [5 empty] | Removed from Ground | Gas (Historical Use) | 6000 | Bare Steel | 1980-02-20 | Galvanized Steel
590009 | 4 | [5 empty] | Removed from Ground | Diesel | 2000 | Bare Steel | 1979-06-01 | Galvanized Steel
590009 | 5 |  | 1994-08-01 |  | 1994-08-01 |  | Temporarily out of use | Diesel | 6000 | Galvanic (STIP-3) | 1986-01-01 | Cathodically Protected | Pressurized
590009 | 6 |  | 1994-08-01 |  | 1994-08-01 |  | Temporarily out of use | Gas (Historical Use) | 6000 | Galvanic (STIP-3) | 1986-01-01 | Cathodically Protected | Pressurized
590009 | 7 |  | 1994-08-01 |  | 1994-08-01 |  | Temporarily out of use | Gas (Historical Use) | 10000 | Composite | 1994-08-19 | Fiberglass Reinforced Plastic | Pressurized
590010 | 1 | [5 empty] | Removed from Ground | Diesel | 1000 | Bare Steel | 1978-02-26 | Galvanized Steel
590011 | 1 | [5 empty] | Removed from Ground | Gas (Historical Use) | 550 | Bare Steel | 1980-01-24 | Unknown | Suction (American)
590011 | 2 | [5 empty] | Removed from Ground | Gas (Historical Use) | 250 | Bare Steel | 1973-01-25 | Unknown | Suction (American)
590011 | 3 | [5 empty] | Removed from Ground | Gas (Historical Use) | 250 | Bare Steel | 1973-01-25 | Unknown | Suction (American)
590011 | 4 |  | 2000-10-24 |  | 2000-10-24 |  | Currently in Use | Gas (Historical Use) | 2500 | Double Walled | 2000-10-24 | Fiberglass Reinforced Plastic | Safe Suction (Euro)
590012 | 1 | [5 empty] | Removed from Ground | Diesel | 1900 | Bare Steel | 1966-03-01 | Galvanized Steel
590012 | 2 | [5 empty] | Removed from Ground | Diesel | 1900 | Bare Steel | 1966-03-01 | Galvanized Steel
590012 | 3 | [5 empty] | Removed from Ground | Diesel | 1900 | Bare Steel | 1984-02-25 | Galvanized Steel
590013 | 1 | [5 empty] | Removed from Ground | Diesel | 560 | Bare Steel | 1976-03-01 | Galvanized Steel | Suction (American)
590013 | 2 | [5 empty] | Removed from Ground | Gas (Historical Use) | 560 | Bare Steel | 1976-03-01 | Galvanized Steel | Suction (American)
590013 | 3 | [5 empty] | Removed from Ground | Gas (Historical Use) | 280 | Bare Steel | 1985-02-27 | Galvanized Steel | Suction (American)
590013 | 4 |  | 2002-01-01 | no | 2002-01-01 | no | Currently in Use | Gas (Historical Use) | 2500 | Fiberglass Double Walled | 2002-01-01 | Fiberglass Reinforced Plastic | Safe Suction (Euro)
590013 | 5 |  | 2002-01-01 | no | 2002-01-01 | no | Currently in Use | Diesel | 2500 | Fiberglass Double Walled | 2002-01-01 | Fiberglass Reinforced Plastic | Safe Suction (Euro)
590016 | 1 |  | 1998-11-19 |  | 1998-11-19 |  | Removed from Ground | Gas (Historical Use) | 2000 | Bare Steel | 1998-11-01 | Galvanized Steel | Suction (American)
590016 | 2 |  | 1998-11-19 |  | 1998-11-19 |  | Currently in Use | Gas (Historical Use) | 2000 | Composite | 1998-11-19 | Fiberglass Reinforced Plastic | Safe Suction (Euro)
590018 | 1 | [5 empty] | Removed from Ground | Gas (Historical Use) | 10000 | Bare Steel | 1979-04-19 | Galvanized Steel | Pressurized
590018 | 2 | [5 empty] | Removed from Ground | Gas (Historical Use) | 10000 | Bare Steel | 1979-04-19 | Galvanized Steel | Pressurized
590018 | 3 | [5 empty] | Removed from Ground | Gas (Historical Use) | 10000 | Bare Steel | 1979-04-19 | Galvanized Steel | Pressurized
590019 | 1 | [5 empty] | Removed from Ground | Gas (Historical Use) | 3000 | Bare Steel | 1974-04-24 | Galvanized Steel
590019 | 2 | [5 empty] | Removed from Ground | Gas (Historical Use) | 550 | Bare Steel | 1974-04-24 | Galvanized Steel
590019 | 3 | [5 empty] | Removed from Ground | Kerosene | 550 | Bare Steel | 1974-04-24 | Galvanized Steel
590019 | 4 | [5 empty] | Removed from Ground | Gas (Historical Use) | 1000 | Bare Steel | 1974-04-24 | Galvanized Steel
590020 | 1 | [5 empty] | Removed from Ground | Gas (Historical Use) | 2000 | Bare Steel | 1972-04-24 | Galvanized Steel
590020 | 2 | [5 empty] | Removed from Ground | Gas (Historical Use) | 2000 | Bare Steel | 1972-04-24 | Galvanized Steel
590020 | 3 | [5 empty] | Removed from Ground | Gas (Historical Use) | 2000 | Bare Steel | 1972-04-24 | Galvanized Steel
590021 | 1 | [5 empty] | Removed from Ground | Gas (Historical Use) | 3000 | Bare Steel | 1972-04-24 | Galvanized Steel
590021 | 2 | [5 empty] | Removed from Ground | Gas (Historical Use) | 3000 | Bare Steel | 1972-04-24 | Galvanized Steel
590021 | 3 | [5 empty] | Removed from Ground | Gas (Historical Use) | 3000 | Bare Steel | 1972-04-24 | Bare Steel | Safe Suction (Euro)
590022 | 1 |  | 1998-09-01 |  | 1998-08-01 |  | Removed from Ground | Gas (Historical Use) | 10000 | Steel-Impressed Current | 1976-04-23 | Cathodically Protected | Pressurized
590022 | 2 |  | 1998-09-01 |  | 1998-08-01 |  | Removed from Ground | Gas (Historical Use) | 10000 | Steel-Impressed Current | 1976-04-23 | Cathodically Protected | Pressurized
590022 | 3 |  | 1998-09-01 |  | 1998-08-01 |  | Currently in Use | Diesel | 6000 | Steel-Impressed Current | 1976-04-23 | Cathodically Protected | Pressurized
590022 | 4 |  | 2011-01-06 | no | 2011-01-06 | no | Currently in Use | Gas (Historical Use) | 12000 | Composite Double Walled | 2011-01-06 | Double-Walled Fiberglass | Pressurized
590022 | 5 |  | 2011-01-06 | no | 2011-01-06 | no | Currently in Use | Gas (Historical Use) | 3000 | Composite Double Walled | 2011-01-06 | Double-Walled Fiberglass | Pressurized
590024 | 1 |  | 1998-12-01 |  | 1998-12-01 |  | Removed from Ground | Diesel | 6000 | Steel-Impressed Current | 1976-01-01 | Cathodically Protected | Pressurized
590024 | 10 |  | 2000-08-16 | no | 2000-08-22 | no | Currently in Use | Diesel | 6000 | Composite | 2000-07-27 | Double-Walled Fiberglass | Pressurized
590024 | 11 |  | 2000-08-16 | no | 2000-08-22 | no | Currently in Use | Diesel | 12000 | Composite | 2000-07-27 | Double-Walled Fiberglass | Pressurized
590024 | 12 |  | 2000-08-16 | no | 2000-08-22 | no | Currently in Use | Gas (Historical Use) | 12000 | Composite | 2000-07-27 | Double-Walled Fiberglass | Pressurized
590024 | 13 |  | 2000-08-16 | no | 2000-08-22 | no | Currently in Use | Gas (Historical Use) | 10000 | Composite | 2000-07-27 | Double-Walled Fiberglass | Pressurized
590024 | 2 |  | 1998-12-01 |  | 1998-12-01 |  | Removed from Ground | Diesel | 10000 | Steel-Impressed Current | 1976-01-01 | Cathodically Protected | Pressurized
590024 | 3 |  | 1998-12-01 |  | 1998-12-01 |  | Removed from Ground | Diesel | 10000 | Steel-Impressed Current | 1980-01-01 | Cathodically Protected | Pressurized
590024 | 4 |  | 1998-12-01 |  | 1998-12-01 |  | Removed from Ground | Gas (Historical Use) | 6000 | Steel-Impressed Current | 1976-01-01 | Cathodically Protected | Pressurized
590024 | 5 |  | 1998-12-01 |  | 1998-12-01 |  | Removed from Ground | Gas (Historical Use) | 6000 | Steel-Impressed Current | 1976-01-01 | Cathodically Protected | Pressurized
590024 | 6 |  | 1998-12-01 |  | 1998-12-01 |  | Removed from Ground | Gas (Historical Use) | 6000 | Steel-Impressed Current | 1976-01-01 | Cathodically Protected | Pressurized
590024 | 7 |  | 1998-12-01 |  | 1998-12-01 |  | Removed from Ground | Gas (Historical Use) | 3000 | Steel-Impressed Current | 1976-01-01 | Cathodically Protected | Pressurized
590024 | 8 |  |  | yes |  | yes | Removed from Ground | Used Oil | 500 | Bare Steel | 1976-01-01 | Galvanized Steel | Suction (American)
590024 | 9 |  | 2000-08-16 | no | 2000-08-22 | no | Currently in Use | Diesel | 10000 | Composite | 2000-07-27 | Double-Walled Fiberglass | Pressurized
590025 | 1 | [5 empty] | Removed from Ground | Gas (Historical Use) | 3000 | Bare Steel | 1966-04-28 | Galvanized Steel
590025 | 2 | [5 empty] | Removed from Ground | Gas (Historical Use) | 4000 | Bare Steel | 1966-04-28 | Galvanized Steel
590025 | 3 | [5 empty] | Removed from Ground | Gas (Historical Use) | 4000 | Bare Steel | 1966-04-28 | Galvanized Steel
590025 | 4 | [5 empty] | Removed from Ground | Gas (Historical Use) | 5000 | Bare Steel | 1966-04-28 | Galvanized Steel
590025 | 5 |  |  | yes |  | yes | Removed from Ground | Used Oil | 550 | Bare Steel | 1966-04-28 | Galvanized Steel
590026 | 1 | [5 empty] | Removed from Ground | Diesel | 560 | Bare Steel | 1957-01-01 | Galvanized Steel
590026 | 2 | [5 empty] | Removed from Ground | Gas (Historical Use) | 2000 | Bare Steel | 1975-01-01 | Galvanized Steel
590027 | 1 | [5 empty] | Removed from Ground | Gas (Historical Use) | 1990 | Fiberglass | 1967-04-27 | Unknown
590027 | 2 | [5 empty] | Removed from Ground | Gas (Historical Use) | 8240 | Fiberglass | 1967-04-27 | Unknown
590027 | 3 |  |  | yes |  | yes | Removed from Ground | Used Oil | 560 | Bare Steel | 1967-04-27 | Bare Steel
590027 | 4 | [5 empty] | Removed from Ground | Gas (Historical Use) | 8240 | Fiberglass | 1967-04-27 | Unknown
590028 | 10107-1 | [5 empty] | Removed from Ground | Gas (Historical Use) | 1000 | Bare Steel | 1967-05-04 | Galvanized Steel
590028 | 10107-2 | [5 empty] | Removed from Ground | Diesel | 1000 | Bare Steel | 1967-05-04 | Galvanized Steel
590028 | 10107-3 | [5 empty] | Removed from Ground | Gas (Historical Use) | 1000 | Bare Steel | 1975-05-02 | Galvanized Steel
590028 | 107D1 | [5 empty] | Removed from Ground | Diesel | 3000 | Cathodically Protected Steel | 1990-02-01 | Galvanized Steel
590028 | 107G1 | [5 empty] | Removed from Ground | Gas (Historical Use) | 3000 | Cathodically Protected Steel | 1990-02-01 | Galvanized Steel
590028 | 3 |  | 1997-10-08 |  | 1997-10-08 |  | Currently in Use | Gas (Historical Use) | 2500 | Fiberglass Double Walled | 1997-10-07 | Fiberglass Reinforced Plastic | Safe Suction (Euro)
590028 | 4 |  | 1997-10-08 |  | 1997-10-08 |  | Currently in Use | Diesel | 2500 | Fiberglass Double Walled | 1997-10-07 | Fiberglass Reinforced Plastic | Safe Suction (Euro)
590029 | 10108-1 | [5 empty] | Removed from Ground | Gas (Historical Use) | 1000 | Bare Steel | 1967-05-04 | Galvanized Steel
590029 | 10108-2 | [5 empty] | Removed from Ground | Gas (Historical Use) | 1000 | Bare Steel | 1967-05-04 | Galvanized Steel
590030 | 1 | [5 empty] | Removed from Ground | Gas (Historical Use) | 6000 | Bare Steel | 1968-05-10 | Galvanized Steel
590030 | 2 | [5 empty] | Removed from Ground | Gas (Historical Use) | 6000 | Bare Steel | 1968-05-10 | Galvanized Steel
590030 | 3 | [5 empty] | Removed from Ground | Gas (Historical Use) | 4000 | Bare Steel | 1968-05-10 | Galvanized Steel
590030 | 4 |  |  | yes |  | yes | Removed from Ground | Used Oil | 500 | Bare Steel | 1968-05-10 | Galvanized Steel
590030 | 5 | [5 empty] | Removed from Ground | Kerosene | 500 | Bare Steel | 1968-05-10 | Galvanized Steel
590031 | 1 | [5 empty] | Removed from Ground | Gas (Historical Use) | 3000 | Bare Steel | 1976-04-23 | Galvanized Steel
590031 | 2 | [5 empty] | Removed from Ground | Gas (Historical Use) | 3000 | Bare Steel | 1976-04-23 | Galvanized Steel
590031 | 3 | [5 empty] | Removed from Ground | Gas (Historical Use) | 3000 | Bare Steel | 1976-04-23 | Galvanized Steel
590031 | 4 |  |  | yes |  | yes | Removed from Ground | Used Oil | 500 | Bare Steel | 1976-04-23 | Galvanized Steel | Pressurized
590032 | 1 | [5 empty] | Removed from Ground | Gas (Historical Use) | 4000 | Bare Steel | 1967-05-11 | Galvanized Steel
590032 | 2 | [5 empty] | Removed from Ground | Gas (Historical Use) | 6000 | Bare Steel | 1967-05-11 | Galvanized Steel
590032 | 3 | [5 empty] | Removed from Ground | Gas (Historical Use) | 6000 | Bare Steel | 1967-05-11 | Galvanized Steel
590032 | 4 |  |  | yes |  | yes | Removed from Ground | Used Oil | 500 | Bare Steel | 1967-05-11 | Galvanized Steel
590032 | 5 |  | 1992-01-01 |  | 1992-01-01 |  | Removed from Ground | Gas (Historical Use) | 12000 | Fiberglass | 1990-01-01 | Fiberglass Reinforced Plastic
590032 | 6 |  | 1992-01-01 |  | 1992-01-01 |  | Removed from Ground | Gas (Historical Use) | 12000 | Fiberglass | 1990-01-01 | Fiberglass Reinforced Plastic
590032 | 7 |  | 1992-01-01 |  | 1992-01-01 |  | Removed from Ground | Gas (Historical Use) | 12000 | Fiberglass | 1990-01-01 | Fiberglass Reinforced Plastic
590032 | 8 |  |  | yes |  | yes | Removed from Ground | Used Oil | 1000 | Fiberglass | 1989-12-08 | Fiberglass Reinforced Plastic | Suction (American)
590032 | F946841 | [5 empty] | Removed from Ground | Diesel | 550 | Bare Steel | 1965-01-01 | Bare Steel
590033 | 1 | [5 empty] | Currently in Use | Gas (Historical Use) | 6000 | Bare Steel | 1981-04-30 | Galvanized Steel
590033 | 2 | [5 empty] | Currently in Use | Gas (Historical Use) | 6000 | Bare Steel | 1981-04-30 | Galvanized Steel
590034 | 1 | [5 empty] | Removed from Ground | Gas (Historical Use) | 2000 | Bare Steel | 1981-04-30 | Galvanized Steel
590034 | 2 | [5 empty] | Removed from Ground | Gas (Historical Use) | 2000 | Bare Steel | 1981-04-30 | Galvanized Steel
590035 | 1 | [5 empty] | Removed from Ground | Gas (Historical Use) | 2000 | Bare Steel | 1976-05-01 | Galvanized Steel
590035 | 2 | [5 empty] | Removed from Ground | Gas (Historical Use) | 2000 | Bare Steel | 1976-05-01 | Galvanized Steel
590036 | 1 |  |  | yes |  | yes | Removed from Ground | Used Oil | 20000 | Bare Steel | 1982-04-30 | Galvanized Steel
590036 | 2 | [5 empty] | Removed from Ground | Other | 20000 | Bare Steel | 1982-04-30 | Galvanized Steel
590037 | 1 | [5 empty] | Removed from Ground | Gas (Historical Use) | 1000 | Bare Steel | 1947-05-03 | Unknown
590037 | 2 | [5 empty] | Removed from Ground | Gas (Historical Use) | 1000 | Bare Steel | 1947-05-03 | Unknown
590043 | 1 | [5 empty] | Removed from Ground | Gas (Historical Use) | 1000 | Bare Steel | 1971-05-09 | Galvanized Steel
590043 | 2 | [5 empty] | Removed from Ground | Gas (Historical Use) | 1000 | Bare Steel | 1971-05-09 | Galvanized Steel
590043 | 3 | [5 empty] | Removed from Ground | Gas (Historical Use) | 1000 | Bare Steel | 1971-05-09 | Galvanized Steel
590044 | 1 | [5 empty] | Removed from Ground | Gas (Historical Use) | 560 | Bare Steel | 1984-05-05 | Galvanized Steel
590044 | 2 | [5 empty] | Removed from Ground | Gas (Historical Use) | 560 | Concrete | 1984-05-05 | Galvanized Steel
590045 | 1 | [5 empty] | Removed from Ground | Gas (Historical Use) | 0 | Bare Steel | 1989-01-01 | Galvanized Steel
590045 | 2 | [5 empty] | Removed from Ground | Gas (Historical Use) | 0 | Bare Steel | 1989-01-01 | Galvanized Steel
590048 | 1 | [5 empty] | Removed from Ground | Gas (Historical Use) | 1000 | Bare Steel | 1992-09-01 | Galvanized Steel | Suction (American)
590048 | 2 | [5 empty] | Removed from Ground | Gas (Historical Use) | 1000 | Bare Steel | 1992-09-01 | Galvanized Steel | Suction (American)
590048 | 3 | [5 empty] | Removed from Ground | Diesel | 1000 | Bare Steel | 1992-09-01 | Galvanized Steel | Suction (American)
590049 | 1 | [5 empty] | Closed in Ground | Empty | 1000 | Bare Steel | 1994-07-01 | Galvanized Steel
590050 | 1 | [5 empty] | Removed from Ground | Gas (Historical Use) | 1000 | Bare Steel | 1993-01-17 | Galvanized Steel
590050 | 2 | [5 empty] | Removed from Ground | Gas (Historical Use) | 1000 | Bare Steel | 1993-01-17 | Galvanized Steel
590051 | 1 | [5 empty] | Closed in Ground | Gas (Historical Use) | 500 | Bare Steel | 1988-01-04 | Galvanized Steel
590052 | 1 | [5 empty] | Removed from Ground | Gas (Historical Use) | 1000 | Bare Steel | 1988-12-01 | Galvanized Steel
590053 | 1 | [5 empty] | Removed from Ground | Gas (Historical Use) | 500 | Bare Steel | 1986-12-01 | Galvanized Steel
590053 | 2 | [5 empty] | Removed from Ground | Gas (Historical Use) | 1000 | Bare Steel | 1986-12-01 | Galvanized Steel
590054 | 1 | [5 empty] | Currently in Use | Gas (Historical Use) | 500 | Bare Steel |  | Galvanized Steel
590054 | 2 | [5 empty] | Currently in Use | Gas (Historical Use) | 500 | Bare Steel |  | Galvanized Steel
590054 | 3 | [5 empty] | Currently in Use | Gas (Historical Use) | 500 | Bare Steel |  | Galvanized Steel
590055 | 1 | [5 empty] | Removed from Ground | Diesel | 1000 | Bare Steel | 1983-05-08 | Galvanized Steel
590055 | 2 | [5 empty] | Removed from Ground | Gas (Historical Use) | 2000 | Bare Steel | 1995-05-17 | Galvanized Steel
590055 | 3 | [5 empty] | Removed from Ground | Gas (Historical Use) | 2000 | Bare Steel | 1995-05-17 | Galvanized Steel
590056 | 1 | [5 empty] | Removed from Ground | Gas (Historical Use) | 1000 | Bare Steel |  | Galvanized Steel
590056 | 2 | [5 empty] | Removed from Ground | Gas (Historical Use) | 1000 | Bare Steel |  | Galvanized Steel
590057 | 1 | [5 empty] | Removed from Ground | Gas (Historical Use) | 1000 | Bare Steel | 1994-04-01 | Galvanized Steel
590057 | 2 | [5 empty] | Removed from Ground | Gas (Historical Use) | 1000 | Bare Steel | 1994-04-01 | Galvanized Steel
590057 | 3 | [5 empty] | Removed from Ground | Gas (Historical Use) | 2000 | Bare Steel | 1994-04-01 | Galvanized Steel
590059 | 1 | [5 empty] | Removed from Ground | Gas (Historical Use) | 1000 | Bare Steel | 1988-12-16 | Galvanized Steel
590059 | 2 | [5 empty] | Removed from Ground | Gas (Historical Use) | 1000 | Bare Steel | 1988-12-01 | Galvanized Steel
590061 | 1 | [5 empty] | Removed from Ground | Diesel | 1000 | Bare Steel | 1999-06-04 | Galvanized Steel | Suction (American)
590061 | 2 | [5 empty] | Removed from Ground | Gas (Historical Use) | 1000 | Bare Steel | 1999-06-04 | Galvanized Steel | Suction (American)
590061 | 3 | [5 empty] | Removed from Ground | Gas (Historical Use) | 1000 | Bare Steel | 1999-06-04 | Galvanized Steel | Suction (American)
590061 | 4 | [5 empty] | Closed in Ground | Gas (Historical Use) | 1000 | Bare Steel | 1994-01-01 | Galvanized Steel
590062 | 1 | [5 empty] | Removed from Ground | Gas (Historical Use) | 500 | Bare Steel |  | Galvanized Steel | Suction (American)
590062 | 2 | [5 empty] | Removed from Ground | Gas (Historical Use) | 500 | Bare Steel |  | Galvanized Steel | Suction (American)
590062 | 3 | [5 empty] | Removed from Ground | Gas (Historical Use) | 1000 | Bare Steel |  | Galvanized Steel | Suction (American)
590062 | 4 | [5 empty] | Removed from Ground | Diesel | 1000 | Bare Steel | 1983-05-08 | Galvanized Steel | Suction (American)
590063 | 1 | [5 empty] | Removed from Ground | Gas (Historical Use) | 1000 | Bare Steel | 1993-10-01 | Galvanized Steel
590063 | 2 | [5 empty] | Removed from Ground | Gas (Historical Use) | 1000 | Bare Steel | 1993-10-01 | Galvanized Steel
590063 | 3 | [5 empty] | Removed from Ground | Gas (Historical Use) | 2000 | Bare Steel | 1993-10-01 | Galvanized Steel
590064 | 1 | [5 empty] | Removed from Ground | Diesel | 1000 | Bare Steel | 1984-05-07 | Galvanized Steel | Suction (American)
590064 | 2 | [5 empty] | Removed from Ground | Gas (Historical Use) | 3000 | Bare Steel | 1999-09-15 | Galvanized Steel | Suction (American)
590064 | 3 | [5 empty] | Removed from Ground | Gas (Historical Use) | 6000 | Bare Steel | 1999-09-15 | Galvanized Steel | Suction (American)
590064 | 4 | [5 empty] | Removed from Ground | Gas (Historical Use) | 8000 | Bare Steel | 1999-09-15 | Galvanized Steel | Suction (American)
590066 | 1 | [5 empty] | Removed from Ground | Gas (Historical Use) | 1000 | Bare Steel | 1980-05-08 | Galvanized Steel
590066 | 2 | [5 empty] | Removed from Ground | Gas (Historical Use) | 1000 | Bare Steel | 1980-05-08 | Galvanized Steel
590069 | 1 | [5 empty] | Removed from Ground | Gas (Historical Use) | 1000 | Bare Steel | 1983-05-08 | Galvanized Steel | Suction (American)
590069 | 2 | [5 empty] | Removed from Ground | Gas (Historical Use) | 5000 | Bare Steel | 1979-01-01 | Galvanized Steel | Suction (American)
590069 | 3 | [5 empty] | Removed from Ground | Gas (Historical Use) | 1000 | Bare Steel | 1979-01-01 | Galvanized Steel | Suction (American)
590070 | 1 | [5 empty] | Removed from Ground | Gas (Historical Use) | 10000 | Cathodically Protected Steel | 1986-05-07 | Galvanized Steel
590070 | 1A |  | 1994-11-09 |  | 1994-11-09 |  | Currently in Use | Gas (Historical Use) | 10000 | Composite | 1994-11-09 | Fiberglass Reinforced Plastic | Pressurized
590070 | 2 | [5 empty] | Removed from Ground | Gas (Historical Use) | 10000 | Cathodically Protected Steel | 1986-05-07 | Galvanized Steel
590070 | 2A |  | 1994-11-09 |  | 1994-11-09 |  | Currently in Use | Gas (Historical Use) | 10000 | Composite | 1994-11-09 | Fiberglass Reinforced Plastic | Pressurized
590070 | 3 | [5 empty] | Removed from Ground | Gas (Historical Use) | 10000 | Cathodically Protected Steel | 1986-05-07 | Galvanized Steel
590070 | 3A |  | 1994-11-09 |  | 1994-11-09 |  | Currently in Use | Gas (Historical Use) | 10000 | Composite | 1994-11-09 | Fiberglass Reinforced Plastic | Pressurized
590070 | 4 | [5 empty] | Removed from Ground | Diesel | 20000 | Cathodically Protected Steel | 1986-05-07 | Galvanized Steel
590070 | 4A |  | 1994-07-18 |  | 1994-07-18 |  | Currently in Use | Diesel | 20000 | Composite | 1994-07-18 | Fiberglass Reinforced Plastic | Pressurized
590070 | 5 | [5 empty] | Removed from Ground | Kerosene | 7500 | Cathodically Protected Steel | 1979-01-01 | Galvanized Steel
590070 | 5A |  | 1994-07-18 |  | 1994-07-18 |  | Currently in Use | Diesel | 20000 | Composite | 1994-07-18 | Fiberglass Reinforced Plastic | Pressurized
590070 | 6 |  | 1994-07-18 |  | 1994-07-18 |  | Currently in Use | Diesel | 4000 | Composite | 1994-07-18 | Fiberglass Reinforced Plastic | Pressurized
590070 | 7A |  | 1994-11-09 |  | 1994-11-09 |  | Currently in Use | Diesel | 4000 | Composite | 1994-11-09 | Fiberglass Reinforced Plastic | Pressurized
590070 | 7B |  | 1994-11-09 |  | 1994-11-09 |  | Currently in Use | Kerosene | 4000 | Composite | 1994-11-09 | Fiberglass Reinforced Plastic | Pressurized
590071 | 1 | [5 empty] | Removed from Ground | Gas (Historical Use) | 5000 | Bare Steel | 1966-05-13 | Galvanized Steel
590071 | 2 | [5 empty] | Removed from Ground | Gas (Historical Use) | 5000 | Bare Steel | 1966-05-13 | Galvanized Steel
590071 | 3 | [5 empty] | Removed from Ground | Gas (Historical Use) | 5000 | Bare Steel | 1966-05-13 | Galvanized Steel
590071 | 4 | [5 empty] | Removed from Ground | Diesel | 1000 | Bare Steel | 1976-05-10 | Galvanized Steel
590071 | 5 |  |  | yes |  | yes | Removed from Ground | Used Oil | 500 | Not Marked/Unknown | 1966-01-01 | Not Marked
590071 | 6 |  | 1994-06-14 |  | 1994-06-14 |  | Temporarily out of use | Gas (Historical Use) | 8000 | Steel-Impressed Current | 1994-06-14 | Fiberglass Reinforced Plastic | Pressurized
590071 | 7A |  | 1994-06-14 |  | 1994-06-14 |  | Temporarily out of use | Diesel | 5000 | Steel-Impressed Current | 1994-06-14 | Fiberglass Reinforced Plastic | Pressurized
590071 | 7B |  | 1994-06-14 |  | 1994-06-14 |  | Temporarily out of use | Gas (Historical Use) | 5000 | Steel-Impressed Current | 1994-06-14 | Fiberglass Reinforced Plastic | Pressurized
590072 | 1 | [5 empty] | Removed from Ground | Gas (Historical Use) | 0 | Bare Steel | 1970-01-01 | Galvanized Steel
590072 | 2 | [5 empty] | Removed from Ground | Gas (Historical Use) | 0 | Bare Steel | 1970-01-01 | Galvanized Steel
590072 | 3 | [5 empty] | Removed from Ground | Gas (Historical Use) | 0 | Bare Steel | 1970-01-01 | Galvanized Steel
590073 | 1 | [5 empty] | Removed from Ground | Gas (Historical Use) | 1000 | Bare Steel | 1974-05-11 | Galvanized Steel
590073 | 2 | [5 empty] | Removed from Ground | Gas (Historical Use) | 1000 | Bare Steel | 1974-05-11 | Galvanized Steel
590074 | 1 | [5 empty] | Removed from Ground | Gas (Historical Use) | 1000 | Bare Steel | 1976-05-10 | Galvanized Steel
590074 | 2 | [5 empty] | Removed from Ground | Diesel | 2000 | Bare Steel | 1976-05-10 | Galvanized Steel
590075 | 1 | [5 empty] | Removed from Ground | Gas (Historical Use) | 1000 | Bare Steel | 1984-05-07 | Galvanized Steel
590075 | 2 | [5 empty] | Removed from Ground | Gas (Historical Use) | 1000 | Bare Steel | 1984-05-07 | Galvanized Steel
590076 | 1 |  | 1998-08-12 |  | 1998-08-12 |  | Currently in Use | Diesel | 6000 | Steel-Impressed Current | 1980-05-08 | Galvanized Steel | Suction (American)
590076 | 2 |  | 1998-08-12 |  | 1998-08-12 |  | Currently in Use | Gas (Historical Use) | 8000 | Steel-Impressed Current | 1980-05-08 | Galvanized Steel | Suction (American)
590076 | 3 |  | 1998-08-12 |  | 1998-08-12 |  | Currently in Use | Gas (Historical Use) | 8000 | Steel-Impressed Current | 1980-05-08 | Galvanized Steel | Suction (American)
590077 | 1 | [5 empty] | Removed from Ground | Gas (Historical Use) | 1000 | Bare Steel | 1978-05-09 | Galvanized Steel
590077 | 2 | [5 empty] | Removed from Ground | Gas (Historical Use) | 1000 | Bare Steel | 1978-05-09 | Galvanized Steel
590080 | 1 | [5 empty] | Removed from Ground | Gas (Historical Use) | 2000 | Bare Steel | 1976-05-09 | Galvanized Steel
590081 | 1 |  | 1998-08-01 |  | 1998-08-01 |  | Removed from Ground | Gas (Historical Use) | 6000 | Steel-Impressed Current | 1966-05-13 | Cathodically Protected | Pressurized
590081 | 2 |  | 1998-08-01 |  | 1998-08-01 |  | Removed from Ground | Gas (Historical Use) | 6000 | Steel-Impressed Current | 1966-05-13 | Cathodically Protected | Pressurized
590081 | 3 |  | 1998-08-01 |  | 1998-08-01 |  | Removed from Ground | Gas (Historical Use) | 6000 | Steel-Impressed Current | 1966-05-13 | Cathodically Protected | Pressurized
590081 | 4 |  | 1998-08-01 |  | 1998-08-01 |  | Removed from Ground | Gas (Historical Use) | 10000 | Steel-Impressed Current | 1966-05-13 | Cathodically Protected | Pressurized
590081 | 5 |  | 1998-08-01 |  | 1998-08-01 |  | Removed from Ground | Diesel | 3000 | Steel-Impressed Current | 1983-05-07 | Cathodically Protected | Pressurized
590081 | 6 |  | 1998-08-01 |  | 1998-08-01 |  | Removed from Ground | Kerosene | 1000 | Steel-Impressed Current | 1983-05-07 | Cathodically Protected | Pressurized
590084 | 1 |  | 1993-11-19 |  | 1993-11-19 |  | Currently in Use | Gas (Historical Use) | 8000 | Steel-Impressed Current | 1978-05-01 | Fiberglass Reinforced Plastic | Pressurized
590084 | 2 |  | 1993-11-19 |  | 1993-11-19 |  | Currently in Use | Gas (Historical Use) | 8000 | Steel-Impressed Current | 1978-05-01 | Fiberglass Reinforced Plastic | Pressurized
590085 | 1 | [5 empty] | Closed in Ground | Diesel | 0 | Bare Steel | 1955-05-16 | Bare Steel
590085 | 2 | [5 empty] | Closed in Ground | Diesel | 0 | Bare Steel | 1955-05-16 | Bare Steel
590085 | 3 | [5 empty] | Closed in Ground | Gas (Historical Use) | 0 | Bare Steel | 1955-05-16 | Bare Steel
590086 | 1 | [5 empty] | Removed from Ground | Gas (Historical Use) | 8000 | Bare Steel | 1977-05-10 | Galvanized Steel | Safe Suction (Euro)
590086 | 2 | [5 empty] | Removed from Ground | Gas (Historical Use) | 4000 | Bare Steel | 1977-05-10 | Galvanized Steel | Safe Suction (Euro)
590086 | 3 | [5 empty] | Removed from Ground | Gas (Historical Use) | 4000 | Bare Steel | 1977-05-10 | Galvanized Steel | Safe Suction (Euro)
590086 | 4 |  | 1995-11-13 |  | 1995-11-13 |  | Currently in Use | Gas (Historical Use) | 9816 | Fiberglass | 1995-11-13 | Fiberglass Reinforced Plastic | Pressurized
590086 | 5 |  | 1995-11-13 |  | 1995-11-13 |  | Currently in Use | Gas (Historical Use) | 9816 | Fiberglass | 1995-11-13 | Fiberglass Reinforced Plastic | Pressurized
590086 | 6 |  | 1995-11-13 |  | 1995-11-13 |  | Currently in Use | Gas (Historical Use) | 9816 | Fiberglass | 1995-11-13 | Fiberglass Reinforced Plastic | Pressurized
590087 | 1 | [5 empty] | Removed from Ground | Gas (Historical Use) | 8000 | Bare Steel | 1971-05-11 | Galvanized Steel
590087 | 2 | [5 empty] | Removed from Ground | Gas (Historical Use) | 4000 | Bare Steel | 1971-05-11 | Galvanized Steel
590087 | 3 | [5 empty] | Removed from Ground | Gas (Historical Use) | 4000 | Bare Steel | 1971-05-11 | Galvanized Steel
590088 | 1 |  | 1994-04-01 |  | 1994-04-01 |  | Removed from Ground | Gas (Historical Use) | 8000 | Steel-Impressed Current | 1982-05-01 | Cathodically Protected | Pressurized
590088 | 2 |  | 1994-04-01 |  | 1994-04-01 |  | Removed from Ground | Diesel | 8000 | Steel-Impressed Current | 1982-05-08 | Cathodically Protected | Pressurized
590088 | 3 |  | 1994-04-01 |  | 1994-04-01 |  | Removed from Ground | Gas (Historical Use) | 8000 | Steel-Impressed Current | 1982-05-08 | Cathodically Protected | Pressurized
590088 | 4 |  | 1994-04-01 |  | 1994-04-01 |  | Removed from Ground | Gas (Historical Use) | 8000 | Steel-Impressed Current | 1982-05-08 | Cathodically Protected | Pressurized
590089 | 1 |  | 1994-05-01 |  | 1994-05-01 |  | Removed from Ground | Gas (Historical Use) | 6000 | Steel-Impressed Current | 1983-05-08 | Cathodically Protected | Suction (American)
590089 | 2 |  | 1994-05-01 |  | 1994-05-01 |  | Removed from Ground | Gas (Historical Use) | 10000 | Steel-Impressed Current | 1983-05-08 | Cathodically Protected | Suction (American)
590089 | 3 |  | 1994-05-01 |  | 1994-05-01 |  | Removed from Ground | Diesel | 10000 | Steel-Impressed Current | 1983-05-08 | Cathodically Protected | Suction (American)
590089 | 4 | Flapper Valve | 1994-05-01 |  | 1994-05-01 |  | Removed from Ground | Gas (Historical Use) | 10000 | Steel-Impressed Current | 1983-05-08 | Cathodically Protected | Suction (American)
590089 | 5 | Ball Float | 2007-08-15 | no | 2007-08-10 | no | Currently in Use | Gas (Historical Use) | 12000 | Composite Double Walled | 2007-08-02 | Double-Walled Flex | Pressurized
590089 | 6 | Ball Float | 2007-08-15 | no | 2007-08-10 | no | Currently in Use | Gas (Historical Use) | 6000 | Composite Double Walled | 2007-08-02 | Double-Walled Flex | Pressurized
590089 | 7 | Ball Float | 2007-08-15 | no | 2007-08-10 | no | Currently in Use | Diesel | 6000 | Composite Double Walled | 2007-08-02 | Double-Walled Flex | Pressurized
590092 | 1 | [5 empty] | Removed from Ground | Gas (Historical Use) | 1000 | Bare Steel | 1972-01-05 | Galvanized Steel
590094 | 1 |  | 1986-08-01 |  | 1986-08-01 |  | Currently in Use | Diesel | 2000 | Galvanic (STIP-3) | 1986-08-01 | Fiberglass Reinforced Plastic | Pressurized
590094 | 2 |  | 1986-08-01 |  | 1986-08-01 |  | Currently in Use | Gas (Historical Use) | 8000 | Galvanic (STIP-3) | 1986-08-01 | Fiberglass Reinforced Plastic | Pressurized
590094 | 3 |  | 1986-08-01 |  | 1986-08-01 |  | Currently in Use | Gas (Historical Use) | 6000 | Galvanic (STIP-3) | 1986-08-01 | Fiberglass Reinforced Plastic | Pressurized
590094 | 4 |  | 1986-08-01 |  | 1986-08-01 |  | Currently in Use | Gas (Historical Use) | 8000 | Galvanic (STIP-3) | 1986-08-01 | Fiberglass Reinforced Plastic | Pressurized
590096 | 1 | [5 empty] | Removed from Ground | Gas (Historical Use) | 1000 | Bare Steel | 1981-01-02 | Galvanized Steel
590096 | 2 | [5 empty] | Removed from Ground | Gas (Historical Use) | 1000 | Bare Steel | 1981-01-02 | Galvanized Steel
590096 | 3 | [5 empty] | Removed from Ground | Gas (Historical Use) | 560 | Bare Steel | 1981-01-02 | Galvanized Steel
590096 | 4 | [5 empty] | Removed from Ground | Diesel | 270 | Bare Steel | 1981-01-02 | Galvanized Steel
590097 | 1 | [5 empty] | Removed from Ground | Gas (Historical Use) | 8000 | Concrete | 1967-01-06 | Galvanized Steel
590097 | 2 | [5 empty] | Removed from Ground | Gas (Historical Use) | 6000 | Concrete | 1967-01-06 | Galvanized Steel
590097 | 3 | [5 empty] | Removed from Ground | Diesel | 560 | Concrete | 1982-01-02 | Galvanized Steel
590098 | 1 | [5 empty] | Removed from Ground | Gas (Historical Use) | 1000 | Bare Steel | 1975-01-04 | Galvanized Steel
600002 | 1 | [5 empty] | Removed from Ground | Diesel | 7500 | Bare Steel | 1976-05-02 | Galvanized Steel
600004 | 1 | [5 empty] | Removed from Ground | Diesel | 12000 | Bare Steel | 1983-04-23 | Galvanized Steel | Suction (American)
600004 | 2 | [5 empty] | Removed from Ground | Empty | 5100 | Bare Steel | 1983-04-23 | Galvanized Steel | Suction (American)
600004 | 3 |  |  | yes |  | yes | Removed from Ground | Used Oil | 1 | Bare Steel | 1983-04-23 | Galvanized Steel | Gravity Fed
600006 | 1 | [5 empty] | Removed from Ground | Diesel | 10000 | Bare Steel |  | Unknown
600006 | 2 | [5 empty] | Removed from Ground | Gas (Historical Use) | 4000 | Bare Steel |  | Unknown
600006 | 3 | [5 empty] | Removed from Ground | Diesel | 6000 | Not Marked/Unknown | 1993-08-06 | Not Marked
600008 | 1 | [5 empty] | Removed from Ground | Diesel | 20000 | Bare Steel | 1980-05-01 | Galvanized Steel
600008 | 11 |  |  | yes |  | yes | Removed from Ground | Used Oil | 500 | Bare Steel | 1999-03-22 | Galvanized Steel
600008 | 2 | [5 empty] | Removed from Ground | Diesel | 20000 | Bare Steel | 1980-05-01 | Galvanized Steel
600008 | 3 | [5 empty] | Removed from Ground | Diesel | 20000 | Bare Steel | 1980-05-01 | Galvanized Steel
600008 | 4 | [5 empty] | Removed from Ground | Diesel | 20000 | Bare Steel | 1980-05-01 | Galvanized Steel
600008 | 5 |  |  | yes |  | yes | Removed from Ground | Used Oil | 1000 | Bare Steel | 1980-05-01 | Galvanized Steel
600008 | 6 | [5 empty] | Removed from Ground | Other | 8000 | Bare Steel | 1980-05-01 | Galvanized Steel
600008 | 9 | [5 empty] | Removed from Ground | Gas (Historical Use) | 10000 | Bare Steel | 1952-05-08 | Galvanized Steel
600010 | 1 |  |  | yes |  | yes | Removed from Ground | Empty | 275 | Bare Steel | 1976-03-26 | Galvanized Steel
600011 | 1 | [5 empty] | Removed from Ground | Gas (Historical Use) | 10000 | Bare Steel | 1966-04-09 | Galvanized Steel
600011 | 2 | [5 empty] | Removed from Ground | Diesel | 6000 | Bare Steel | 1966-04-09 | Galvanized Steel
600015 | 1 | [5 empty] | Removed from Ground | Diesel | 8000 | Bare Steel | 1972-01-05 | Galvanized Steel | Suction (American)
600015 | 2 |  |  | yes |  | yes | Removed from Ground | Used Oil | 8000 | Bare Steel | 1972-01-05 | Galvanized Steel | Gravity Fed
600015 | 3 |  |  | no |  | no | Removed from Ground | Diesel | 6000 | Unknown | 2010-10-01 | Unknown
600016 | 1 | [5 empty] | Removed from Ground | Diesel | 550 | Bare Steel | 1987-01-01 | Galvanized Steel
600016 | 2 | [5 empty] | Removed from Ground | Diesel | 550 | Bare Steel | 1987-01-01 | Galvanized Steel
600018 | 300-17 | [5 empty] | Removed from Ground | Other | 5000 | Bare Steel | 1966-06-24 | Bare Steel
600018 | 300-31 | [5 empty] | Removed from Ground | Hazardous Substance | 3000 | Bare Steel | 1966-06-24 | Bare Steel
600018 | 310-9 | [5 empty] | Removed from Ground | Hazardous Substance | 5000 | Bare Steel | 1966-06-24 | Bare Steel
600018 | 320-109 | [5 empty] | Removed from Ground | Hazardous Substance | 5000 | Bare Steel | 1966-06-24 | Bare Steel
600018 | 330-25 | [5 empty] | Removed from Ground | Hazardous Substance | 1500 | Bare Steel | 1966-06-24 | Bare Steel
600018 | 330-59 | [5 empty] | Removed from Ground | Hazardous Substance | 5000 | Bare Steel | 1966-06-24 | Bare Steel
600018 | 330-6 | [5 empty] | Removed from Ground | Hazardous Substance | 3000 | Bare Steel | 1966-06-24 | Bare Steel
600020 | 1 | [5 empty] | Removed from Ground | Gas (Historical Use) | 2000 | Bare Steel | 1982-01-02 | Galvanized Steel | Suction (American)
600021 | 1 | [5 empty] | Removed from Ground | Gas (Historical Use) | 8000 | Bare Steel | 1966-05-25 | Unknown
600021 | 2 | [5 empty] | Removed from Ground | Gas (Historical Use) | 2000 | Bare Steel | 1966-05-25 | Unknown
600021 | 3 | [5 empty] | Removed from Ground | Gas (Historical Use) | 2000 | Bare Steel | 1966-05-25 | Unknown
600021 | 4 | [5 empty] | Removed from Ground | Gas (Historical Use) | 10000 | Double Walled | 1990-04-01 | Fiberglass Reinforced Plastic | Safe Suction (Euro)
600021 | 5 | [5 empty] | Removed from Ground | Other | 1000 | Not Marked/Unknown |  | Unknown
600022 | 1 |  | 1993-08-01 |  | 1993-08-01 |  | Removed from Ground | Gas (Historical Use) | 12000 | Fiberglass | 1981-05-21 | Fiberglass Reinforced Plastic | Pressurized
600022 | 2 |  | 1993-08-01 |  | 1993-08-01 |  | Removed from Ground | Gas (Historical Use) | 12000 | Fiberglass | 1981-05-21 | Fiberglass Reinforced Plastic | Pressurized
600022 | 3 |  | 1993-08-01 |  | 1993-08-01 |  | Removed from Ground | Gas (Historical Use) | 12000 | Fiberglass | 1981-05-21 | Fiberglass Reinforced Plastic | Pressurized
600022 | 4 |  | 1993-08-01 |  | 1993-08-01 |  | Removed from Ground | Gas (Historical Use) | 12000 | Fiberglass | 1981-05-21 | Fiberglass Reinforced Plastic | Pressurized
600022 | 5 |  | 1993-08-01 |  | 1993-08-01 |  | Removed from Ground | Diesel | 12000 | Fiberglass | 1981-05-21 | Fiberglass Reinforced Plastic | Pressurized
600022 | 6 |  | 1993-08-01 |  | 1993-08-01 |  | Closed in Ground | Other | 2000 | Fiberglass | 1981-05-21 | Fiberglass Reinforced Plastic | Suction (American)
600022 | 7 |  | 1981-05-21 | no | 1981-05-21 | no | Removed from Ground | Gas (Historical Use) | 12000 | Fiberglass | 1981-05-21 | Fiberglass Reinforced Plastic | Pressurized
600023 | 1 | [5 empty] | Removed from Ground | Gas (Historical Use) | 10000 | Bare Steel | 1971-05-24 | Bare Steel
600023 | 10 |  | 2000-06-01 |  | 2000-06-01 |  | Currently in Use | Gas (Historical Use) | 10000 | Fiberglass Double Walled | 2000-06-01 | Fiberglass Reinforced Plastic | Pressurized
600023 | 11 |  | 2000-06-01 |  | 2000-06-01 |  | Currently in Use | Gas (Historical Use) | 10000 | Fiberglass Double Walled | 2000-06-01 | Fiberglass Reinforced Plastic | Pressurized
600023 | 2 | [5 empty] | Removed from Ground | Gas (Historical Use) | 10000 | Bare Steel | 1971-05-24 | Bare Steel | Suction (American)
600023 | 3 | [5 empty] | Removed from Ground | Diesel | 10000 | Bare Steel | 1971-05-24 | Bare Steel | Gravity Fed
600023 | 4 | [5 empty] | Removed from Ground | Other | 2000 | Bare Steel | 1971-05-24 | Bare Steel
600023 | 5 |  |  | yes |  | yes | Removed from Ground | Used Oil | 2000 | Bare Steel | 1971-05-24 | Bare Steel
600023 | 6 |  |  | yes |  | yes | Removed from Ground | Used Oil | 1000 | Bare Steel | 1971-05-24 | Bare Steel
600023 | 7 |  | 1991-01-01 |  | 1991-01-01 |  | Removed from Ground | Gas (Historical Use) | 10000 | Double Walled | 1991-01-01 | Fiberglass Reinforced Plastic | Pressurized
600023 | 8 |  | 1991-01-01 |  | 1991-01-01 |  | Removed from Ground | Other | 2500 | Double Walled | 1991-01-01 | Fiberglass Reinforced Plastic | Suction (American)
600023 | 9 |  |  | yes |  | yes | Removed from Ground | Used Oil | 1000 | Double Walled | 1991-01-01 | Fiberglass Reinforced Plastic
600025 | 1 |  | 1991-01-09 |  | 1991-01-09 |  | Removed from Ground | Diesel | 20000 | Cathodically Protected Steel | 1979-05-23 | Fiberglass Reinforced Plastic | Pressurized
600025 | 2 |  | 1991-01-09 |  | 1991-01-09 |  | Removed from Ground | Diesel | 20000 | Cathodically Protected Steel | 1979-05-23 | Double Walled | Pressurized
600025 | 3 |  | 1991-01-09 |  | 1991-01-09 |  | Removed from Ground | Diesel | 12000 | Cathodically Protected Steel | 1970-05-25 | Double-Walled Fiberglass | Safe Suction (Euro)
600025 | 4 |  | 1991-01-09 |  | 1991-01-09 |  | Removed from Ground | Diesel | 20000 | Cathodically Protected Steel | 1979-05-23 | Double Walled | Pressurized
600025 | 5 |  | 1991-01-09 |  | 1991-01-09 |  | Removed from Ground | Gas (Historical Use) | 12000 | Cathodically Protected Steel | 1979-05-23 | Fiberglass Reinforced Plastic | Pressurized
600025 | 6 |  | 1991-01-09 |  | 1991-01-09 |  | Closed in Ground | Other | 12000 | Cathodically Protected Steel | 1970-03-25 | Fiberglass Reinforced Plastic | Gravity Fed
600025 | 7 |  |  | yes |  | yes | Removed from Ground | Diesel | 550 | Bare Steel | 1970-05-25 | Galvanized Steel | Gravity Fed
600025 | 8 |  |  | yes | 1991-01-09 | yes | Removed from Ground | Used Oil | 550 | Tank Jacket | 1991-01-09 | Fiberglass Reinforced Plastic | Gravity Fed
600029 | 1 | [5 empty] | Removed from Ground | Gas (Historical Use) | 1000 | Bare Steel | 1955-01-01 | Galvanized Steel
600031 | 1 | [5 empty] | Removed from Ground | Hazardous Substance | 1250 | Bare Steel | 1981-05-17 | Galvanized Steel
600033 | 1 | [5 empty] | Currently in Use | Diesel | 2500 | Marked Unknown |  | Galvanized Steel
600033 | 2 | [5 empty] | Currently in Use | Diesel | 2500 | Marked Unknown |  | Galvanized Steel
600034 | 1 | [5 empty] | Closed in Ground | Gas (Historical Use) | 10000 | Bare Steel | 1981-05-08 | Bare Steel | Pressurized
600036 | 1 | [5 empty] | Removed from Ground | Diesel | 2000 | Bare Steel | 1981-05-08 | Galvanized Steel
600036 | 2 | [5 empty] | Removed from Ground | Gas (Historical Use) | 500 | Bare Steel | 1978-05-09 | Galvanized Steel
600038 | 1 | [5 empty] | Removed from Ground | Gas (Historical Use) | 10000 | Bare Steel | 1983-05-08 | Galvanized Steel
600038 | 2 | [5 empty] | Removed from Ground | Other | 500 | Not Marked/Unknown | 1995-11-01 | Not Marked
600038 | 3 | [5 empty] | Removed from Ground | Other | 500 | Not Marked/Unknown | 1995-11-01 | Not Marked
600038 | 4 | [5 empty] | Removed from Ground | Other | 500 | Not Marked/Unknown | 1995-11-01 | Not Marked
600038 | 5 | [5 empty] | Removed from Ground | Other | 500 | Not Marked/Unknown | 1995-11-01 | Not Marked
600040 | 1 | [5 empty] | Removed from Ground | Gas (Historical Use) | 500 | Marked Unknown | 1966-05-13 | Unknown
600041 | 1 |  | 1998-05-26 | no | 1998-05-26 | no | Removed from Ground | Diesel | 10000 | Steel-Impressed Current | 2016-12-22 |  | Suction (American)
600041 | 2 |  | 1998-05-26 | no | 1998-05-26 | no | Removed from Ground | Diesel | 10000 | Steel-Impressed Current | 2016-12-16 |  | Suction (American)
600042 | 1 | [5 empty] | Removed from Ground | Gas (Historical Use) | 10000 | Bare Steel | 1977-08-01 | Galvanized Steel | Suction (American)
600044 | 1 | [5 empty] | Removed from Ground | Diesel | 9410 | Fiberglass | 1984-05-08 | Unknown
600044 | 2 | [5 empty] | Removed from Ground | Gas (Historical Use) | 2000 | Fiberglass | 1984-05-08 | Unknown
600044 | 3 | [5 empty] | Removed from Ground | Other | 600 | Marked Unknown | 1983-05-08 | Galvanized Steel
600044 | 4 | [5 empty] | Removed from Ground | Diesel | 10000 | Fiberglass | 1956-01-01 | Bare Steel | Pressurized
600044 | 5 | [5 empty] | Removed from Ground | Gas (Historical Use) | 2000 | Fiberglass | 1956-01-01 | Bare Steel | Pressurized
600044 | 6 |  |  | yes |  | yes | Removed from Ground | Used Oil | 250 | Bare Steel | 1956-01-01 | Bare Steel | Gravity Fed
600045 | 1 | [5 empty] | Removed from Ground | Gas (Historical Use) | 6000 | Bare Steel | 1975-05-11 | Galvanized Steel
600045 | 2 | [5 empty] | Removed from Ground | Gas (Historical Use) | 4000 | Bare Steel | 1975-05-11 | Galvanized Steel
600046 | 1 |  | 1991-12-12 |  | 1991-12-12 |  | Currently in Use | Gas (Historical Use) | 10000 | Steel-Impressed Current | 1968-05-12 | Fiberglass Reinforced Plastic | Pressurized
600046 | 2 |  | 1991-12-12 |  | 1991-12-12 |  | Currently in Use | Gas (Historical Use) | 10000 | Steel-Impressed Current | 1968-05-12 | Fiberglass Reinforced Plastic | Pressurized
600046 | 3 |  | 1991-12-12 |  | 1991-12-12 |  | Currently in Use | Diesel | 10000 | Steel-Impressed Current | 1968-05-12 | Fiberglass Reinforced Plastic | Pressurized
600046 | 4 |  |  | no |  | no | Removed from Ground | Not Marked | 2000 | Unknown | 2012-07-26 | Unknown
600047 | 1 | [5 empty] | Removed from Ground | Gas (Historical Use) | 2000 | Bare Steel | 1976-05-10 | Galvanized Steel | Suction (American)
600048 | 1 | [5 empty] | Removed from Ground | Hazardous Substance | 6000 | Bare Steel | 1983-04-26 | Bare Steel | Gravity Fed
600048 | 2 | [5 empty] | Removed from Ground | Hazardous Substance | 1500 | Bare Steel | 1983-04-26 | Bare Steel | Gravity Fed
600048 | 3 | [5 empty] | Removed from Ground | Hazardous Substance | 1500 | Bare Steel | 1983-04-26 | Bare Steel | Gravity Fed
600048 | 4 |  |  | no |  | no | Removed from Ground | Other | 500 | Bare Steel | 2006-12-01 | Bare Steel
600048 | 5 |  |  | no |  | no | Removed from Ground | Other | 1500 | Bare Steel | 2006-12-01 | Bare Steel
600048 | 6 |  |  | no |  | no | Removed from Ground | Other | 3000 | Bare Steel | 2006-12-01 | Bare Steel
600048 | 7 |  |  | no |  | no | Removed from Ground | Other | 5000 | Bare Steel | 2006-12-01 | Bare Steel
600049 | 1 | [5 empty] | Removed from Ground | Gas (Historical Use) | 100 | Bare Steel | 1980-05-08 | Bare Steel
600051 | 1 | [5 empty] | Removed from Ground | Diesel | 3000 | Bare Steel | 1970-05-12 | Galvanized Steel
600051 | 2 | [5 empty] | Removed from Ground | Other | 8000 | Bare Steel | 1973-05-11 | Galvanized Steel
600053 | 1 | [5 empty] | Removed from Ground | Gas (Historical Use) | 250 | Bare Steel | 1956-05-15 | Unknown
600054 | 1 |  |  | yes |  | yes | Removed from Ground | Used Oil | 560 | Bare Steel | 1986-05-05 | Bare Steel
600056 | 1 | [5 empty] | Removed from Ground | Empty | 10000 | Bare Steel | 1979-01-01 | Galvanized Steel
600058 | 070-04-01 | [5 empty] | Removed from Ground | Gas (Historical Use) | 10000 | Bare Steel | 1971-05-09 | Galvanized Steel
600058 | 070-04-02 | [5 empty] | Removed from Ground | Gas (Historical Use) | 10000 | Bare Steel | 1971-05-09 | Galvanized Steel
600059 | 1 | [5 empty] | Removed from Ground | Diesel | 2000 | Bare Steel | 1986-05-01 | Unknown
600059 | 2 | [5 empty] | Removed from Ground | Diesel | 3000 | Bare Steel | 1986-05-01 | Unknown
600060 | 1 | [5 empty] | Removed from Ground | Diesel | 10000 | Bare Steel | 1976-05-03 | Galvanized Steel
600060 | 2 | [5 empty] | Removed from Ground | Diesel | 8000 | Bare Steel | 1971-05-05 | Galvanized Steel
600062 | 1 | [5 empty] | Removed from Ground | Diesel | 110 | Bare Steel | 1983-05-07 | Bare Steel
600063 | 1 | [5 empty] | Removed from Ground | Diesel | 6000 | Bare Steel | 1957-01-01 | Copper | Suction (American)
600064 | 1 | [5 empty] | Removed from Ground | Gas (Historical Use) | 1000 | Bare Steel | 1962-01-01 | Bare Steel
600064 | 2 | [5 empty] | Removed from Ground | Empty | 550 | Bare Steel | 1960-01-01 | Bare Steel
600066 | 1 | [5 empty] | Removed from Ground | Diesel | 1000 | Bare Steel | 1956-05-15 | Unknown
600067 | 1 |  | 1997-09-04 |  | 1997-09-04 |  | Removed from Ground | Empty | 30000 | Cathodically Protected Steel | 1985-05-08 | Fiberglass Reinforced Plastic | Suction (American)
600067 | 2 | [5 empty] | Removed from Ground | Empty | 30000 | Cathodically Protected Steel | 1985-05-08 | Fiberglass Reinforced Plastic | Suction (American)
600067 | 3 | [5 empty] | Removed from Ground | Empty | 30000 | Cathodically Protected Steel | 1985-05-08 | Fiberglass Reinforced Plastic | Suction (American)
600067 | 4 | [5 empty] | Removed from Ground | Diesel | 7500 | Cathodically Protected Steel | 1982-04-18 | Unknown
600067 | 5 |  | 1998-08-15 | no | 1998-08-15 | no | Currently in Use | Diesel | 25000 |  | 1998-08-15 | Fiberglass Reinforced Plastic | Pressurized
600067 | 6 |  | 1998-08-15 | no | 1998-08-15 | no | Currently in Use | Diesel | 25000 |  | 1998-08-15 | Fiberglass Reinforced Plastic | Pressurized
600067 | 7 |  | 1998-08-15 | no | 1998-08-15 | no | Currently in Use | Diesel | 25000 |  | 1998-08-15 | Fiberglass Reinforced Plastic | Pressurized
600068 | 34 | [5 empty] | Removed from Ground | Diesel | 5000 | Bare Steel | 1968-05-12 | Bare Steel | Safe Suction (Euro)
600068 | 034A |  |  | yes |  | yes | Removed from Ground | Used Oil | 1000 | Marked Unknown | 1996-02-01 | Unknown
600068 | 35 |  | 1998-12-17 |  | 1998-12-17 |  | Removed from Ground | Diesel | 20000 | Epoxy | 2002-05-20 | Cathodically Protected | Safe Suction (Euro)
600069 | 1 | [5 empty] | Removed from Ground | Diesel | 12000 | Bare Steel | 1974-05-11 | Galvanized Steel
600069 | 2 | [5 empty] | Removed from Ground | Other | 10000 | Bare Steel | 1974-05-11 | Galvanized Steel
600069 | 3 |  |  | yes |  | yes | Removed from Ground | Used Oil | 2000 | Bare Steel | 1974-05-11 | Galvanized Steel
600070 | 1 | [5 empty] | Removed from Ground | Gas (Historical Use) | 1000 | Bare Steel | 1976-05-10 | Galvanized Steel
600070 | 2 | [5 empty] | Removed from Ground | Gas (Historical Use) | 500 | Bare Steel | 1983-05-09 | Copper
600070 | 3 | [5 empty] | Removed from Ground | Gas (Historical Use) | 12000 | Bare Steel | 1977-05-10 | Galvanized Steel
600070 | 4 | [5 empty] | Removed from Ground | Gas (Historical Use) | 12000 | Bare Steel | 1977-05-10 | Galvanized Steel
600072 | 1 |  | 1996-12-19 |  | 1996-12-19 |  | Currently in Use | Diesel | 8000 | Steel-Impressed Current | 1979-01-01 | Fiberglass Reinforced Plastic | Safe Suction (Euro)
600072 | 2 | [5 empty] | Removed from Ground | Empty | 5000 | Bare Steel | 1979-01-01 | Galvanized Steel
600073 | 1 | [5 empty] | Removed from Ground | Empty | 500 | Bare Steel | 1966-05-10 | Galvanized Steel
600073 | 2 | [5 empty] | Removed from Ground | Diesel | 4000 | Bare Steel | 1978-05-07 | Galvanized Steel
600073 | 3 | [5 empty] | Removed from Ground | Diesel | 4000 | Bare Steel | 1978-05-07 | Galvanized Steel
600073 | 4 | [5 empty] | Removed from Ground | Empty | 6000 | Bare Steel | 1978-05-07 | Galvanized Steel
600074 | 1 | [5 empty] | Removed from Ground | Diesel | 8000 | Bare Steel | 1976-05-07 | Unknown
600074 | 2 | [5 empty] | Removed from Ground | Diesel | 8000 | Bare Steel | 1976-05-07 | Unknown
600074 | 3 |  |  | yes |  | yes | Removed from Ground | Used Oil | 8000 | Bare Steel | 1976-05-07 | Unknown
600074 | 4 |  |  | yes |  | yes | Removed from Ground | Used Oil | 2000 | Bare Steel | 1976-05-07 | Unknown
600074 | 5 |  |  | yes |  | yes | Removed from Ground | Used Oil | 500 | Bare Steel | 1976-05-07 | Unknown
600074 | 6 | [5 empty] | Removed from Ground | Diesel | 15000 | Marked Unknown | 1974-05-03 | Unknown
600074 | 7 | [5 empty] | Removed from Ground | Diesel | 15000 | Marked Unknown | 1974-05-03 | Unknown
600074 | 8 | [5 empty] | Removed from Ground | Gas (Historical Use) | 12000 | Marked Unknown | 1974-05-03 | Unknown
600075 | 1 | [5 empty] | Removed from Ground | Other | 1000 | Bare Steel | 1972-05-08 | Galvanized Steel
600075 | 2 | [5 empty] | Removed from Ground | Other | 1000 | Bare Steel | 1972-05-08 | Galvanized Steel
600076 | D-1 | [5 empty] | Removed from Ground | Diesel | 8000 | Bare Steel | 1966-05-10 | Bare Steel
600076 | D-2 | [5 empty] | Removed from Ground | Diesel | 12000 | Bare Steel | 1966-05-10 | Bare Steel
600076 | G-1 | [5 empty] | Removed from Ground | Gas (Historical Use) | 8000 | Bare Steel | 1966-05-10 | Bare Steel
600079 | 1 | [5 empty] | Removed from Ground | Gas (Historical Use) | 5000 | Bare Steel | 1959-05-12 | Galvanized Steel
600079 | 2 | [5 empty] | Removed from Ground | Gas (Historical Use) | 5000 | Bare Steel | 1959-05-12 | Galvanized Steel
600079 | 3 | [5 empty] | Removed from Ground | Gas (Historical Use) | 550 | Bare Steel | 1971-05-09 | Galvanized Steel
600079 | 4 | [5 empty] | Removed from Ground | Gas (Historical Use) | 3000 | Bare Steel | 1959-05-12 | Galvanized Steel
600079 | 5 | [5 empty] | Removed from Ground | Gas (Historical Use) | 10000 | Not Marked/Unknown | 1995-04-17 | Unknown
600081 | 1 | [5 empty] | Removed from Ground | Diesel | 10000 | Marked Unknown | 1976-05-07 | Galvanized Steel
600081 | 2 | [5 empty] | Removed from Ground | Diesel | 10000 | Marked Unknown | 1976-05-07 | Galvanized Steel
600081 | 3 | [5 empty] | Removed from Ground | Diesel | 10000 | Marked Unknown | 1961-05-11 | Galvanized Steel
600081 | 4 | [5 empty] | Removed from Ground | Gas (Historical Use) | 5000 | Marked Unknown | 1961-05-11 | Galvanized Steel
600083 | 1 |  |  | yes |  | yes | Removed from Ground | Used Oil | 550 | Bare Steel | 1968-05-09 | Galvanized Steel
600083 | 2 | [5 empty] | Permanently Out of Use - historical purposes | Empty | 10000 | Bare Steel | 1968-05-09 | Galvanized Steel
600083 | 3 | [5 empty] | Permanently Out of Use - historical purposes | Empty | 10000 | Bare Steel | 1968-05-09 | Galvanized Steel
600087 | 1 | [5 empty] | Removed from Ground | Diesel | 2000 | Bare Steel | 1975-01-01 | Galvanized Steel
600087 | 2 | [5 empty] | Removed from Ground | Diesel | 2000 | Bare Steel | 1978-01-01 | Galvanized Steel
600088 | 1 | [5 empty] | Removed from Ground | Diesel | 10000 | Bare Steel | 1981-05-03 | Bare Steel | Pressurized
600088 | 2 |  |  | yes |  | yes | Removed from Ground | Used Oil | 1000 | Bare Steel | 1981-05-03 | Bare Steel | Gravity Fed
600089 | 1 | [5 empty] | Removed from Ground | Gas (Historical Use) | 3000 | Bare Steel | 1956-03-11 | Galvanized Steel | Suction (American)
600089 | 2 | [5 empty] | Removed from Ground | Gas (Historical Use) | 3000 | Bare Steel | 1956-03-11 | Galvanized Steel | Suction (American)
600089 | 3 | [5 empty] | Removed from Ground | Gas (Historical Use) | 1000 | Bare Steel | 1956-03-11 | Galvanized Steel
600089 | 4 | [5 empty] | Removed from Ground | Diesel | 1000 | Bare Steel | 1956-03-11 | Galvanized Steel | Suction (American)
600092 | 1 |  |  | yes |  | yes | Removed from Ground | Used Oil | 500 | Marked Unknown | 1966-03-11 | Unknown
600092 | 2 | [5 empty] | Removed from Ground | Gas (Historical Use) | 12000 | Bare Steel | 1971-04-22 | Unknown
600092 | 3 | [5 empty] | Removed from Ground | Empty | 10000 | Bare Steel | 1971-04-22 | Unknown
600092 | 4 | [5 empty] | Removed from Ground | Gas (Historical Use) | 3000 | Bare Steel | 1971-04-22 | Unknown
600092 | 5 |  |  | yes |  | yes | Removed from Ground | Used Oil | 1000 | Bare Steel | 1971-04-22 | Unknown
600093 | 1 | [5 empty] | Removed from Ground | Gas (Historical Use) | 4000 | Fiberglass Double Walled | 1981-02-11 | Double-Walled Fiberglass | Pressurized
600093 | A | Flapper Valve | 1990-08-30 | no | 1990-08-30 | no | Currently in Use | Regular | 8000 | Fiberglass Double Walled | 1990-08-30 | Fiberglass Reinforced Plastic | Pressurized
600096 | 1 | [5 empty] | Removed from Ground | Diesel | 5000 | Bare Steel | 1971-02-04 | Galvanized Steel
600096 | 2 | [5 empty] | Removed from Ground | Diesel | 5000 | Bare Steel | 1971-02-04 | Galvanized Steel
600096 | 3 | [5 empty] | Removed from Ground | Diesel | 3000 | Bare Steel | 1971-02-04 | Galvanized Steel
600096 | 4 | [5 empty] | Removed from Ground | Gas (Historical Use) | 3000 | Bare Steel | 1971-02-04 | Galvanized Steel
600096 | 5 | [5 empty] | Removed from Ground | Gas (Historical Use) | 3000 | Bare Steel | 1971-02-04 | Galvanized Steel
600096 | 6 |  |  | yes |  | yes | Removed from Ground | Used Oil | 1000 | Bare Steel | 1991-05-01 | Not Marked
600097 | 1 | [5 empty] | Removed from Ground | Diesel | 10000 | Bare Steel | 1976-01-01 | Galvanized Steel
600099 | 1 | [5 empty] | Removed from Ground | Diesel | 10000 | Bare Steel | 1983-03-07 | Bare Steel | Suction (American)
600100 | 1 | [5 empty] | Removed from Ground | Gas (Historical Use) | 3000 | Bare Steel | 1956-03-05 | Galvanized Steel
600100 | 2 | [5 empty] | Removed from Ground | Gas (Historical Use) | 3000 | Bare Steel | 1956-03-05 | Galvanized Steel
600100 | 3 | [5 empty] | Removed from Ground | Gas (Historical Use) | 3000 | Bare Steel | 1956-03-05 | Galvanized Steel
600100 | 4 | [5 empty] | Removed from Ground | Kerosene | 3000 | Bare Steel | 1956-01-01 | Galvanized Steel
600100 | 5 | [5 empty] | Closed in Ground | Diesel | 3000 | Bare Steel | 1956-01-01 | Galvanized Steel
600101 | 1 | [5 empty] | Removed from Ground | Other | 20000 | Fiberglass | 1981-03-04 | Bare Steel
600101 | 2 | [5 empty] | Removed from Ground | Gas (Historical Use) | 20000 | Fiberglass | 1981-03-04 | Bare Steel
600101 | 3 | Ball Float | 1988-06-08 |  | 1988-06-08 |  | Removed from Ground | Other | 30000 | Double Walled | 1988-06-08 | Fiberglass Reinforced Plastic | Suction (American)
600102 | 1 | [5 empty] | Removed from Ground | Diesel | 3000 | Bare Steel | 1971-03-07 | Galvanized Steel
600102 | 2 | [5 empty] | Removed from Ground | Diesel | 3000 | Bare Steel | 1971-03-07 | Galvanized Steel
600102 | 3 | [5 empty] | Removed from Ground | Diesel | 2000 | Bare Steel | 1971-03-07 | Galvanized Steel
600102 | 4 | [5 empty] | Removed from Ground | Diesel | 4000 | Bare Steel | 1971-03-07 | Galvanized Steel
600103 | 1 | [5 empty] | Removed from Ground | Gas (Historical Use) | 10000 | Bare Steel | 1981-01-25 | Galvanized Steel
600105 | 1 | [5 empty] | Removed from Ground | Gas (Historical Use) | 1000 | Bare Steel | 1976-03-02 | Galvanized Steel
600106 | 1 | Flapper Valve | 1998-08-01 |  | 1998-08-01 |  | Currently in Use | Gas (Historical Use) | 12000 | Steel-Impressed Current | 1973-02-17 | Cathodically Protected | Pressurized
600106 | 2 | Flapper Valve | 1998-08-01 |  | 1998-08-01 |  | Currently in Use | Kerosene | 12000 | Steel-Impressed Current | 1968-02-19 | Cathodically Protected | Pressurized
600106 | 3 | Flapper Valve | 1998-08-01 |  | 1998-08-01 |  | Currently in Use | Kerosene | 12000 | Steel-Impressed Current | 1973-02-17 | Cathodically Protected | Safe Suction (Euro)
600106 | 4 | Flapper Valve | 1998-08-01 |  | 1998-08-01 |  | Currently in Use | Diesel | 2000 | Steel-Impressed Current | 1973-02-17 | Cathodically Protected
600106 | 5 | [5 empty] | Removed from Ground | Empty | 15000 | Bare Steel | 1971-03-14 | Bare Steel
600106 | 6 | [5 empty] | Removed from Ground | Empty | 12000 | Bare Steel | 1971-03-14 | Bare Steel
600106 | 7 | [5 empty] | Removed from Ground | Empty | 12000 | Bare Steel | 1971-03-14 | Bare Steel | Safe Suction (Euro)
600106 | 8 | [5 empty] | Removed from Ground | Empty | 12000 | Bare Steel | 1971-03-14 | Bare Steel
600108 | 1 | [5 empty] | Removed from Ground | Empty | 1000 | Bare Steel | 1971-03-02 | Galvanized Steel | Suction (American)
600109 | 88764 | [5 empty] | Removed from Ground | Gas (Historical Use) | 2000 | Bare Steel | 1981-01-18 | Unknown
600109 | 88765 | [5 empty] | Removed from Ground | Diesel | 2000 | Bare Steel | 1981-01-18 | Unknown
600110 | 1 | [5 empty] | Removed from Ground | Gas (Historical Use) | 3000 | Bare Steel | 1966-03-04 | Unknown
600110 | 2 | [5 empty] | Removed from Ground | Gas (Historical Use) | 3000 | Bare Steel | 1966-03-04 | Unknown
600110 | 3 | [5 empty] | Removed from Ground | Gas (Historical Use) | 3000 | Bare Steel | 1966-03-04 | Unknown
600111 | 1/RUNL | [5 empty] | Removed from Ground | Gas (Historical Use) | 5000 | Marked Unknown | 1976-02-21 | Unknown
600111 | 2/UNL+ | [5 empty] | Removed from Ground | Gas (Historical Use) | 8000 | Marked Unknown | 1976-02-21 | Unknown
600111 | 3/SUPUNL | [5 empty] | Removed from Ground | Gas (Historical Use) | 6000 | Marked Unknown | 1976-02-21 | Unknown
600111 | 4/OIL |  |  | yes |  | yes | Removed from Ground | Used Oil | 700 | Marked Unknown | 1996-03-20 | Unknown
600111 | 5 |  | 1996-02-01 |  | 1996-02-01 |  | Currently in Use | Gas (Historical Use) | 10000 | Composite | 1996-02-20 | Double-Walled Fiberglass | Pressurized
600111 | 6 |  | 1996-02-01 |  | 1996-02-01 |  | Currently in Use | Gas (Historical Use) | 10000 | Composite | 1996-02-20 | Double-Walled Fiberglass | Pressurized
600111 | 7 |  | 1996-02-01 |  | 1996-02-01 |  | Currently in Use | Gas (Historical Use) | 10000 | Composite | 1996-02-20 | Double-Walled Fiberglass | Pressurized
600112 | 1 | [5 empty] | Removed from Ground | Diesel | 10000 | Bare Steel | 1984-03-03 | Bare Steel | Suction (American)
600112 | 2 | [5 empty] | Currently in Use | Other | 10000 | Bare Steel | 1984-03-03 | Bare Steel
600113 | 1 | [5 empty] | Removed from Ground | Diesel | 0 | Bare Steel |  | Galvanized Steel
600113 | 2 | [5 empty] | Removed from Ground | Gas (Historical Use) | 0 | Bare Steel |  | Galvanized Steel
600114 | 1 | [5 empty] | Currently in Use | Other | 550 | Bare Steel | 1990-09-01 | Galvanized Steel | Pressurized
600114 | 2 | [5 empty] | Currently in Use | Other | 550 | Bare Steel | 1990-09-01 | Galvanized Steel | Pressurized
600114 | 3 |  |  | yes |  | yes | Currently in Use | Used Oil | 275 | Bare Steel | 1990-09-01 | Galvanized Steel | Pressurized
600115 | 1 |  | 1997-06-01 |  | 1997-06-01 |  | Removed from Ground | Diesel | 10000 | Steel-Impressed Current | 1980-02-29 | Steel (Impressed Current) | Safe Suction (Euro)
600116 | 1 | [5 empty] | Removed from Ground | Diesel | 20000 | Bare Steel | 1966-02-11 | Bare Steel
600116 | 2 |  | 1994-09-28 |  | 1994-09-28 |  | Closed in Ground | Diesel | 6000 | Double Walled | 1994-09-28 | Fiberglass Reinforced Plastic | Suction (American)
600117 | 1 | [5 empty] | Removed from Ground | Diesel | 8000 | Bare Steel | 1966-01-01 | Galvanized Steel
600117 | 2 | [5 empty] | Removed from Ground | Gas (Historical Use) | 10000 | Bare Steel | 1966-01-01 | Galvanized Steel
600117 | 3 | [5 empty] | Removed from Ground | Gas (Historical Use) | 10000 | Bare Steel | 1966-01-01 | Galvanized Steel
600117 | 4 |  |  | yes |  | yes | Closed in Ground | Used Oil | 300 | Bare Steel | 1966-01-01 | Galvanized Steel
600118 | 1 | [5 empty] | Removed from Ground | Diesel | 8000 | Bare Steel | 1979-01-01 | Galvanized Steel
600118 | 2 | [5 empty] | Removed from Ground | Gas (Historical Use) | 8000 | Bare Steel | 1979-01-01 | Galvanized Steel
600118 | 3 | [5 empty] | Removed from Ground | Gas (Historical Use) | 1000 | Bare Steel | 1971-01-03 | Galvanized Steel
600118 | 4 | [5 empty] | Removed from Ground | Diesel | 1000 | Bare Steel | 1971-01-03 | Galvanized Steel
600119 | 1 | [5 empty] | Removed from Ground | Diesel | 7000 | Bare Steel | 1981-03-04 | Galvanized Steel
600120 | 1 | [5 empty] | Removed from Ground | Empty | 10000 | Bare Steel | 1981-03-07 | Galvanized Steel
600120 | 3 | [5 empty] | Removed from Ground | Empty | 10000 | Marked Unknown | 1987-02-01 | Unknown
600120 | 4 | [5 empty] | Removed from Ground | Empty | 10000 | Marked Unknown | 1987-02-01 | Unknown
600120 | UL475570 | [5 empty] | Removed from Ground | Empty | 10000 | Cathodically Protected Steel | 1987-02-01 | Fiberglass Reinforced Plastic
600121 | 1 |  |  | no |  | no | Removed from Ground | Gas (Historical Use) | 3000 | Bare Steel | 1974-02-27 | Galvanized Steel
600121 | 2 |  |  | no |  | no | Removed from Ground | Gas (Historical Use) | 3000 | Bare Steel | 1974-02-27 | Galvanized Steel
600121 | 3 |  |  | no |  | no | Removed from Ground | Gas (Historical Use) | 3000 | Bare Steel | 1974-02-27 | Galvanized Steel
600121 | 4 |  |  | no |  | no | Removed from Ground | Gas (Historical Use) | 3000 | Bare Steel | 1974-02-27 | Galvanized Steel
600121 | 5 |  |  | no |  | no | Removed from Ground | Gas (Historical Use) | 3000 | Bare Steel | 1974-02-27 | Galvanized Steel
600121 | 6 | Flapper Valve | 1991-03-06 | no | 1991-03-06 | no | Currently in Use | Regular | 10000 | Epoxy | 1991-03-06 | Galvanized Steel | Suction (American)
600121 | 7 | Flapper Valve | 1991-05-31 | no | 1991-05-31 | no | Currently in Use | Diesel | 12000 | Epoxy | 1991-05-31 | Galvanized Steel | Suction (American)
600121 | 8 | Flapper Valve | 1991-05-31 | no | 1991-05-31 | no | Temporarily out of use | Diesel | 1000 | Epoxy | 1991-05-31 | Galvanized Steel | Suction (American)
600123 | 1 |  | 1997-11-26 |  | 1997-11-26 |  | Currently in Use | Gas (Historical Use) | 10000 | Steel-Impressed Current | 1981-02-28 | Galvanized Steel | Safe Suction (Euro)
600124 | 1 | [5 empty] | Removed from Ground | Gas (Historical Use) | 3000 | Bare Steel | 1985-03-03 | Galvanized Steel | Safe Suction (Euro)
600124 | 2 |  |  | yes |  | yes | Removed from Ground | Used Oil | 500 | Bare Steel | 1985-03-03 | Galvanized Steel
600125 | 2 | [5 empty] | Removed from Ground | Gas (Historical Use) | 2000 | Bare Steel | 1976-01-31 | Galvanized Steel | Safe Suction (Euro)
600125 | 3 | [5 empty] | Removed from Ground | Gas (Historical Use) | 1000 | Bare Steel | 1966-02-02 | Unknown
600127 | 1 | [5 empty] | Removed from Ground | Gas (Historical Use) | 10000 | Bare Steel | 1985-01-10 | Galvanized Steel
600127 | 2 | [5 empty] | Removed from Ground | Diesel | 5000 | Bare Steel | 1985-01-10 | Galvanized Steel
600128 | 1 | [5 empty] | Closed in Ground | Other | 550 | Cathodically Protected Steel | 1984-12-13 | Galvanized Steel
600128 | 2 |  |  | yes |  | yes | Closed in Ground | Used Oil | 1000 | Bare Steel | 1981-12-14 | Galvanized Steel
600128 | 3 | [5 empty] | Removed from Ground | Gas (Historical Use) | 4000 | Bare Steel | 1984-12-13 | Bare Steel | Safe Suction (Euro)
600129 | 1 |  | 1998-12-18 |  | 1998-12-18 |  | Removed from Ground | Gas (Historical Use) | 2000 | Composite | 1974-03-03 | Cathodically Protected | Suction (American)
600129 | 2 | Ball Float | 2003-12-01 | no | 2003-12-01 | no | Removed from Ground | Diesel | 3000 | Galvanic (STIP-3) | 2003-12-01 | Galvanized Steel | Safe Suction (Euro)
600130 | 1 | [5 empty] | Removed from Ground | Diesel | 6000 | Bare Steel | 1958-03-10 | Bare Steel
600130 | 2 | [5 empty] | Removed from Ground | Diesel | 20000 | Bare Steel | 1976-03-05 | Bare Steel
600130 | 3 | [5 empty] | Removed from Ground | Gas (Historical Use) | 1000 | Bare Steel | 1956-03-10 | Bare Steel
600133 | 1 | [5 empty] | Removed from Ground | Gas (Historical Use) | 1000 | Bare Steel | 1967-01-06 | Unknown
600133 | 2 | [5 empty] | Removed from Ground | Gas (Historical Use) | 250 | Bare Steel | 1967-01-06 | Unknown
600133 | 3 | [5 empty] | Removed from Ground | Gas (Historical Use) | 275 | Marked Unknown | 1961-01-07 | Unknown
600133 | 4 | [5 empty] | Removed from Ground | Kerosene | 275 | Marked Unknown | 1961-01-07 | Unknown
600133 | 5 | [5 empty] | Removed from Ground | Gas (Historical Use) | 275 | Marked Unknown | 1961-01-07 | Unknown
600133 | 6 | [5 empty] | Removed from Ground | Gas (Historical Use) | 1000 | Marked Unknown | 1961-01-07 | Unknown
600134 | 1 | [5 empty] | Removed from Ground | Empty | 1000 | Bare Steel | 1978-02-26 | Bare Steel
600136 | 1 | [5 empty] | Removed from Ground | Empty | 1000 | Bare Steel | 1950-01-01 | Unknown
600136 | 2 | [5 empty] | Removed from Ground | Diesel | 2000 | Bare Steel | 1983-01-01 | Unknown | Suction (American)
600136 | 3 | [5 empty] | Removed from Ground | Gas (Historical Use) | 2000 | Composite | 1990-02-12 | Fiberglass Reinforced Plastic | Suction (American)
600137 | 1 | [5 empty] | Removed from Ground | Gas (Historical Use) | 10000 | Bare Steel | 1975-01-01 | Galvanized Steel
600138 | 3 | [5 empty] | Removed from Ground | Diesel | 12000 | Bare Steel | 1984-04-30 | Bare Steel | Safe Suction (Euro)
600138 | 4 | [5 empty] | Removed from Ground | Gas (Historical Use) | 12000 | Bare Steel | 1984-04-30 | Bare Steel | Safe Suction (Euro)
600141 | 1 |  |  | yes |  | yes | Removed from Ground | Other | 275 | Bare Steel | 1976-03-05 | Galvanized Steel
600142 | 1 | [5 empty] | Removed from Ground | Gas (Historical Use) | 4000 | Bare Steel | 1975-03-16 | Galvanized Steel
600142 | 2 | [5 empty] | Removed from Ground | Diesel | 8000 | Bare Steel | 1979-03-15 | Galvanized Steel
600144 | 1 | [5 empty] | Removed from Ground | Empty | 0 | Marked Unknown |  | Unknown
600146 | 1 |  |  | yes |  | yes | Removed from Ground | Used Oil | 285 | Marked Unknown | 1995-05-01 | Unknown
600147 | 1 | [5 empty] | Currently in Use | Diesel | 1000 | Bare Steel | 1978-03-13 | Galvanized Steel
600149 | 1 | [5 empty] | Removed from Ground | Diesel | 6000 | Bare Steel | 1964-03-15 | Unknown
600149 | 2 | [5 empty] | Removed from Ground | Diesel | 6000 | Bare Steel | 1972-03-13 | Unknown
600150 | 1 | [5 empty] | Removed from Ground | Diesel | 20000 | Composite | 1985-03-10 | Bare Steel
600150 | 1 |  |  | no |  | no | Removed from Ground | Diesel | 2000 |  | 1899-12-31 | Bare Steel
600150 | 2 | [5 empty] | Removed from Ground | Diesel | 20000 | Composite | 1985-03-10 | Bare Steel
600151 | 1 | Ball Float | 1997-02-20 |  | 1997-02-20 |  | Currently in Use | Gas (Historical Use) | 6000 | Steel-Impressed Current | 1969-03-14 | Double-Walled Fiberglass | Pressurized
600151 | 2 | Ball Float | 1997-02-20 | no | 1997-02-20 | no | Currently in Use | Gas (Historical Use) | 8000 | Steel-Impressed Current | 1969-03-14 | Double-Walled Fiberglass | Pressurized
600151 | 3 |  | 1997-02-20 |  | 1997-02-20 |  | Temporarily out of use | Diesel | 2000 | Steel-Impressed Current | 1969-03-14 | Double-Walled Fiberglass | Pressurized
600151 | 4 |  | 1997-02-20 |  | 1997-02-20 |  | Temporarily out of use | Diesel | 2000 | Steel-Impressed Current | 1969-03-14 | Double-Walled Fiberglass | Pressurized
600152 | 1 |  |  | yes |  | yes | Removed from Ground | Used Oil | 1000 | Bare Steel | 1979-03-12 | Galvanized Steel | Safe Suction (Euro)
600153 | 1 | [5 empty] | Removed from Ground | Gas (Historical Use) | 1000 | Bare Steel | 1970-03-14 | Galvanized Steel
600158 | 1 | [5 empty] | Removed from Ground | Diesel | 10000 | Bare Steel | 1966-03-12 | Bare Steel
600160 | 1 | [5 empty] | Removed from Ground | Diesel | 12000 | Marked Unknown | 1980-03-11 | Galvanized Steel | Safe Suction (Euro)
600160 | 2 | [5 empty] | Removed from Ground | Diesel | 12000 | Marked Unknown | 1980-03-11 | Galvanized Steel | Safe Suction (Euro)
600160 | 3 |  |  | yes |  | yes | Removed from Ground | Used Oil | 1000 | Not Marked/Unknown | 1998-09-01 | Not Marked
600160 | 4 | Ball Float | 1998-07-28 | no | 1998-07-28 | no | Currently in Use | Diesel | 10000 | Fiberglass | 1998-07-28 | Double-Walled Flex | Pressurized
600160 | 5 | Ball Float | 1998-07-28 | no | 1998-07-28 | no | Currently in Use | Diesel | 10000 | Fiberglass | 1998-07-28 | Double-Walled Flex | Pressurized
600161 | 1 | [5 empty] | Removed from Ground | Diesel | 10000 | Bare Steel | 1960-03-23 | Unknown
600161 | 2 | [5 empty] | Removed from Ground | Diesel | 10000 | Bare Steel | 1971-03-21 | Unknown
600161 | 3 | [5 empty] | Removed from Ground | Gas (Historical Use) | 10000 | Bare Steel | 1960-03-23 | Unknown
600161 | 4 |  |  | yes |  | yes | Removed from Ground | Used Oil | 500 | Bare Steel | 1960-03-23 | Unknown
600161 | 5 | Flapper Valve | 1997-08-01 |  | 1997-08-01 |  | Currently in Use | Diesel | 12000 | Fiberglass | 1989-04-04 | Fiberglass Reinforced Plastic | Pressurized
600161 | 6 | Flapper Valve | 1997-08-01 |  | 1997-08-01 |  | Currently in Use | Diesel | 10000 | Fiberglass | 1989-04-04 | Fiberglass Reinforced Plastic | Pressurized
600162 | 1 | [5 empty] | Removed from Ground | Diesel | 8000 | Bare Steel | 1975-03-17 | Galvanized Steel | Suction (American)
600162 | 2 | [5 empty] | Removed from Ground | Diesel | 8000 | Bare Steel | 1980-03-15 | Galvanized Steel | Suction (American)
600162 | 3 | Ball Float | 1995-02-14 |  | 1995-02-14 |  | Currently in Use | Diesel | 15000 | Fiberglass | 1995-02-14 | Fiberglass Reinforced Plastic | Pressurized
600162 | 4 |  |  | no |  | no | Removed from Ground | Gas (Historical Use) | 550 | Unknown | 1978-12-31 | Unknown
600163 | 1 | [5 empty] | Removed from Ground | Gas (Historical Use) | 6000 | Bare Steel | 1969-01-01 | Unknown
600163 | 2 | [5 empty] | Removed from Ground | Gas (Historical Use) | 10000 | Bare Steel | 1973-01-01 | Unknown
600163 | 3 |  |  | yes |  | yes | Removed from Ground | Used Oil | 500 | Bare Steel | 1969-01-01 | Unknown
600168 | 1 | [5 empty] | Removed from Ground | Gas (Historical Use) | 10000 | Bare Steel | 1975-08-26 | Bare Steel | Pressurized
600168 | 2 | [5 empty] | Removed from Ground | Gas (Historical Use) | 10000 | Bare Steel | 1975-08-26 | Bare Steel | Pressurized
600168 | 3 | [5 empty] | Removed from Ground | Diesel | 10000 | Bare Steel | 1975-08-26 | Bare Steel | Pressurized
600168 | RECLAIM | [5 empty] | Permanently Out of Use - historical purposes | Kerosene | 550 | Bare Steel | 1975-08-26 | Bare Steel | Safe Suction (Euro)
600169 | 1 |  | 1998-02-07 |  | 1998-02-07 |  | Removed from Ground | Gas (Historical Use) | 2000 | Tank Jacket | 1990-02-07 | Fiberglass Reinforced Plastic | Suction (American)
600169 | 2 |  | 1990-02-07 |  | 1990-02-07 |  | Removed from Ground | Diesel | 2000 | Tank Jacket | 1981-05-02 | Fiberglass Reinforced Plastic | Suction (American)
600169 | 3 | [5 empty] | Permanently Out of Use - historical purposes | Diesel | 1 | Bare Steel | 1984-05-01 | Galvanized Steel
600169 | 4 | [5 empty] | Closed in Ground | Empty | 1 | Bare Steel | 1984-04-15 | Galvanized Steel
600170 | 1 | [5 empty] | Removed from Ground | Gas (Historical Use) | 1000 | Bare Steel | 1982-04-02 | Galvanized Steel
600170 | 2 | [5 empty] | Removed from Ground | Diesel | 1000 | Bare Steel | 1982-04-02 | Galvanized Steel
600171 | 3 | [5 empty] | Removed from Ground | Diesel | 10000 | Not Marked/Unknown | 1993-02-23 | Not Marked
600171 | 4 | [5 empty] | Removed from Ground | Gas (Historical Use) | 6000 | Not Marked/Unknown | 1993-02-23 | Not Marked
600171 | 5 |  |  | yes |  | yes | Removed from Ground | Used Oil | 550 | Not Marked/Unknown | 1993-02-23 | Not Marked
600173 | 1 | [5 empty] | Removed from Ground | Gas (Historical Use) | 10000 | Bare Steel | 1976-05-10 | Galvanized Steel | Pressurized
600173 | 184965 A |  | 2013-08-28 |  | 2013-08-28 |  | Removed from Ground | Diesel | 10000 | Composite | 1992-03-10 | Fiberglass Reinforced Plastic | Safe Suction (Euro)
600173 | 184965 B |  | 2013-08-28 |  | 2013-08-28 |  | Removed from Ground | Gas (Historical Use) | 2000 | Composite | 1992-03-10 | Fiberglass Reinforced Plastic | Safe Suction (Euro)
600173 | 2 | [5 empty] | Removed from Ground | Diesel | 10000 | Bare Steel | 1974-05-11 | Galvanized Steel | Pressurized
600174 | 1 | [5 empty] | Removed from Ground | Gas (Historical Use) | 2000 | Marked Unknown | 1961-05-14 | Unknown
600178 | 1 |  |  | yes |  | yes | Removed from Ground | Used Oil | 550 | Bare Steel | 1963-05-14 | Galvanized Steel
600179 | 1 | [5 empty] | Removed from Ground | Hazardous Substance | 4000 | Not Marked/Unknown | 1987-01-01 | Not Marked
600179 | 2 | [5 empty] | Removed from Ground | Gas (Historical Use) | 4000 | Not Marked/Unknown | 1987-01-01 | Not Marked
600182 | 1 | [5 empty] | Removed from Ground | Diesel | 8000 | Bare Steel | 1982-05-09 | Galvanized Steel | Safe Suction (Euro)
600182 | 2 | [5 empty] | Removed from Ground | Gas (Historical Use) | 6000 | Bare Steel | 1982-05-09 | Galvanized Steel | Safe Suction (Euro)
600182 | 3 | [5 empty] | Removed from Ground | Gas (Historical Use) | 6000 | Bare Steel | 1982-05-09 | Galvanized Steel | Safe Suction (Euro)
600184 | 1 | [5 empty] | Removed from Ground | Gas (Historical Use) | 6500 | Bare Steel |  | Unknown | Suction (American)
600184 | 2 | [5 empty] | Removed from Ground | Diesel | 10000 | Bare Steel |  | Unknown | Suction (American)
600185 | 1 | [5 empty] | Removed from Ground | Gas (Historical Use) | 100000 | Cathodically Protected Steel | 1986-05-08 | Bare Steel
600185 | 2 | [5 empty] | Removed from Ground | Gas (Historical Use) | 10000 | Cathodically Protected Steel | 1986-05-08 | Bare Steel
600185 | 3 | [5 empty] | Removed from Ground | Gas (Historical Use) | 10000 | Cathodically Protected Steel | 1986-05-08 | Bare Steel
600185 | 4 | [5 empty] | Removed from Ground | Gas (Historical Use) | 10000 | Cathodically Protected Steel | 1986-05-08 | Bare Steel
600185 | 5 | [5 empty] | Removed from Ground | Gas (Historical Use) | 1 | Cathodically Protected Steel | 1986-05-08 | Bare Steel
600188 | 1 | [5 empty] | Removed from Ground | Gas (Historical Use) | 12000 | Cathodically Protected Steel | 1983-01-02 | Galvanized Steel
600190 | 1 | [5 empty] | Removed from Ground | Gas (Historical Use) | 6000 | Bare Steel | 1966-05-19 | Galvanized Steel
600190 | 2 | [5 empty] | Removed from Ground | Gas (Historical Use) | 6000 | Bare Steel | 1973-05-17 | Galvanized Steel
600190 | 3 |  |  | yes |  | yes | Removed from Ground | Used Oil | 50 | Bare Steel | 1966-05-14 | Galvanized Steel
600191 | 1 | [5 empty] | Removed from Ground | Diesel | 10000 | Marked Unknown |  | Unknown
600191 | 2 | [5 empty] | Removed from Ground | Gas (Historical Use) | 10000 | Marked Unknown |  | Unknown
600193 | 1 | [5 empty] | Removed from Ground | Diesel | 20000 | Bare Steel | 1989-01-01 | Bare Steel | Pressurized
600193 | 10 | Flapper Valve | 1999-12-09 | no | 1999-12-09 | no | Currently in Use | Diesel | 10000 | Composite Double Walled | 1999-12-09 | Double-Walled Flex | Safe Suction (Euro)
600193 | 2 | [5 empty] | Removed from Ground | Diesel | 20000 | Bare Steel | 1989-01-01 | Bare Steel | Pressurized
600193 | 3 | [5 empty] | Removed from Ground | Diesel | 10000 | Marked Unknown | 1993-02-08 | Unknown
600193 | 4 | [5 empty] | Removed from Ground | Other | 5000 | Marked Unknown | 1993-02-08 | Unknown
600193 | 5 |  |  | yes |  | yes | Removed from Ground | Used Oil | 5000 | Marked Unknown | 1993-02-08 | Unknown
600193 | 6 | [5 empty] | Removed from Ground | Empty | 0 | Marked Unknown | 1986-05-08 | Unknown
600193 | 7 | [5 empty] | Removed from Ground | Empty | 0 | Marked Unknown | 1986-05-08 | Unknown
600193 | 8 | [5 empty] | Removed from Ground | Empty | 0 | Marked Unknown | 1986-05-08 | Unknown
600193 | 9 | [5 empty] | Removed from Ground | Empty | 0 | Marked Unknown | 1986-05-08 | Unknown
600194 | 1 |  | 1999-11-08 |  | 1999-11-08 |  | Closed in Ground | Diesel | 3000 | Fiberglass | 1999-11-01 | Double Walled | Suction (American)
600194 | 2 |  | 1999-11-01 |  | 1999-11-01 |  | Closed in Ground | Diesel | 2000 | Fiberglass | 1999-11-01 | Double Walled | Suction (American)
600194 | 3 | Overfill Alarm | 1999-08-22 | no | 1999-08-22 | no | Currently in Use | Diesel | 6000 | Fiberglass Double Walled | 1999-08-22 | Double-Walled Fiberglass | Pressurized
600195 | 1 | [5 empty] | Removed from Ground | Empty | 275 | Marked Unknown | 1970-05-12 | Galvanized Steel
600195 | 2 | [5 empty] | Removed from Ground | Empty | 275 | Marked Unknown | 1970-05-12 | Galvanized Steel
600196 | 1 |  | 1998-12-07 |  | 1998-12-07 |  | Removed from Ground | Diesel | 4000 | Steel-Impressed Current | 1976-05-12 | Steel (Impressed Current) | Suction (American)
600196 | 2 |  | 1998-12-07 |  | 1998-12-07 |  | Removed from Ground | Gas (Historical Use) | 3000 | Steel-Impressed Current | 1971-05-12 | Steel (Impressed Current) | Suction (American)
600196 | 3 |  | 1998-12-07 |  | 1998-12-07 |  | Removed from Ground | Diesel | 2000 | Steel-Impressed Current | 1971-05-12 | Steel (Impressed Current) | Suction (American)
600198 | 1 | [5 empty] | Removed from Ground | Diesel | 500 | Bare Steel | 1975-05-04 | Galvanized Steel | Suction (American)
600198 | 2 | [5 empty] | Removed from Ground | Gas (Historical Use) | 10000 | Bare Steel | 1978-05-03 | Galvanized Steel
600198 | 3 | [5 empty] | Removed from Ground | Gas (Historical Use) | 10000 | Bare Steel | 1978-05-03 | Galvanized Steel
600198 | 4 |  |  | no |  | no | Removed from Ground | Used Oil | 550 | Unknown | 2003-04-30 | Unknown
600199 | 1 | [5 empty] | Removed from Ground | Other | 10000 | Fiberglass | 1984-01-02 | Bare Steel
600199 | 2 | [5 empty] | Removed from Ground | Gas (Historical Use) | 2000 | Fiberglass | 1975-01-04 | Bare Steel
600201 | 1 | [5 empty] | Removed from Ground | Gas (Historical Use) | 3000 | Cathodically Protected Steel | 1986-01-01 | Galvanized Steel
600201 | 2 | [5 empty] | Currently in Use | Diesel | 1000 | Marked Unknown | 1966-04-06 | Unknown
600202 | 1 | [5 empty] | Removed from Ground | Gas (Historical Use) | 10000 | Bare Steel | 1981-03-15 | Galvanized Steel
600202 | 2 | [5 empty] | Removed from Ground | Gas (Historical Use) | 10000 | Bare Steel | 1981-03-15 | Galvanized Steel
600202 | 3 | [5 empty] | Removed from Ground | Diesel | 10000 | Bare Steel | 1981-03-15 | Galvanized Steel
600202 | 4 | [5 empty] | Removed from Ground | Empty | 1000 | Bare Steel | 1951-03-23 | Unknown
600202 | 5 | [5 empty] | Removed from Ground | Empty | 500 | Bare Steel | 1971-03-18 | Galvanized Steel
600202 | 6 | [5 empty] | Removed from Ground | Diesel | 500 | Bare Steel | 1976-01-01 | Galvanized Steel
600202 | 7 |  | 1996-03-21 |  | 1996-03-21 |  | Temporarily out of use | Gas (Historical Use) | 10000 | Fiberglass | 1996-03-21 | Fiberglass Reinforced Plastic | Pressurized
600202 | 8 |  | 1996-03-21 |  | 1996-03-21 |  | Temporarily out of use | Diesel | 10000 | Fiberglass | 1996-03-21 | Fiberglass Reinforced Plastic | Pressurized
600203 | 1 | [5 empty] | Removed from Ground | Diesel | 500 | Marked Unknown |  | Unknown
600203 | 2 | [5 empty] | Removed from Ground | Gas (Historical Use) | 500 | Marked Unknown |  | Unknown
600206 | 1 |  |  | yes |  | yes | Removed from Ground | Used Oil | 5000 | Bare Steel | 1971-04-13 | Unknown
600206 | 10 | [5 empty] | Removed from Ground | Diesel | 30000 | Bare Steel | 1980-04-10 | Unknown
600206 | 11 | [5 empty] | Removed from Ground | Diesel | 30000 | Bare Steel | 1980-04-10 | Unknown
600206 | 12 | [5 empty] | Removed from Ground | Diesel | 30000 | Bare Steel | 1980-04-10 | Unknown
600206 | 13 | [5 empty] | Removed from Ground | Diesel | 1000 | Bare Steel | 1980-04-10 | Unknown
600206 | 14 | [5 empty] | Removed from Ground | Diesel | 5000 | Bare Steel | 1980-04-10 | Unknown
600206 | 2 | [5 empty] | Removed from Ground | Other | 10000 | Bare Steel | 1978-04-11 | Unknown
600206 | 3 | [5 empty] | Removed from Ground | Gas (Historical Use) | 10000 | Bare Steel | 1971-04-13 | Unknown
600206 | 4 | [5 empty] | Removed from Ground | Diesel | 20000 | Bare Steel | 1971-04-13 | Unknown
600206 | 5 | [5 empty] | Removed from Ground | Diesel | 30000 | Bare Steel | 1974-04-12 | Unknown
600206 | 6 | [5 empty] | Removed from Ground | Diesel | 30000 | Bare Steel | 1980-04-10 | Unknown
600206 | 7 | [5 empty] | Removed from Ground | Diesel | 30000 | Bare Steel | 1980-04-10 | Unknown
600206 | 8 | [5 empty] | Removed from Ground | Diesel | 30000 | Bare Steel | 1980-04-10 | Unknown
600206 | 9 | [5 empty] | Removed from Ground | Diesel | 30000 | Bare Steel | 1980-04-10 | Unknown
600207 | 1 | [5 empty] | Permanently Out of Use - historical purposes | Other | 500 | Bare Steel | 1974-04-12 | Galvanized Steel
600207 | 2 | [5 empty] | Permanently Out of Use - historical purposes | Other | 1000 | Bare Steel | 1974-04-12 | Galvanized Steel
600208 | 2 | [5 empty] | Removed from Ground | Gas (Historical Use) | 4000 | Bare Steel | 1974-04-13 | Galvanized Steel
600208 | 3 | [5 empty] | Removed from Ground | Gas (Historical Use) | 4000 | Cathodically Protected Steel | 1974-04-13 | Cathodically Protected
600208 | 4 |  |  | yes |  | yes | Removed from Ground | Used Oil | 550 | Cathodically Protected Steel | 1974-04-13 | Cathodically Protected
600208 | 5 | [5 empty] | Removed from Ground | Gas (Historical Use) | 550 | Cathodically Protected Steel | 1974-04-13 | Unknown
600208 | 6 | [5 empty] | Permanently Out of Use - historical purposes | Empty | 500 | Bare Steel | 1974-04-10 | Unknown
600208 | 7 |  | 1991-06-01 |  | 1991-06-01 |  | Closed in Ground | Gas (Historical Use) | 12000 | Double Walled | 1991-06-20 | Fiberglass Reinforced Plastic | Pressurized
600208 | 8 |  | 1991-06-01 |  | 1991-06-01 |  | Closed in Ground | Diesel | 12000 | Double Walled | 1991-06-20 | Fiberglass Reinforced Plastic | Pressurized
600210 | 3 | [5 empty] | Removed from Ground | Other | 1000 | Bare Steel | 1980-04-05 | Galvanized Steel
600210 | 4 |  |  | yes |  | yes | Removed from Ground | Used Oil | 1000 | Steel-Impressed Current | 1980-04-05 | Fiberglass Reinforced Plastic | Gravity Fed
600210 | 5 |  | 1993-01-01 |  | 1993-01-01 |  | Removed from Ground | Diesel | 12000 | Steel-Impressed Current | 1980-03-01 | Fiberglass Reinforced Plastic | Pressurized
600210 | 6 |  | 1993-01-01 |  | 1993-01-01 |  | Removed from Ground | Gas (Historical Use) | 12000 | Steel-Impressed Current | 1980-03-01 | Fiberglass Reinforced Plastic | Pressurized
600212 | 1 |  |  | yes |  | yes | Removed from Ground | Used Oil | 1000 | Bare Steel | 1957-04-11 | Galvanized Steel
600213 | 1 |  |  | yes |  | yes | Removed from Ground | Used Oil | 1000 | Bare Steel | 1965-04-09 | Galvanized Steel
600214 | 1 |  |  | yes |  | yes | Removed from Ground | Used Oil | 1000 | Bare Steel | 1963-04-10 | Galvanized Steel
600215 | 1 | [5 empty] | Removed from Ground | Gas (Historical Use) | 10000 | Bare Steel | 1956-04-02 | Galvanized Steel
600216 | 1 | [5 empty] | Removed from Ground | Gas (Historical Use) | 2000 | Bare Steel | 1976-03-28 | Bare Steel
600217 | 1 | [5 empty] | Removed from Ground | Kerosene | 2000 | Fiberglass | 1982-05-01 | Bare Steel
600218 | 1 | [5 empty] | Removed from Ground | Gas (Historical Use) | 10000 | Bare Steel | 1967-01-06 | Galvanized Steel
600218 | 2 | [5 empty] | Removed from Ground | Gas (Historical Use) | 10000 | Bare Steel | 1967-01-06 | Galvanized Steel
600218 | 3 | [5 empty] | Removed from Ground | Gas (Historical Use) | 1000 | Bare Steel | 1995-04-24 | Not Marked
600221 | 1 | [5 empty] | Removed from Ground | Diesel | 5000 | Bare Steel | 1980-01-02 | Not Marked
600222 | 1 | [5 empty] | Removed from Ground | Diesel | 10000 | Bare Steel | 1978-04-19 | Galvanized Steel | Safe Suction (Euro)
600222 | 2 | [5 empty] | Removed from Ground | Gas (Historical Use) | 2000 | Bare Steel | 1978-04-19 | Galvanized Steel | Safe Suction (Euro)
600223 | 1 | [5 empty] | Removed from Ground | Diesel | 12000 | Fiberglass | 1981-04-12 | Galvanized Steel
600223 | 2 | [5 empty] | Removed from Ground | Diesel | 12000 | Fiberglass | 1981-04-12 | Galvanized Steel
600223 | 3 | [5 empty] | Removed from Ground | Diesel | 12000 | Cathodically Protected Steel | 1966-04-16 | Galvanized Steel
600223 | 4 | [5 empty] | Removed from Ground | Diesel | 2000 | Cathodically Protected Steel | 1985-04-11 | Galvanized Steel
600223 | 5 | [5 empty] | Removed from Ground | Diesel | 20000 | Cathodically Protected Steel | 1985-04-11 | Galvanized Steel
600223 | 6 | [5 empty] | Removed from Ground | Diesel | 20000 | Cathodically Protected Steel | 1976-04-13 | Galvanized Steel
600223 | 7 | [5 empty] | Removed from Ground | Gas (Historical Use) | 10000 | Bare Steel | 1966-04-16 | Unknown
600223 | 8 | [5 empty] | Removed from Ground | Other | 6000 | Bare Steel | 1966-04-16 | Unknown
600223 | 9 |  |  | yes |  | yes | Removed from Ground | Used Oil | 500 | Bare Steel | 1966-04-16 | Unknown
600224 | 1 | [5 empty] | Removed from Ground | Diesel | 5000 | Marked Unknown | 1973-05-04 | Unknown
600224 | 2 | [5 empty] | Removed from Ground | Gas (Historical Use) | 5000 | Marked Unknown | 1973-05-04 | Unknown
600224 | 3 |  |  | no |  | no | Removed from Ground | Used Oil | 250 | Bare Steel | 2004-06-30 | Bare Steel
600225 | 1 | [5 empty] | Removed from Ground | Other | 2000 | Bare Steel | 1980-05-01 | Galvanized Steel | Pressurized
600225 | 10 | [5 empty] | Removed from Ground | Hazardous Substance | 2000 | Bare Steel | 1980-05-01 | Galvanized Steel | Pressurized
600225 | 11 | [5 empty] | Removed from Ground | Hazardous Substance | 2000 | Bare Steel | 1980-05-01 | Galvanized Steel | Pressurized
600225 | 12 | [5 empty] | Removed from Ground | Hazardous Substance | 2000 | Bare Steel | 1980-05-01 | Galvanized Steel | Pressurized
600225 | 2 | [5 empty] | Removed from Ground | Gas (Historical Use) | 2000 | Bare Steel | 1980-05-01 | Galvanized Steel | Pressurized
600225 | 3 | [5 empty] | Removed from Ground | Hazardous Substance | 2000 | Bare Steel | 1980-05-01 | Galvanized Steel | Pressurized
600225 | 4 | [5 empty] | Removed from Ground | Gas (Historical Use) | 2000 | Bare Steel | 1980-05-01 | Galvanized Steel | Pressurized
600225 | 5 | [5 empty] | Removed from Ground | Hazardous Substance | 2000 | Bare Steel | 1980-05-01 | Galvanized Steel | Pressurized
600225 | 6 | [5 empty] | Removed from Ground | Hazardous Substance | 2000 | Bare Steel | 1980-05-01 | Galvanized Steel | Pressurized
600225 | 7 | [5 empty] | Removed from Ground | Hazardous Substance | 2000 | Bare Steel | 1980-05-01 | Galvanized Steel | Pressurized
600225 | 8 | [5 empty] | Removed from Ground | Hazardous Substance | 2000 | Bare Steel | 1980-05-01 | Galvanized Steel | Pressurized
600225 | 9 | [5 empty] | Removed from Ground | Hazardous Substance | 2000 | Bare Steel | 1980-05-01 | Galvanized Steel | Pressurized
600226 | 1 | [5 empty] | Removed from Ground | Empty | 8000 | Bare Steel | 1965-05-05 | Galvanized Steel
600226 | 2 | [5 empty] | Removed from Ground | Empty | 10000 | Bare Steel | 1965-05-05 | Galvanized Steel
600226 | 3 | [5 empty] | Removed from Ground | Empty | 10000 | Bare Steel | 1965-05-05 | Galvanized Steel
600226 | 4 | [5 empty] | Removed from Ground | Empty | 12000 | Bare Steel | 1965-05-05 | Galvanized Steel
600226 | 5 |  |  | yes |  | yes | Removed from Ground | Empty | 3000 | Bare Steel | 1965-05-05 | Galvanized Steel
600226 | 6 |  |  | yes |  | yes | Removed from Ground | Empty | 1000 | Bare Steel | 1965-05-05 | Galvanized Steel
600227 | 1 | [5 empty] | Removed from Ground | Gas (Historical Use) | 10000 | Bare Steel | 1966-04-28 | Unknown
600227 | 2 | [5 empty] | Removed from Ground | Diesel | 20000 | Bare Steel | 1966-04-28 | Unknown
600227 | 3 | [5 empty] | Removed from Ground | Other | 10000 | Bare Steel | 1971-04-27 | Unknown
600228 | 1 | [5 empty] | Removed from Ground | Diesel | 10000 | Bare Steel | 1966-04-28 | Bare Steel
600228 | 2 | [5 empty] | Removed from Ground | Diesel | 10000 | Bare Steel | 1973-04-26 | Fiberglass Reinforced Plastic
600228 | 3 | [5 empty] | Permanently Out of Use - historical purposes | Empty | 700 | Bare Steel | 1959-04-30 | Unknown
600228 | 4 | [5 empty] | Removed from Ground | Diesel | 10000 | Cathodically Protected Steel | 1989-02-13 | Fiberglass Reinforced Plastic | Safe Suction (Euro)
600229 | 1 | [5 empty] | Removed from Ground | Gas (Historical Use) | 1000 | Bare Steel | 1961-05-05 | Unknown
600229 | 2 | [5 empty] | Removed from Ground | Diesel | 500 | Bare Steel | 1961-05-05 | Unknown
600230 | 1 | [5 empty] | Removed from Ground | Gas (Historical Use) | 1000 | Bare Steel | 1961-05-05 | Unknown
600230 | 2 | [5 empty] | Removed from Ground | Gas (Historical Use) | 1500 | Bare Steel | 1961-01-01 | Bare Steel
600230 | 3 | [5 empty] | Removed from Ground | Diesel | 300 | Bare Steel | 1961-01-01 | Bare Steel
600231 | 1 | [5 empty] | Removed from Ground | Gas (Historical Use) | 10000 | Bare Steel | 1978-05-01 | Galvanized Steel | Pressurized
600231 | 2 | [5 empty] | Removed from Ground | Gas (Historical Use) | 10000 | Bare Steel | 1978-05-01 | Galvanized Steel | Gravity Fed
600231 | 3 | [5 empty] | Removed from Ground | Gas (Historical Use) | 5000 | Bare Steel | 1978-05-01 | Galvanized Steel | Pressurized
600231 | 4 | [5 empty] | Removed from Ground | Gas (Historical Use) | 5000 | Bare Steel | 1978-05-01 | Galvanized Steel | Pressurized
600231 | 5 |  |  | yes |  | yes | Removed from Ground | Used Oil | 500 | Bare Steel | 1978-05-01 | Galvanized Steel | Pressurized
600231 | 6 | [5 empty] | Removed from Ground | Other | 1000 | Bare Steel | 1978-05-01 | Galvanized Steel | Pressurized
600231 | 7 | [5 empty] | Removed from Ground | Other | 1000 | Bare Steel | 1978-05-01 | Galvanized Steel | Pressurized
600231 | 8 |  | 1999-01-15 |  | 1999-01-15 |  | Currently in Use | Gas (Historical Use) | 10000 | Double Walled | 1999-01-06 | Fiberglass Reinforced Plastic | Pressurized
600231 | 9 |  | 1999-01-15 |  | 1999-01-15 |  | Currently in Use | Diesel | 10000 | Double Walled | 1999-01-06 | Fiberglass Reinforced Plastic | Pressurized
600232 | 3 | [5 empty] | Removed from Ground | Gas (Historical Use) | 10000 | Bare Steel | 1971-04-27 | Galvanized Steel
600232 | 3A | [5 empty] | Removed from Ground | Gas (Historical Use) | 10000 | Bare Steel | 1988-10-01 | Fiberglass Reinforced Plastic
600232 | 4 | [5 empty] | Removed from Ground | Diesel | 10000 | Bare Steel | 1974-04-26 | Galvanized Steel
600232 | 4A | [5 empty] | Removed from Ground | Diesel | 10000 | Bare Steel | 1988-10-01 | Fiberglass Reinforced Plastic
600232 | 5 | [5 empty] | Removed from Ground | Gas (Historical Use) | 4000 | Bare Steel | 1956-04-30 | Galvanized Steel
600233 | 1 | [5 empty] | Removed from Ground | Empty | 550 | Bare Steel | 1975-05-02 | Galvanized Steel | Safe Suction (Euro)
600234 | 1 | [5 empty] | Removed from Ground | Diesel | 2000 | Bare Steel | 1980-04-30 | Galvanized Steel | Safe Suction (Euro)
600234 | 2 | [5 empty] | Removed from Ground | Diesel | 3000 | Bare Steel | 1980-04-30 | Galvanized Steel
600235 | 1 | Flapper Valve | 1993-04-01 | no | 1993-04-01 | no | Currently in Use | Regular | 12000 |  | 1978-05-01 | Fiberglass Reinforced Plastic
600235 | 2 | Flapper Valve | 1993-04-01 | no | 1993-04-01 | no | Currently in Use | Regular | 12000 |  | 1993-04-01 | Fiberglass Reinforced Plastic
600235 | 3 | Flapper Valve | 1993-04-01 | no | 1993-04-01 | no | Currently in Use | Diesel | 12000 |  | 1993-04-01 | Fiberglass Reinforced Plastic
600238 | 1 |  |  | yes |  | yes | Removed from Ground | Used Oil | 560 | Bare Steel | 1951-05-10 | Galvanized Steel
600239 | 1 | [5 empty] | Removed from Ground | Gas (Historical Use) | 1000 | Bare Steel | 1966-04-05 | Unknown
600240 | 1 | [5 empty] | Removed from Ground | Diesel | 500 | Bare Steel | 1976-05-03 | Galvanized Steel
600240 | 2 | [5 empty] | Removed from Ground | Gas (Historical Use) | 1000 | Bare Steel | 1957-05-08 | Galvanized Steel
600240 | 3 |  |  | no |  | no | Removed from Ground | Used Oil | 1000 | Bare Steel | 2005-10-20 | Bare Steel
600245 | 1 | [5 empty] | Removed from Ground | Diesel | 5500 | Bare Steel | 1956-04-18 | Galvanized Steel
600245 | 2 | [5 empty] | Removed from Ground | Diesel | 6100 | Bare Steel | 1961-04-17 | Galvanized Steel
600245 | 3 | [5 empty] | Removed from Ground | Empty | 3000 | Bare Steel | 1974-04-14 | Galvanized Steel
600245 | 4 | [5 empty] | Removed from Ground | Empty | 3000 | Bare Steel | 1974-04-14 | Galvanized Steel
600246 | 1 | [5 empty] | Removed from Ground | Gas (Historical Use) | 10000 | Bare Steel | 1972-04-24 | Galvanized Steel
600246 | 2 | [5 empty] | Removed from Ground | Gas (Historical Use) | 10000 | Bare Steel | 1972-04-24 | Galvanized Steel
600246 | 3 | [5 empty] | Removed from Ground | Gas (Historical Use) | 10000 | Bare Steel | 1972-04-24 | Galvanized Steel
600246 | 4 | [5 empty] | Removed from Ground | Gas (Historical Use) | 12000 | Bare Steel | 1982-04-22 | Galvanized Steel
600246 | 5 | [5 empty] | Removed from Ground | Diesel | 6000 | Bare Steel | 1971-04-25 | Galvanized Steel
600246 | 6 | [5 empty] | Removed from Ground | Other | 300 | Bare Steel | 1972-04-24 | Galvanized Steel
600246 | 7 |  |  | yes |  | yes | Removed from Ground | Used Oil | 300 | Bare Steel | 1972-04-24 | Galvanized Steel
600247 | 1 | [5 empty] | Removed from Ground | Diesel | 10000 | Bare Steel | 1979-04-18 | Galvanized Steel
600247 | 2 | [5 empty] | Removed from Ground | Diesel | 6000 | Bare Steel | 1973-04-19 | Galvanized Steel
600247 | 3 | [5 empty] | Removed from Ground | Diesel | 8000 | Bare Steel | 1973-04-19 | Galvanized Steel
600248 | 1 | [5 empty] | Removed from Ground | Gas (Historical Use) | 1000 | Bare Steel | 1972-04-19 | Galvanized Steel
600248 | 2 | [5 empty] | Removed from Ground | Gas (Historical Use) | 1000 | Bare Steel | 1973-04-19 | Galvanized Steel
600248 | 3 | [5 empty] | Removed from Ground | Diesel | 280 | Bare Steel | 1975-04-19 | Galvanized Steel
600248 | 4 |  | 1993-04-01 |  | 1993-04-01 |  | Currently in Use | Gas (Historical Use) | 12000 | Double Walled | 1993-04-01 | Fiberglass Reinforced Plastic | Pressurized
600248 | 5 |  | 1993-04-01 |  | 1993-04-01 |  | Currently in Use | Diesel | 12000 | Double Walled | 1993-04-01 | Fiberglass Reinforced Plastic | Pressurized
600250 | 1 | [5 empty] | Removed from Ground | Gas (Historical Use) | 6000 | Bare Steel | 1968-04-19 | Bare Steel
600251 | 1 |  | 1998-06-01 |  | 1998-06-01 |  | Removed from Ground | Diesel | 12000 | Steel-Impressed Current | 1974-04-18 | Fiberglass Reinforced Plastic | Suction (American)
600251 | 2 |  | 1998-06-01 |  | 1998-06-01 |  | Removed from Ground | Diesel | 10000 | Steel-Impressed Current | 1974-04-18 | Fiberglass Reinforced Plastic | Suction (American)
600251 | 3 | [5 empty] | Removed from Ground | Empty | 8000 | Bare Steel | 1980-04-16 | Bare Steel | Safe Suction (Euro)
600251 | 4 |  | 1998-06-01 |  | 1998-06-01 |  | Removed from Ground | Gas (Historical Use) | 10000 | Steel-Impressed Current | 1980-04-16 | Fiberglass Reinforced Plastic | Suction (American)
600251 | 5 | [5 empty] | Removed from Ground | Empty | 2000 | Bare Steel | 1984-04-15 | Bare Steel | Safe Suction (Euro)
600251 | 6 |  |  | yes |  | yes | Closed in Ground | Used Oil | 500 | Bare Steel | 1974-04-18 | Bare Steel | Gravity Fed
600252 | 1 | [5 empty] | Removed from Ground | Diesel | 12000 | Bare Steel | 1979-04-17 | Bare Steel
600252 | 10 |  |  | yes |  | yes | Removed from Ground | Used Oil | 1000 | Not Marked/Unknown | 1998-02-12 | Not Marked
600252 | 2 | [5 empty] | Removed from Ground | Diesel | 12000 | Bare Steel | 1979-04-17 | Bare Steel
600252 | 3 | [5 empty] | Removed from Ground | Gas (Historical Use) | 8000 | Bare Steel | 1968-04-19 | Bare Steel
600252 | 4 | [5 empty] | Removed from Ground | Gas (Historical Use) | 8000 | Bare Steel | 1968-04-19 | Bare Steel
600252 | 5 |  | 1995-08-15 |  | 1995-08-15 |  | Currently in Use | Diesel | 12000 | Double Walled | 1995-08-15 | Fiberglass Reinforced Plastic | Pressurized
600252 | 6 |  | 1995-08-15 |  | 1995-08-15 |  | Currently in Use | Diesel | 12000 | Composite Double Walled | 1995-08-15 | Fiberglass Reinforced Plastic | Pressurized
600252 | 7 |  | 1995-08-15 |  | 1995-08-15 |  | Currently in Use | Diesel | 12000 | Composite Double Walled | 1995-08-15 | Fiberglass Reinforced Plastic | Pressurized
600252 | 8 |  | 1995-08-15 |  | 1995-08-15 |  | Currently in Use | Gas (Historical Use) | 10000 | Composite Double Walled | 1995-08-15 | Fiberglass Reinforced Plastic | Pressurized
600252 | 9 |  | 1995-08-15 | yes | 1995-08-15 | yes | Currently in Use | Used Oil | 2000 | Composite Double Walled | 1998-02-01 | Fiberglass Reinforced Plastic | Gravity Fed
600253 | 1 |  | 1995-07-24 |  | 1995-07-24 |  | Currently in Use | Diesel | 8000 | Fiberglass Double Walled | 1995-06-26 | Fiberglass Reinforced Plastic | Pressurized
600253 | 2 |  | 1995-07-24 |  | 1995-07-24 |  | Currently in Use | Gas (Historical Use) | 6000 | Fiberglass Double Walled | 1995-06-26 | Bare Steel | Safe Suction (Euro)
600255 | 1 | [5 empty] | Removed from Ground | Other | 6000 | Bare Steel | 1982-04-15 | Bare Steel
600255 | 2 | [5 empty] | Removed from Ground | Other | 6000 | Bare Steel | 1982-04-15 | Bare Steel
600255 | 3 | [5 empty] | Removed from Ground | Other | 6000 | Bare Steel | 1982-04-15 | Bare Steel
600255 | 4 | [5 empty] | Removed from Ground | Other | 6000 | Bare Steel | 1982-04-15 | Bare Steel
600255 | 5 | [5 empty] | Removed from Ground | Other | 6000 | Bare Steel | 1982-04-15 | Bare Steel
600255 | 6 | [5 empty] | Removed from Ground | Diesel | 10000 | Bare Steel | 1979-04-16 | Bare Steel
600256 | 1 | [5 empty] | Removed from Ground | Diesel | 20000 | Marked Unknown |  | Unknown
600256 | 2 | [5 empty] | Removed from Ground | Diesel | 20000 | Marked Unknown |  | Unknown
600256 | 3 | [5 empty] | Removed from Ground | Diesel | 10000 | Marked Unknown |  | Unknown
600256 | 4 | [5 empty] | Removed from Ground | Gas (Historical Use) | 10000 | Marked Unknown |  | Unknown
600258 | 1 | [5 empty] | Removed from Ground | Other | 2000 | Bare Steel | 1972-04-18 | Galvanized Steel | Suction (American)
600258 | 10 | [5 empty] | Removed from Ground | Diesel | 10000 | Cathodically Protected Steel | 1977-04-17 | Galvanized Steel | Pressurized
600258 | 11 |  |  | yes |  | yes | Closed in Ground | Used Oil | 5000 | Bare Steel | 1972-04-18 | Galvanized Steel
600258 | 12 |  |  | yes |  | yes | Removed from Ground | Used Oil | 2500 | Fiberglass Double Walled | 1991-02-26 | Fiberglass Reinforced Plastic
600258 | 13 |  |  | no |  | no | Removed from Ground |  | 8000 | Fiberglass Double Walled | 1991-09-04 | Fiberglass Reinforced Plastic | Suction (American)
600258 | 15 |  | 1992-06-01 | no | 1992-06-01 | no | Removed from Ground | Diesel | 20000 | Fiberglass Double Walled | 1992-06-01 | Fiberglass Reinforced Plastic | Pressurized
600258 | 16 |  | 1992-06-01 | no | 1992-06-01 | no | Removed from Ground | Diesel | 20000 | Fiberglass Double Walled | 1992-06-01 | Fiberglass Reinforced Plastic | Pressurized
600258 | 2 | [5 empty] | Removed from Ground | Other | 3000 | Bare Steel | 1972-04-18 | Galvanized Steel
600258 | 3 | [5 empty] | Removed from Ground | Other | 3000 | Bare Steel | 1972-04-18 | Galvanized Steel
600258 | 4 | [5 empty] | Removed from Ground | Other | 5000 | Bare Steel | 1972-04-18 | Galvanized Steel
600258 | 5 | [5 empty] | Removed from Ground | Other | 8000 | Bare Steel | 1972-04-18 | Galvanized Steel
600258 | 6 | [5 empty] | Removed from Ground | Diesel | 12000 | Bare Steel | 1972-04-18 | Galvanized Steel
600258 | 7 | [5 empty] | Removed from Ground | Other | 750 | Bare Steel | 1972-04-18 | Galvanized Steel
600258 | 8 | [5 empty] | Removed from Ground | Diesel | 18000 | Bare Steel | 1972-04-18 | Galvanized Steel
600258 | 9 | [5 empty] | Removed from Ground | Diesel | 12000 | Cathodically Protected Steel | 1977-04-17 | Galvanized Steel
600259 | 1 | [5 empty] | Removed from Ground | Empty | 8000 | Bare Steel | 1989-10-15 | Unknown
600259 | 2 | [5 empty] | Removed from Ground | Gas (Historical Use) | 8000 | Bare Steel | 1989-10-15 | Unknown
60026 | 1 | [5 empty] | Removed from Ground | Gas (Historical Use) | 1000 | Bare Steel | 1986-05-28 | Galvanized Steel
60026 | 2 | [5 empty] | Removed from Ground | Gas (Historical Use) | 1000 | Bare Steel | 1986-05-28 | Galvanized Steel
600260 | 1 | [5 empty] | Removed from Ground | Empty | 20000 | Bare Steel | 1973-03-27 | Unknown
600260 | 2 | [5 empty] | Removed from Ground | Empty | 1500 | Bare Steel | 1973-04-07 | Galvanized Steel
600261 | 1 | [5 empty] | Currently in Use | Diesel | 10000 | Bare Steel | 1976-03-26 | Unknown
600261 | 2 | [5 empty] | Currently in Use | Diesel | 10000 | Bare Steel | 1976-03-26 | Unknown
600261 | 3 | [5 empty] | Currently in Use | Gas (Historical Use) | 1000 | Bare Steel | 1976-03-26 | Unknown
600261 | 4 | [5 empty] | Currently in Use | Diesel | 10000 | Composite | 1989-11-29 | Galvanized Steel
600261 | 5 | [5 empty] | Currently in Use | Diesel | 10000 | Composite | 1989-11-29 | Galvanized Steel
600262 | 1 | [5 empty] | Removed from Ground | Diesel | 8000 | Not Marked/Unknown | 1961-03-27 | Not Marked
600262 | 2 |  | 1989-10-31 |  | 470805 |  | Removed from Ground | Diesel | 10000 | Cathodically Protected Steel | 1973-03-24 | Galvanized Steel
600262 | 3 | [5 empty] | Removed from Ground | Diesel | 10000 | Not Marked/Unknown | 1978-03-23 | Not Marked
600262 | 4 |  |  | yes |  | yes | Removed from Ground | Diesel | 10000 | Marked Unknown |  | Unknown
600262 | 5 |  |  | no |  | no | Removed from Ground | Diesel | 8000 | Unknown | 2003-06-11 | Unknown
600262 | 6 |  |  | no |  | no | Removed from Ground | Used Oil | 500 | Unknown | 2003-06-11
600262 | 7 |  |  | no |  | no | Removed from Ground | Diesel | 10000 | Bare Steel | 2003-07-31 | Unknown
600263 | 1 |  | 1997-09-30 |  | 1997-03-08 |  | Currently in Use | Diesel | 30000 | Galvanic (STIP-3) | 1956-03-28 | Cathodically Protected | Suction (American)
600263 | 2 | Overfill Alarm | 1997-09-30 |  | 1997-03-08 |  | Currently in Use | Diesel | 30000 | Galvanic (STIP-3) | 1956-03-28 | Cathodically Protected | Suction (American)
600263 | 3 | [5 empty] | Closed in Ground | Empty | 35 | Bare Steel | 1956-03-28 | Bare Steel
600263 | 4 | Overfill Alarm | 1997-09-30 |  | 1997-03-08 |  | Currently in Use | Diesel | 30000 | Galvanic (STIP-3) | 1956-03-28 | Cathodically Protected | Suction (American)
600263 | 5 | Overfill Alarm | 1997-09-30 | no | 1997-03-08 | no | Currently in Use | Diesel | 1000 | Galvanic (STIP-3) | 1956-03-28 | Cathodically Protected | Suction (American)
600263 | 6 | Overfill Alarm | 1997-09-30 | no | 1997-03-08 | no | Currently in Use | Diesel | 30000 | Galvanic (STIP-3) | 1956-03-28 | Cathodically Protected | Suction (American)
600266 | 1 |  | 1996-03-08 |  | 1996-03-08 |  | Removed from Ground | Diesel | 3000 | Steel-Impressed Current | 1984-03-21 | Cathodically Protected | Suction (American)
600266 | 2 |  | 2009-07-06 | no | 2009-07-06 | no | Currently in Use | Diesel | 10000 | Fiberglass Double Walled | 2009-01-01 | Fiberglass Reinforced Plastic | Suction (American)
600267 | 1 | [5 empty] | Removed from Ground | Gas (Historical Use) | 1000 | Bare Steel | 1972-01-05 | Galvanized Steel
600267 | 2 | [5 empty] | Removed from Ground | Diesel | 2000 | Bare Steel | 1972-01-05 | Galvanized Steel
600267 | 3 | [5 empty] | Removed from Ground | Diesel | 2000 | Bare Steel | 1972-01-05 | Galvanized Steel
600267 | 4 |  |  | yes |  | yes | Removed from Ground | Used Oil | 500 | Not Marked/Unknown | 1996-06-16 | Not Marked
600268 | 1 | [5 empty] | Removed from Ground | Other | 6000 | Bare Steel | 1968-03-23 | Galvanized Steel
600268 | 2 |  |  | yes |  | yes | Removed from Ground | Used Oil | 1000 | Bare Steel | 1968-03-23 | Galvanized Steel
600272 | 1 | [5 empty] | Removed from Ground | Other | 8000 | Bare Steel | 1981-03-18 | Galvanized Steel | Safe Suction (Euro)
600273 | 1 | [5 empty] | Removed from Ground | Gas (Historical Use) | 10134 | Bare Steel | 1966-03-22 | Galvanized Steel
600273 | 2 | [5 empty] | Removed from Ground | Gas (Historical Use) | 3008 | Bare Steel | 1966-03-22 | Galvanized Steel
600273 | 3 | [5 empty] | Removed from Ground | Gas (Historical Use) | 3008 | Bare Steel | 1966-03-22 | Galvanized Steel
600273 | 4 | [5 empty] | Removed from Ground | Diesel | 10205 | Bare Steel | 1979-03-19 | Galvanized Steel
600273 | 5 | [5 empty] | Removed from Ground | Other | 2005 | Bare Steel | 1956-03-24 | Galvanized Steel
600273 | 6 | [5 empty] | Removed from Ground | Gas (Historical Use) | 2005 | Bare Steel | 1956-03-24 | Galvanized Steel
600274 | 1 |  |  | no |  | no | Removed from Ground |  | 1011 | Bare Steel | 1965-03-23 | Galvanized Steel
600274 | 2 |  |  | no |  | no | Removed from Ground |  | 1011 | Bare Steel | 1965-03-23 | Galvanized Steel
600274 | 3 |  |  | no |  | no | Removed from Ground | Empty | 1011 | Bare Steel | 1965-03-23 | Galvanized Steel
600274 | 4 |  |  | no |  | no | Removed from Ground | Empty | 1011 | Bare Steel | 1965-03-23 | Galvanized Steel
600274 | 5 | Ball Float | 2011-12-01 | no | 2011-12-01 | no | Currently in Use | Regular | 10000 | Tank Jacket | 2011-12-01 | Double-Walled Fiberglass | Pressurized
600274 | 6 | Ball Float | 2011-12-01 | no | 2011-12-01 | no | Currently in Use | Diesel | 5000 | Tank Jacket | 2011-12-01 | Double-Walled Fiberglass | Pressurized
600274 | 7 |  |  | no |  | no | Removed from Ground | Used Oil | 1000 | Bare Steel | 2015-09-08 | Bare Steel
600275 | 1 | [5 empty] | Removed from Ground | Diesel | 260 | Bare Steel | 1981-05-08 | Bare Steel
600275 | 2 | [5 empty] | Removed from Ground | Diesel | 150 | Bare Steel | 1983-05-08 | Bare Steel
600276 | 1 | [5 empty] | Removed from Ground | Empty | 1000 | Bare Steel | 1976-05-09 | Unknown
600278 | 1 | [5 empty] | Closed in Ground | Other | 3000 | Bare Steel | 1976-05-08 | Galvanized Steel
600278 | 2 | [5 empty] | Closed in Ground | Kerosene | 3000 | Bare Steel | 1976-05-08 | Galvanized Steel
600278 | 3 | [5 empty] | Closed in Ground | Other | 3000 | Bare Steel | 1976-05-08 | Galvanized Steel
600278 | 4 | [5 empty] | Closed in Ground | Hazardous Substance | 3000 | Bare Steel | 1976-05-08 | Galvanized Steel
600278 | 5 | [5 empty] | Closed in Ground | Hazardous Substance | 3000 | Bare Steel | 1976-05-08 | Galvanized Steel
600278 | 6 | [5 empty] | Closed in Ground | Other | 3000 | Bare Steel | 1976-05-08 | Galvanized Steel
600278 | 7 | [5 empty] | Closed in Ground | Hazardous Substance | 3000 | Bare Steel | 1976-05-08 | Galvanized Steel
600278 | 8 | [5 empty] | Closed in Ground | Other | 3000 | Bare Steel | 1976-05-08 | Galvanized Steel
600278 | 9 | [5 empty] | Closed in Ground | Gas (Historical Use) | 3000 | Bare Steel | 1973-01-04 | Galvanized Steel
600279 | 1 | [5 empty] | Removed from Ground | Gas (Historical Use) | 10000 | Bare Steel | 1974-05-10 | Galvanized Steel
600281 | 5 | Flapper Valve | 1999-03-30 |  | 1999-03-30 |  | Currently in Use | Diesel | 20000 | Fiberglass Double Walled | 1999-03-30 | Fiberglass Reinforced Plastic | Pressurized
600281 | 6 | [5 empty] | Removed from Ground | Empty | 6000 | Bare Steel | 1971-05-11 | Unknown
600281 | 7 | Flapper Valve | 1999-03-30 |  | 1999-03-30 |  | Currently in Use | Gas (Historical Use) | 12000 | Fiberglass Double Walled | 1999-03-30 | Fiberglass Reinforced Plastic | Pressurized
600281 | 8 | Flapper Valve | 1999-03-30 | yes | 1999-03-30 | yes | Currently in Use | Used Oil | 1000 | Fiberglass Double Walled | 1999-03-30 | Fiberglass Reinforced Plastic | Gravity Fed
600281 | DIESEL | [5 empty] | Removed from Ground | Diesel | 20000 | Cathodically Protected Steel | 1985-05-07 | Cathodically Protected
600281 | OIL | [5 empty] | Removed from Ground | Other | 3000 | Bare Steel | 1971-05-11 | Unknown
600281 | REG | [5 empty] | Removed from Ground | Gas (Historical Use) | 6000 | Bare Steel | 1971-05-11 | Unknown
600281 | UNL | [5 empty] | Removed from Ground | Gas (Historical Use) | 6000 | Bare Steel | 1971-05-11 | Unknown
600281 | WASTE |  |  | yes |  | yes | Removed from Ground | Used Oil | 500 | Bare Steel | 1971-05-11 | Unknown
600284 | 1 | [5 empty] | Removed from Ground | Gas (Historical Use) | 12000 | Cathodically Protected Steel | 1985-05-07 | Cathodically Protected
600284 | 2 | [5 empty] | Removed from Ground | Gas (Historical Use) | 1000 | Bare Steel | 1966-05-12 | Unknown
600284 | 3 | [5 empty] | Removed from Ground | Gas (Historical Use) | 12000 | Cathodically Protected Steel | 1985-05-07 | Cathodically Protected
600284 | 4 | [5 empty] | Removed from Ground | Empty | 5000 | Bare Steel | 1966-05-12 | Unknown
600284 | 5 | [5 empty] | Removed from Ground | Empty | 6000 | Bare Steel | 1966-05-12 | Unknown
600284 | 6 |  |  | yes |  | yes | Removed from Ground | Used Oil | 500 | Bare Steel | 1966-05-12 | Unknown
600284 | 7 | [5 empty] | Removed from Ground | Other | 1000 | Bare Steel | 1966-05-12 | Unknown
600284 | 8 | Ball Float | 1998-06-28 |  | 1998-06-28 |  | Currently in Use | Diesel | 12000 | Fiberglass | 1998-06-28 | Fiberglass Reinforced Plastic | Pressurized
600284 | 9 | Ball Float | 1998-06-28 |  | 1998-06-28 |  | Currently in Use | Gas (Historical Use) | 12000 | Fiberglass | 1998-06-28 | Fiberglass Reinforced Plastic | Pressurized
600285 | 1 | [5 empty] | Removed from Ground | Gas (Historical Use) | 6000 | Bare Steel | 1971-05-11 | Unknown
600285 | 10 |  | 2014-04-23 | no | 1999-04-30 | no | Currently in Use | New Oil | 3000 | Fiberglass Double Walled | 1999-04-03 | Double-Walled Fiberglass | Safe Suction (Euro)
600285 | 2 | [5 empty] | Removed from Ground | Gas (Historical Use) | 6000 | Bare Steel | 1971-05-11 | Unknown
600285 | 3 | [5 empty] | Removed from Ground | Diesel | 20000 | Cathodically Protected Steel | 1985-05-07 | Cathodically Protected
600285 | 4 | [5 empty] | Removed from Ground | Other | 3000 | Bare Steel | 1985-05-07 | Unknown
600285 | 5 | [5 empty] | Removed from Ground | Gas (Historical Use) | 500 | Bare Steel | 1971-05-11 | Unknown
600285 | 6 | [5 empty] | Removed from Ground | Other | 3000 | Bare Steel | 1985-05-08 | Unknown
600285 | 7 | Ball Float | 1999-04-30 |  | 2014-08-20 |  | Currently in Use | Diesel | 20000 | Fiberglass Double Walled | 1999-04-30 | Double-Walled Fiberglass | Pressurized
600285 | 8 | Ball Float | 2014-04-23 |  | 1999-04-30 |  | Currently in Use | Gas (Historical Use) | 12000 | Fiberglass Double Walled | 1999-04-30 | Double-Walled Fiberglass | Pressurized
600285 | 9 | Ball Float | 2013-04-17 |  | 1999-04-30 |  | Currently in Use | Other | 3000 | Fiberglass Double Walled | 1999-04-30 | Double-Walled Fiberglass | Gravity Fed
600286 | 1 | [5 empty] | Removed from Ground | Gas (Historical Use) | 6000 | Bare Steel | 1971-05-11 | Unknown
600286 | 2 | [5 empty] | Removed from Ground | Gas (Historical Use) | 6000 | Bare Steel | 1971-05-11 | Unknown
600286 | 3 | [5 empty] | Removed from Ground | Diesel | 20000 | Cathodically Protected Steel | 1985-05-07 | Cathodically Protected
600286 | 4 |  |  | yes |  | yes | Removed from Ground | Used Oil | 3000 | Bare Steel | 1971-05-11 | Unknown
600287 | 1 |  | 1994-12-17 |  | 1994-12-17 |  | Removed from Ground | Gas (Historical Use) | 10000 | Fiberglass | 1985-12-06 | Fiberglass Reinforced Plastic | Pressurized
600287 | 2 |  |  | yes |  | yes | Removed from Ground | Used Oil | 500 | Fiberglass | 1985-05-07 | Fiberglass Reinforced Plastic
600288 | 1 | [5 empty] | Removed from Ground | Gas (Historical Use) | 1000 | Bare Steel | 1959-05-13 | Galvanized Steel | Safe Suction (Euro)
600288 | 2 |  |  | yes |  | yes | Removed from Ground | Used Oil | 250 | Bare Steel | 1959-05-13 | Bare Steel
600288 | 3 | [5 empty] | Removed from Ground | Gas (Historical Use) | 1000 | Epoxy | 1995-10-10 | Galvanized Steel | Safe Suction (Euro)
600288 | 4 | [5 empty] | Removed from Ground | Gas (Historical Use) | 1000 | Epoxy | 1995-10-10 | Galvanized Steel | Safe Suction (Euro)
600288 | 5 | [5 empty] | Removed from Ground | Gas (Historical Use) | 1000 | Epoxy | 1995-10-10 | Galvanized Steel | Safe Suction (Euro)
600289 | 1 | [5 empty] | Removed from Ground | Gas (Historical Use) | 8100 | Bare Steel | 1956-05-15 | Bare Steel
600289 | 2 | [5 empty] | Removed from Ground | Gas (Historical Use) | 3000 | Bare Steel | 1956-05-15 | Bare Steel
600289 | 3 | [5 empty] | Removed from Ground | Diesel | 10000 | Bare Steel | 1956-05-15 | Bare Steel
600291 | 1 | [5 empty] | Permanently Out of Use - historical purposes | Other | 6000 | Bare Steel | 1970-05-12 | Bare Steel
600291 | 16 | [5 empty] | Closed in Ground | Hazardous Substance | 6000 | Bare Steel | 1970-05-12 | Bare Steel
600291 | 17 | [5 empty] | Removed from Ground | Hazardous Substance | 6000 | Bare Steel | 1970-05-12 | Bare Steel
600291 | 18 | [5 empty] | Removed from Ground | Other | 6000 | Bare Steel | 1970-05-12 | Bare Steel
600291 | 2 | [5 empty] | Permanently Out of Use - historical purposes | Other | 6000 | Bare Steel | 1970-05-12 | Galvanized Steel
600291 | 3 | [5 empty] | Permanently Out of Use - historical purposes | Empty | 6000 | Bare Steel | 1970-05-12 | Bare Steel
600291 | 30 | [5 empty] | Closed in Ground | Other | 6000 | Bare Steel | 1970-01-01 | Bare Steel
600291 | 31 | [5 empty] | Removed from Ground | Other | 6000 | Bare Steel | 1970-01-01 | Bare Steel
600291 | 65 | [5 empty] | Removed from Ground | Other | 6000 | Bare Steel | 1970-01-01 | Galvanized Steel
600296 | 1 | [5 empty] | Removed from Ground | Gas (Historical Use) | 8000 | Bare Steel | 1993-01-01 | Bare Steel
600298 | 1 | [5 empty] | Removed from Ground | Diesel | 1000 | Fiberglass | 1978-03-08 | Copper | Suction (American)
600298 | 2 |  | 1994-01-24 |  | 1994-01-24 |  | Removed from Ground | Diesel | 1000 | Double Walled | 1994-01-24 | Flex | Suction (American)
600299 | 1 |  |  | yes |  | yes | Removed from Ground | Used Oil | 500 | Bare Steel | 1989-03-01 | Galvanized Steel
600299 | 2 | [5 empty] | Removed from Ground | Gas (Historical Use) | 2000 | Bare Steel | 1989-03-01 | Galvanized Steel
600299 | 3 | [5 empty] | Removed from Ground | Gas (Historical Use) | 10000 | Bare Steel | 1989-03-01 | Galvanized Steel
600299 | 4 | [5 empty] | Removed from Ground | Empty | 20000 | Bare Steel | 1989-03-01 | Galvanized Steel
600299 | 5 | [5 empty] | Removed from Ground | Diesel | 10000 | Bare Steel | 1989-03-01 | Galvanized Steel
600299 | 6 | [5 empty] | Removed from Ground | Gas (Historical Use) | 10000 | Bare Steel | 1989-03-01 | Galvanized Steel
600299 | 7 | Overfill Alarm | 1989-03-01 |  | 1989-03-01 |  | Currently in Use | Diesel | 10000 | Fiberglass | 1989-03-01 | Fiberglass Reinforced Plastic | Pressurized
600299 | 8 | Overfill Alarm | 1989-03-01 |  | 1989-03-01 |  | Currently in Use | Diesel | 10000 | Fiberglass | 1989-03-01 | Fiberglass Reinforced Plastic | Pressurized
600301 | 1 | Flapper Valve | 1991-10-16 |  | 1991-10-16 |  | Removed from Ground | Diesel | 10000 | Steel-Impressed Current | 1978-03-29 | Galvanized Steel | Suction (American)
600301 | 2 | Flapper Valve | 1991-10-16 |  | 1991-10-16 |  | Removed from Ground | Gas (Historical Use) | 2000 | Steel-Impressed Current | 1978-03-29 | Galvanized Steel | Suction (American)
600302 | 1 | [5 empty] | Removed from Ground | Gas (Historical Use) | 4000 | Bare Steel | 1980-03-07 | Galvanized Steel
600302 | 2 | [5 empty] | Removed from Ground | Diesel | 1000 | Bare Steel | 1984-03-06 | Galvanized Steel
600303 | 1 | [5 empty] | Removed from Ground | Gas (Historical Use) | 8000 | Marked Unknown | 1966-04-01 | Unknown
600303 | 2 | [5 empty] | Removed from Ground | Gas (Historical Use) | 10000 | Marked Unknown | 1966-04-01 | Unknown
600303 | 3 | [5 empty] | Removed from Ground | Gas (Historical Use) | 10000 | Marked Unknown | 1966-04-01 | Unknown
600303 | 4 | [5 empty] | Removed from Ground | Gas (Historical Use) | 4000 | Marked Unknown | 1966-04-01 | Unknown
600303 | 5 |  | 1989-07-06 |  | 1989-07-06 |  | Currently in Use | Gas (Historical Use) | 8000 | Fiberglass | 1989-07-06 | Cathodically Protected | Pressurized
600304 | 1 | [5 empty] | Removed from Ground | Gas (Historical Use) | 0 | Composite | 1971-03-31 | Galvanized Steel
600305 | 1 |  |  | yes |  | yes | Removed from Ground | Used Oil | 450 | Bare Steel | 1966-04-07 | Bare Steel | Gravity Fed
600307 | 1 | [5 empty] | Removed from Ground | Diesel | 6000 | Bare Steel | 1985-04-17 | Galvanized Steel
600307 | 2 | [5 empty] | Removed from Ground | Diesel | 6000 | Bare Steel | 1985-04-17 | Galvanized Steel
600307 | 3 | [5 empty] | Closed in Ground | Other | 5000 | Bare Steel | 1971-04-21 | Unknown
600307 | 4 |  |  | yes |  | yes | Removed from Ground | Used Oil | 1000 | Bare Steel | 1971-04-21 | Galvanized Steel
600307 | 5 | [5 empty] | Removed from Ground | Diesel | 10000 | Bare Steel | 1991-12-20 | Unknown
600308 | 1 | [5 empty] | Removed from Ground | Gas (Historical Use) | 10000 | Bare Steel | 1978-04-13 | Galvanized Steel
600309 | 1 | [5 empty] | Removed from Ground | Other | 5000 | Cathodically Protected Steel | 1985-05-05 | Galvanized Steel | Suction (American)
600309 | 2 | [5 empty] | Removed from Ground | Other | 3000 | Cathodically Protected Steel | 1985-05-05 | Galvanized Steel | Suction (American)
600309 | 3 |  |  | yes |  | yes | Removed from Ground | Used Oil | 2000 | Cathodically Protected Steel | 1985-05-05 | Galvanized Steel | Suction (American)
600310 | 1 | [5 empty] | Removed from Ground | Gas (Historical Use) | 12000 | Bare Steel | 1979-05-10 | Bare Steel
600310 | 10 | [5 empty] | Removed from Ground | Other | 1000 | Bare Steel | 1979-05-10 | Bare Steel | Suction (American)
600310 | 11 | [5 empty] | Removed from Ground | Gas (Historical Use) | 1000 | Bare Steel | 1979-05-10 | Bare Steel
600310 | 137688 |  | 1989-09-01 |  | 1989-09-01 |  | Removed from Ground | Gas (Historical Use) | 12000 | Cathodically Protected Steel | 1989-09-01 | Fiberglass Reinforced Plastic | Pressurized
600310 | 154124 |  | 1989-09-01 |  | 1989-09-01 |  | Removed from Ground | Gas (Historical Use) | 12000 | Cathodically Protected Steel | 1989-09-01 | Fiberglass Reinforced Plastic | Pressurized
600310 | 154125 |  | 1989-09-01 |  | 1989-09-01 |  | Removed from Ground | Gas (Historical Use) | 12000 | Cathodically Protected Steel | 1989-09-01 | Fiberglass Reinforced Plastic | Pressurized
600310 | 2 | [5 empty] | Removed from Ground | Gas (Historical Use) | 12000 | Bare Steel | 1979-05-10 | Bare Steel
600310 | 3 | [5 empty] | Removed from Ground | Gas (Historical Use) | 12000 | Bare Steel | 1979-05-10 | Bare Steel
600310 | 4 | [5 empty] | Removed from Ground | Gas (Historical Use) | 12000 | Bare Steel | 1979-05-10 | Bare Steel
600310 | 5 | [5 empty] | Removed from Ground | Gas (Historical Use) | 12000 | Bare Steel | 1979-05-10 | Bare Steel
600310 | 6 |  |  | yes |  | yes | Removed from Ground | Used Oil | 500 | Bare Steel | 1979-05-10 | Bare Steel
600310 | 7 | [5 empty] | Removed from Ground | Other | 500 | Bare Steel | 1979-05-10 | Bare Steel
600310 | 8 | [5 empty] | Removed from Ground | Other | 500 | Bare Steel | 1979-05-10 | Bare Steel
600310 | 9 | [5 empty] | Removed from Ground | Other | 1000 | Bare Steel | 1979-05-10 | Bare Steel | Suction (American)
600313 | 1 | [5 empty] | Removed from Ground | Empty | 10134 | Marked Unknown | 1971-05-12 | Unknown
600314 | 1 | [5 empty] | Removed from Ground | Other | 2000 | Bare Steel | 1978-05-10 | Galvanized Steel
600315 | 1 | [5 empty] | Removed from Ground | Gas (Historical Use) | 10000 | Bare Steel | 1974-05-11 | Galvanized Steel
600315 | 2 | Overfill Alarm | 1995-03-01 |  | 1995-03-01 |  | Currently in Use | Gas (Historical Use) | 10000 | Fiberglass Double Walled | 1995-03-01 | Double-Walled Fiberglass | Pressurized
600316 | 1 | [5 empty] | Removed from Ground | Gas (Historical Use) | 12500 | Bare Steel | 1974-05-11 | Unknown
600316 | 2 |  | 1995-01-01 |  | 1995-01-01 |  | Currently in Use | Gas (Historical Use) | 10000 | Double Walled | 1995-01-30 | Fiberglass Reinforced Plastic | Safe Suction (Euro)
600317 | 1 | [5 empty] | Removed from Ground | Gas (Historical Use) | 1000 | Bare Steel | 1966-05-13 | Galvanized Steel | Safe Suction (Euro)
600317 | 2 | [5 empty] | Removed from Ground | Diesel | 1000 | Bare Steel | 1966-05-13 | Galvanized Steel | Safe Suction (Euro)
600319 | 1 | [5 empty] | Removed from Ground | Diesel | 15000 | Bare Steel | 1972-01-01 | Bare Steel
600319 | 2 | [5 empty] | Removed from Ground | Diesel | 15000 | Bare Steel | 1972-01-01 | Bare Steel
600319 | 3 | [5 empty] | Removed from Ground | Diesel | 15000 | Bare Steel | 1975-01-01 | Bare Steel
600319 | 4 | [5 empty] | Removed from Ground | Diesel | 15000 | Bare Steel | 1975-01-01 | Bare Steel
600319 | 5 | [5 empty] | Removed from Ground | Diesel | 15000 | Bare Steel | 1975-01-01 | Bare Steel
600319 | 6 | [5 empty] | Removed from Ground | Diesel | 15000 | Bare Steel | 1975-01-01 | Bare Steel
600319 | 7 |  |  | yes |  | yes | Removed from Ground | Used Oil | 1500 | Bare Steel | 1972-01-01 | Bare Steel
600319 | 8 | [5 empty] | Removed from Ground | Other | 7200 | Bare Steel | 1972-01-01 | Bare Steel
600319 | 9 |  |  | no |  | no | Removed from Ground | Diesel | 10000 | Bare Steel | 1997-01-01 | Galvanized Steel
600320 | 1 | [5 empty] | Removed from Ground | Diesel | 12000 | Bare Steel | 1986-04-02 | Unknown
600320 | 2 | [5 empty] | Removed from Ground | Diesel | 12000 | Bare Steel | 1986-04-02 | Unknown
600320 | 3 | [5 empty] | Removed from Ground | Gas (Historical Use) | 8000 | Bare Steel | 1986-04-02 | Unknown
600320 | 4 | [5 empty] | Removed from Ground | Gas (Historical Use) | 8000 | Bare Steel | 1986-04-02 | Unknown
600320 | 5 | [5 empty] | Removed from Ground | Gas (Historical Use) | 750 | Bare Steel | 1986-04-02 | Unknown
600320 | 6 | [5 empty] | Removed from Ground | Gas (Historical Use) | 8000 | Bare Steel | 1986-04-02 | Unknown
600321 | 1 | [5 empty] | Removed from Ground | Diesel | 12000 | Bare Steel | 1992-12-02 | Unknown
600321 | 2 | [5 empty] | Removed from Ground | Gas (Historical Use) | 100000 | Bare Steel | 1992-12-02 | Unknown
600323 | 1 | [5 empty] | Removed from Ground | Diesel | 25262 | Bare Steel | 1978-03-29 | Galvanized Steel | Pressurized
600323 | 2 | [5 empty] | Removed from Ground | Diesel | 8068 | Bare Steel | 1978-03-29 | Galvanized Steel | Pressurized
600323 | 3 |  |  | yes |  | yes | Removed from Ground | Used Oil | 2000 | Bare Steel | 1978-03-29 | Galvanized Steel | Pressurized
600323 | 4 | Ball Float | 1997-03-01 |  | 1997-03-01 |  | Currently in Use | Diesel | 20000 | Fiberglass | 1997-03-01 | Fiberglass Reinforced Plastic | Pressurized
600323 | 5 | Ball Float | 1997-03-01 |  | 1997-03-01 |  | Currently in Use | Diesel | 20000 | Fiberglass | 1997-03-01 | Fiberglass Reinforced Plastic | Pressurized
600323 | 6 | Ball Float | 2009-03-31 | no | 2009-03-31 | no | Currently in Use | Diesel | 25000 | Composite Double Walled | 2009-03-31 | Double-Walled Fiberglass | Pressurized
600323 | 7 | Ball Float | 2009-03-31 | no | 2009-03-31 | no | Currently in Use | Diesel | 25000 | Composite Double Walled | 2009-03-31 | Double-Walled Fiberglass | Pressurized
600326 | 1 | [5 empty] | Permanently Out of Use - historical purposes | Empty | 10000 | Bare Steel | 1976-03-16 | Galvanized Steel
600326 | 2 | [5 empty] | Permanently Out of Use - historical purposes | Empty | 10000 | Bare Steel | 1976-03-16 | Galvanized Steel
600326 | 3 | [5 empty] | Permanently Out of Use - historical purposes | Empty | 10000 | Bare Steel | 1976-03-16 | Galvanized Steel
600326 | 4 | [5 empty] | Permanently Out of Use - historical purposes | Empty | 10000 | Bare Steel | 1976-03-16 | Galvanized Steel
600326 | 5 |  |  | yes |  | yes | Removed from Ground | Used Oil | 550 | Bare Steel | 1976-03-16 | Galvanized Steel
600327 | 1 | [5 empty] | Removed from Ground | Diesel | 10000 | Bare Steel | 1974-03-30 | Galvanized Steel
600327 | 10 |  | 1989-06-01 | yes | 1989-06-01 | yes | Removed from Ground | Used Oil | 1000 | Double Walled | 1989-08-15 | Fiberglass Reinforced Plastic | Gravity Fed
600327 | 11 |  |  | yes |  | yes | Removed from Ground | Used Oil | 1000 | Bare Steel | 1994-04-20 | Galvanized Steel
600327 | 2 | [5 empty] | Removed from Ground | Diesel | 10000 | Bare Steel | 1974-03-30 | Galvanized Steel
600327 | 3 | [5 empty] | Removed from Ground | Diesel | 10000 | Bare Steel | 1974-03-30 | Galvanized Steel
600327 | 4 | [5 empty] | Removed from Ground | Gas (Historical Use) | 10000 | Bare Steel | 1974-03-30 | Galvanized Steel
600327 | 5 | [5 empty] | Removed from Ground | Gas (Historical Use) | 10000 | Bare Steel | 1974-03-30 | Galvanized Steel
600327 | 6 | [5 empty] | Removed from Ground | Other | 6110 | Bare Steel | 1974-03-30 | Galvanized Steel
600327 | 7 |  |  | yes |  | yes | Removed from Ground | Used Oil | 6110 | Bare Steel | 1974-03-30 | Galvanized Steel
600327 | 8 |  | 1996-08-01 |  | 1996-08-01 |  | Removed from Ground | Diesel | 20000 | Double Walled | 1989-08-16 | Fiberglass Reinforced Plastic | Pressurized
600327 | 9 |  | 1996-08-01 |  | 1996-08-01 |  | Removed from Ground | Other | 6000 | Double Walled | 1989-08-15 | Fiberglass Reinforced Plastic | Suction (American)
600328 | 1 | [5 empty] | Removed from Ground | Empty | 2000 | Marked Unknown | 1968-03-11 | Unknown | Pressurized
600330 | 1 | [5 empty] | Removed from Ground | Gas (Historical Use) | 10000 | Bare Steel | 1976-01-01 | Galvanized Steel
600331 | 1 | [5 empty] | Removed from Ground | Gas (Historical Use) | 1000 | Bare Steel | 1977-11-23 | Galvanized Steel
600331 | 2 | [5 empty] | Removed from Ground | Other | 1000 | Bare Steel | 1984-11-21 | Galvanized Steel
600334 | 1 | [5 empty] | Removed from Ground | Gas (Historical Use) | 6000 | Cathodically Protected Steel | 1981-03-07 | Galvanized Steel
600336 | 1 | [5 empty] | Removed from Ground | Diesel | 12000 | Bare Steel | 1948-03-10 | Galvanized Steel
600336 | 2 | [5 empty] | Removed from Ground | Diesel | 8000 | Bare Steel | 1958-01-01 | Galvanized Steel
600336 | 3 |  | 1991-07-09 |  | 1991-07-09 |  | Removed from Ground | Diesel | 12000 | Fiberglass | 1973-03-06 | Fiberglass Reinforced Plastic | Safe Suction (Euro)
600336 | 4 |  | 1991-07-09 |  | 1991-07-09 |  | Removed from Ground | Other | 12000 | Fiberglass | 1991-07-09 | Fiberglass Reinforced Plastic | Safe Suction (Euro)
600336 | 5 | [5 empty] | Removed from Ground | Empty | 6000 | Bare Steel | 1974-03-06 | Galvanized Steel
600336 | 6 |  |  | yes |  | yes | Removed from Ground | Used Oil | 500 | Bare Steel | 1958-03-10 | Unknown
600336 | 7 |  |  | yes |  | yes | Removed from Ground | Used Oil | 2000 | Cathodically Protected Steel | 1980-01-01 | Fiberglass Reinforced Plastic | Gravity Fed
600336 | 8 |  | 1991-07-09 |  | 1991-07-09 |  | Removed from Ground | Gas (Historical Use) | 12000 | Fiberglass | 1991-07-09 | Fiberglass Reinforced Plastic
600337 | 1 | [5 empty] | Removed from Ground | Diesel | 550 | Bare Steel | 1975-12-26 | Bare Steel
600342 | 1 |  | 1991-01-01 |  | 1991-01-01 |  | Closed in Ground | Diesel | 20000 | Composite | 1985-05-05 | Galvanized Steel | Safe Suction (Euro)
600342 | 2 |  | 1991-01-01 |  | 1991-01-01 |  | Closed in Ground | Diesel | 20000 | Composite | 1985-05-05 | Galvanized Steel | Safe Suction (Euro)
600342 | 3 |  | 1991-01-01 |  | 1991-01-01 |  | Closed in Ground | Diesel | 20000 | Composite | 1985-05-05 | Galvanized Steel | Safe Suction (Euro)
600342 | 4 |  | 1991-01-01 |  | 1991-01-01 |  | Closed in Ground | Diesel | 20000 | Composite | 1985-05-05 | Galvanized Steel | Safe Suction (Euro)
600342 | 5 |  | 2016-03-20 | no | 2016-03-20 | no | Currently in Use | Diesel | 35000 | Fiberglass Double Walled | 2016-01-01 | Double-Walled Fiberglass | Pressurized
600342 | 6 |  | 2015-03-20 | no | 2016-03-20 | no | Currently in Use | Diesel | 35000 | Fiberglass Double Walled | 2016-01-01 | Double-Walled Fiberglass | Pressurized
600343 | 1 | [5 empty] | Removed from Ground | Diesel | 3000 | Fiberglass | 1985-01-01 | Copper | Suction (American)
600343 | 2 |  | 1997-06-01 | no | 1997-06-01 | yes | Currently in Use | Diesel | 2000 | Galvanic (STIP-3) | 1997-05-30 |  | Suction (American)
600344 | 1 | [5 empty] | Permanently Out of Use - historical purposes | Diesel | 2000 | Bare Steel |  | Galvanized Steel
600344 | 2 | [5 empty] | Permanently Out of Use - historical purposes | Diesel | 4000 | Bare Steel |  | Galvanized Steel
600344 | 3 | [5 empty] | Permanently Out of Use - historical purposes | Gas (Historical Use) | 550 | Bare Steel |  | Galvanized Steel
600344 | 4 | [5 empty] | Permanently Out of Use - historical purposes | Gas (Historical Use) | 3000 | Bare Steel |  | Galvanized Steel
600344 | 5 | [5 empty] | Permanently Out of Use - historical purposes | Gas (Historical Use) | 6000 | Bare Steel |  | Galvanized Steel
600344 | 6 | [5 empty] | Permanently Out of Use - historical purposes | Diesel | 7000 | Bare Steel |  | Galvanized Steel
600346 | 1 | [5 empty] | Removed from Ground | Gas (Historical Use) | 7000 | Bare Steel | 1966-05-10 | Unknown
600346 | 2 | [5 empty] | Removed from Ground | Gas (Historical Use) | 10000 | Bare Steel | 1972-05-08 | Unknown
600346 | 3 | [5 empty] | Removed from Ground | Gas (Historical Use) | 10000 | Bare Steel | 1972-05-08 | Unknown
600346 | 4 | [5 empty] | Removed from Ground | Diesel | 10000 | Bare Steel | 1968-05-09 | Unknown
600346 | 5 | [5 empty] | Removed from Ground | Diesel | 10000 | Bare Steel | 1974-05-08 | Unknown
600346 | 6 | [5 empty] | Removed from Ground | Gas (Historical Use) | 10000 | Bare Steel | 1974-05-08 | Unknown
600349 | 1 | [5 empty] | Removed from Ground | Other | 8000 | Composite | 1976-05-10 | Unknown
600349 | 10 |  |  | yes |  | yes | Removed from Ground | Used Oil | 6000 | Bare Steel | 1976-05-10 | Unknown
600349 | 11 | Ball Float | 1994-04-20 |  | 1994-04-21 |  | Currently in Use | Gas (Historical Use) | 20000 | Fiberglass | 1994-04-21 | Double-Walled Fiberglass | Pressurized
600349 | 12 | Flapper Valve | 1997-08-29 |  | 1997-08-29 |  | Currently in Use | Diesel | 20000 | Fiberglass | 1997-08-29 | Double-Walled Fiberglass | Pressurized
600349 | 13 | Overfill Alarm | 1997-08-29 | yes | 1997-08-29 | yes | Currently in Use | Used Oil | 1000 | Fiberglass | 1997-08-29 | Double-Walled Fiberglass | Gravity Fed
600349 | 14 | Overfill Alarm | 1997-08-29 |  | 1997-08-29 |  | Currently in Use | New Oil | 8000 | Fiberglass | 1997-08-29 | Double-Walled Fiberglass | Suction (American)
600349 | 2 | [5 empty] | Removed from Ground | Hazardous Substance | 8000 | Composite | 1976-05-10 | Unknown | Pressurized
600349 | 3 | [5 empty] | Removed from Ground | Hazardous Substance | 8000 | Composite | 1976-05-10 | Unknown | Pressurized
600349 | 4 | [5 empty] | Removed from Ground | Diesel | 20000 | Cathodically Protected Steel | 1985-05-08 | Cathodically Protected | Pressurized
600349 | 5 | [5 empty] | Removed from Ground | Other | 8000 | Bare Steel | 1976-05-10 | Unknown | Pressurized
600349 | 6 | [5 empty] | Removed from Ground | Other | 8000 | Bare Steel | 1976-05-10 | Unknown
600349 | 7 | [5 empty] | Removed from Ground | Other | 8000 | Bare Steel | 1976-05-10 | Unknown
600349 | 8 |  |  | yes |  | yes | Removed from Ground | Used Oil | 8000 | Bare Steel | 1976-05-10 | Unknown
600349 | 9 |  |  | yes |  | yes | Removed from Ground | Used Oil | 8000 | Bare Steel | 1976-05-10 | Unknown
600353 | 1 | [5 empty] | Removed from Ground | Gas (Historical Use) | 1000 | Bare Steel | 1951-05-17 | Galvanized Steel
600353 | 10 | [5 empty] | Removed from Ground | Diesel | 1000 | Bare Steel | 1961-05-14 | Galvanized Steel
600353 | 11 | [5 empty] | Removed from Ground | Diesel | 1000 | Bare Steel | 1951-05-17 | Galvanized Steel
600353 | 12 | [5 empty] | Removed from Ground | Diesel | 1000 | Bare Steel | 1946-05-18 | Galvanized Steel
600353 | 13 | [5 empty] | Removed from Ground | Gas (Historical Use) | 5000 | Bare Steel | 1946-05-18 | Galvanized Steel
600353 | 14 | [5 empty] | Removed from Ground | Gas (Historical Use) | 5000 | Bare Steel | 1946-05-18 | Galvanized Steel
600353 | 15 | [5 empty] | Removed from Ground | Gas (Historical Use) | 1000 | Bare Steel | 1966-05-13 | Galvanized Steel
600353 | 2 | [5 empty] | Removed from Ground | Diesel | 1000 | Bare Steel | 1966-05-13 | Galvanized Steel
600353 | 3 | [5 empty] | Removed from Ground | Gas (Historical Use) | 10000 | Bare Steel | 1951-05-17 | Galvanized Steel
600353 | 4 | [5 empty] | Removed from Ground | Diesel | 10000 | Bare Steel | 1951-05-17 | Galvanized Steel
600353 | 5 | [5 empty] | Removed from Ground | Diesel | 1000 | Bare Steel | 1951-05-17 | Galvanized Steel
600353 | 6 | [5 empty] | Removed from Ground | Diesel | 1000 | Bare Steel | 1951-05-17 | Galvanized Steel
600353 | 7 | [5 empty] | Removed from Ground | Diesel | 1000 | Bare Steel | 1951-05-17 | Galvanized Steel
600353 | 8 | [5 empty] | Removed from Ground | Diesel | 1000 | Bare Steel | 1951-05-17 | Galvanized Steel
600353 | 9 | [5 empty] | Removed from Ground | Diesel | 1000 | Bare Steel | 1961-05-14 | Galvanized Steel
600354 | 1 | [5 empty] | Permanently Out of Use - historical purposes | Gas (Historical Use) | 10000 | Bare Steel | 1986-05-08 | Unknown
600354 | 2 | [5 empty] | Permanently Out of Use - historical purposes | Gas (Historical Use) | 10000 | Bare Steel | 1986-05-08 | Unknown
600354 | 3 | [5 empty] | Permanently Out of Use - historical purposes | Gas (Historical Use) | 10000 | Bare Steel | 1986-05-08 | Unknown
600354 | 4 | [5 empty] | Permanently Out of Use - historical purposes | Diesel | 6000 | Bare Steel | 1986-05-08 | Unknown
600354 | 5 | [5 empty] | Permanently Out of Use - historical purposes | Kerosene | 1000 | Bare Steel | 1986-05-08 | Unknown
600354 | 6 |  |  | yes |  | yes | Permanently Out of Use - historical purposes | Used Oil | 1000 | Bare Steel | 1986-05-08 | Unknown
600356 | 1 | [5 empty] | Removed from Ground | Gas (Historical Use) | 2000 | Bare Steel | 1968-05-12 | Galvanized Steel
600356 | 2 | [5 empty] | Removed from Ground | Diesel | 2000 | Bare Steel | 1968-05-12 | Galvanized Steel
600357 | 1 | [5 empty] | Removed from Ground | Diesel | 10000 | Bare Steel | 1972-05-11 | Galvanized Steel
600357 | 2 |  | 1998-12-01 |  | 1998-12-01 |  | Currently in Use | Diesel | 2000 | Unknown | 1998-12-28 | Fiberglass Reinforced Plastic | Suction (American)
600358 | 1 | [5 empty] | Removed from Ground | Gas (Historical Use) | 1000 | Bare Steel | 1961-01-01 | Bare Steel
600358 | 2 | [5 empty] | Removed from Ground | Gas (Historical Use) | 750 | Bare Steel | 1961-01-01 | Galvanized Steel
600358 | 3 | [5 empty] | Removed from Ground | Gas (Historical Use) | 1000 | Bare Steel | 1962-01-01 | Bare Steel
600359 | 1 |  | 1989-06-01 | no | 1989-06-01 | no | Currently in Use | Diesel | 10000 | Galvanic (STIP-3)/Sacrificial Anodes | 1973-05-11 | Steel (Impressed Current) | Safe Suction (Euro)
600359 | 2 | [5 empty] | Removed from Ground | Diesel | 10000 | Cathodically Protected Steel | 1973-05-11 | Not Marked
600361 | 1 | [5 empty] | Removed from Ground | Gas (Historical Use) | 2000 | Bare Steel | 1966-05-13 | Galvanized Steel
600361 | 2 | [5 empty] | Removed from Ground | Gas (Historical Use) | 550 | Bare Steel | 1966-05-13 | Galvanized Steel
600362 | 1 | [5 empty] | Removed from Ground | Gas (Historical Use) | 500 | Bare Steel | 1998-11-01 | Galvanized Steel
600363 | 1 | [5 empty] | Removed from Ground | Diesel | 1000 | Bare Steel | 1960-05-14 | Galvanized Steel
600363 | 2 |  | 1998-11-01 |  | 1993-01-15 |  | Currently in Use | Diesel | 1000 | Galvanic (STIP-3) | 1993-01-15 | Galvanized Steel | Suction (American)
600364 | 1 | [5 empty] | Removed from Ground | Diesel | 300 | Bare Steel | 1978-05-10 | Galvanized Steel
600364 | 2 | [5 empty] | Removed from Ground | Gas (Historical Use) | 565 | Bare Steel | 1978-05-10 | Galvanized Steel
600365 | 1 | [5 empty] | Removed from Ground | Diesel | 1000 | Bare Steel | 1960-05-14 | Galvanized Steel
600366 | 1 | [5 empty] | Removed from Ground | Diesel | 275 | Not Marked/Unknown | 1993-01-07 | Not Marked
600367 | 1 | [5 empty] | Removed from Ground | Diesel | 500 | Bare Steel | 1956-05-15 | Galvanized Steel
600367 | 2 | [5 empty] | Removed from Ground | Gas (Historical Use) | 500 | Bare Steel | 1956-01-01 | Galvanized Steel
600368 | 1 | [5 empty] | Removed from Ground | Gas (Historical Use) | 500 | Bare Steel | 1969-05-12 | Galvanized Steel
600368 | 2 | [5 empty] | Removed from Ground | Gas (Historical Use) | 500 | Bare Steel | 1969-05-12 | Galvanized Steel
600368 | 3 |  | 1993-01-01 |  | 1993-01-01 |  | Currently in Use | Diesel | 1000 | Fiberglass | 1993-09-15 | Fiberglass Reinforced Plastic | Suction (American)
600369 | 1 | [5 empty] | Removed from Ground | Gas (Historical Use) | 1000 | Bare Steel | 1967-05-13 | Galvanized Steel
600369 | 2 | [5 empty] | Removed from Ground | Diesel | 1000 | Bare Steel | 1967-05-13 | Galvanized Steel
600370 | 1 | [5 empty] | Removed from Ground | Diesel | 500 | Bare Steel | 1958-05-15 | Galvanized Steel
600370 | 2 |  | 1993-01-15 |  | 1993-01-15 |  | Currently in Use | Diesel | 1000 | Galvanic (STIP-3) | 1993-01-15 | Galvanized Steel | Safe Suction (Euro)
600371 | 1 | [5 empty] | Removed from Ground | Diesel | 550 | Bare Steel | 1956-05-15 | Galvanized Steel
600372 | 1 | [5 empty] | Removed from Ground | Diesel | 550 | Bare Steel | 1959-05-15 | Galvanized Steel
600372 | 2 |  | 1993-01-15 |  | 1993-01-15 |  | Currently in Use | Diesel | 1000 | Galvanic (STIP-3) | 1993-01-15 | Fiberglass Reinforced Plastic | Suction (American)
600373 | 1 | [5 empty] | Removed from Ground | Diesel | 280 | Bare Steel | 1956-05-15 | Galvanized Steel
600374 | 1 | [5 empty] | Removed from Ground | Diesel | 280 | Bare Steel | 1962-05-14 | Galvanized Steel
600375 | 1 | [5 empty] | Removed from Ground | Diesel | 300 | Bare Steel | 1961-05-14 | Galvanized Steel
600375 | 2 |  | 1993-01-15 |  | 1993-01-15 |  | Currently in Use | Diesel | 1000 | Galvanic (STIP-3) | 1993-01-15 | Fiberglass Reinforced Plastic | Suction (American)
600376 | 1 | [5 empty] | Removed from Ground | Gas (Historical Use) | 300 | Bare Steel | 1961-01-01 | Fiberglass Reinforced Plastic
600377 | 1 | [5 empty] | Removed from Ground | Diesel | 500 | Bare Steel | 1961-05-14 | Galvanized Steel
600378 | 1 | [5 empty] | Removed from Ground | Gas (Historical Use) | 250 | Bare Steel | 1956-05-15 | Galvanized Steel
600379 | 1 | [5 empty] | Removed from Ground | Gas (Historical Use) | 1000 | Fiberglass | 1984-05-08 | Fiberglass Reinforced Plastic
600379 | 2 | [5 empty] | Removed from Ground | Diesel | 1000 | Fiberglass | 1984-05-08 | Fiberglass Reinforced Plastic
600380 | 1 | [5 empty] | Removed from Ground | Diesel | 560 | Bare Steel | 1964-05-13 | Galvanized Steel
600381 | 1 | [5 empty] | Removed from Ground | Diesel | 1000 | Bare Steel | 1961-05-14 | Galvanized Steel
600382 | 1 | [5 empty] | Removed from Ground | Diesel | 550 | Bare Steel | 1961-05-14 | Galvanized Steel
600382 | 2 |  | 1993-01-15 |  | 1993-01-15 |  | Currently in Use | Diesel | 1000 | Galvanic (STIP-3) | 1993-01-15 | Galvanized Steel | Safe Suction (Euro)
600383 | 1 | [5 empty] | Removed from Ground | Diesel | 500 | Galvanic (STIP-3) | 1956-05-15 | Galvanized Steel
600383 | 2 | Flapper Valve | 1993-01-15 |  | 1993-01-15 |  | Currently in Use | Diesel | 1000 | Galvanic (STIP-3) | 1993-01-15 | Fiberglass Reinforced Plastic | Suction (American)
600384 | 1 | [5 empty] | Removed from Ground | Diesel | 560 | Bare Steel | 1953-05-16 | Galvanized Steel
600385 | 1 | [5 empty] | Removed from Ground | Diesel | 560 | Bare Steel | 1953-05-16 | Galvanized Steel
600386 | 1 | [5 empty] | Removed from Ground | Diesel | 560 | Bare Steel | 1964-05-13 | Galvanized Steel
600387 | 1 | [5 empty] | Removed from Ground | Diesel | 560 | Bare Steel | 1956-05-15 | Galvanized Steel
600388 | 1 | [5 empty] | Removed from Ground | Diesel | 550 | Bare Steel | 1956-05-15 | Galvanized Steel
600388 | 2 | Ball Float | 1993-01-15 | no | 1993-01-15 | no | Currently in Use | Diesel | 1000 | Galvanic (STIP-3) | 1993-01-15 | Galvanized Steel | Safe Suction (Euro)
600389 | 1 | [5 empty] | Removed from Ground | Gas (Historical Use) | 550 | Bare Steel | 1972-05-11 | Galvanized Steel
600389 | 2 | [5 empty] | Removed from Ground | Diesel | 500 | Bare Steel | 1972-05-11 | Galvanized Steel
600389 | 3 |  | 1993-01-15 |  | 1993-01-15 |  | Currently in Use | Diesel | 1000 | Galvanic (STIP-3) | 1993-01-15 | Fiberglass Reinforced Plastic | Suction (American)
600390 | 1 | [5 empty] | Closed in Ground | Gas (Historical Use) | 250 | Bare Steel | 1974-05-11 | Galvanized Steel
600390 | 2 | [5 empty] | Closed in Ground | Diesel | 500 | Bare Steel | 1974-05-11 | Galvanized Steel
600391 | 1 | [5 empty] | Removed from Ground | Gas (Historical Use) | 3500 | Bare Steel | 1951-05-14 | Galvanized Steel
600391 | 2 | [5 empty] | Removed from Ground | Gas (Historical Use) | 1500 | Bare Steel | 1972-05-08 | Galvanized Steel
600391 | 3 | [5 empty] | Removed from Ground | Diesel | 7500 | Bare Steel | 1972-05-08 | Galvanized Steel
600392 | 1 | [5 empty] | Removed from Ground | Gas (Historical Use) | 2000 | Bare Steel | 1973-05-08 | Galvanized Steel
600393 | 1 | [5 empty] | Removed from Ground | Gas (Historical Use) | 500 | Marked Unknown | 1974-01-01 | Unknown | Suction (American)
600394 | 1 | [5 empty] | Removed from Ground | Gas (Historical Use) | 500 | Marked Unknown | 1998-10-01 | Unknown | Suction (American)
600395 | 1 | [5 empty] | Removed from Ground | Gas (Historical Use) | 500 | Marked Unknown | 1972-01-01 | Galvanized Steel | Suction (American)
600396 | 1 | [5 empty] | Removed from Ground | Gas (Historical Use) | 500 | Marked Unknown | 1986-05-08 | Unknown | Suction (American)
600397 | 1 | [5 empty] | Removed from Ground | Empty | 500 | Marked Unknown | 1986-05-08 | Unknown | Suction (American)
600398 | 1 | [5 empty] | Removed from Ground | Gas (Historical Use) | 500 | Marked Unknown | 1998-10-13 | Unknown
600399 | 1 | [5 empty] | Removed from Ground | Gas (Historical Use) | 1000 | Bare Steel | 1981-01-01 | Unknown | Suction (American)
600399 | 2 | [5 empty] | Removed from Ground | Gas (Historical Use) | 1000 | Bare Steel | 1981-01-01 | Unknown | Suction (American)
600399 | 3 | [5 empty] | Removed from Ground | Gas (Historical Use) | 1000 | Bare Steel | 1981-01-01 | Unknown | Suction (American)
600401 | 1 | [5 empty] | Removed from Ground | Gas (Historical Use) | 2500 | Bare Steel | 1973-05-11 | Bare Steel | Safe Suction (Euro)
600402 | 1 | [5 empty] | Removed from Ground | Gas (Historical Use) | 8000 | Bare Steel | 1952-01-01 | Galvanized Steel
600403 | 1 | [5 empty] | Removed from Ground | Diesel | 6047 | Bare Steel | 1963-05-13 | Galvanized Steel | Safe Suction (Euro)
600403 | 2 | [5 empty] | Removed from Ground | Other | 10673 | Bare Steel | 1963-05-13 | Galvanized Steel | Suction (American)
600403 | 3 | [5 empty] | Removed from Ground | Other | 10650 | Bare Steel | 1972-05-10 | Galvanized Steel | Suction (American)
600404 | 1 | [5 empty] | Removed from Ground | Diesel | 10000 | Bare Steel | 1977-05-10 | Unknown | Suction (American)
600405 | 1 | [5 empty] | Removed from Ground | Diesel | 4000 | Fiberglass | 1984-05-08 | Bare Steel
600405 | 2 | [5 empty] | Removed from Ground | Gas (Historical Use) | 4000 | Fiberglass | 1984-05-08 | Bare Steel
600405 | 3 | [5 empty] | Removed from Ground | Gas (Historical Use) | 3000 | Fiberglass | 1984-05-08 | Bare Steel
600405 | 4 | [5 empty] | Removed from Ground | Diesel | 3000 | Fiberglass | 1965-05-13 | Bare Steel
600414 | 1 | [5 empty] | Removed from Ground | Gas (Historical Use) | 10000 | Bare Steel | 1976-05-10 | Unknown
600414 | 2 | [5 empty] | Removed from Ground | Gas (Historical Use) | 10000 | Bare Steel | 1976-05-10 | Unknown
600414 | 3 |  |  | yes |  | yes | Removed from Ground | Used Oil | 1000 | Bare Steel | 1976-01-01 | Unknown
600414 | 4 | Flapper Valve | 1997-08-10 | no | 1997-08-10 | no | Currently in Use | Regular | 10000 | Fiberglass | 1997-08-10 | Double-Walled Fiberglass | Pressurized
600415 | 1 | [5 empty] | Removed from Ground | Gas (Historical Use) | 4000 | Bare Steel | 1956-05-15 | Unknown
600415 | 2 | [5 empty] | Removed from Ground | Gas (Historical Use) | 4000 | Bare Steel | 1956-05-15 | Unknown
600415 | 3 | [5 empty] | Removed from Ground | Gas (Historical Use) | 4000 | Bare Steel | 1956-05-15 | Unknown
600416 | 1 |  | 1991-11-01 | no | 1991-11-01 | yes | Currently in Use | Gas (Historical Use) | 12000 | Steel-Impressed Current | 1991-11-01 | Fiberglass Reinforced Plastic | Pressurized
600416 | 2 | Ball Float | 1991-11-01 | no | 1991-11-01 | yes | Currently in Use | Diesel | 12000 | Steel-Impressed Current | 1991-11-01 | Fiberglass Reinforced Plastic | Pressurized
600416 | 3 | Ball Float | 1991-11-01 | no | 1991-11-01 | yes | Currently in Use | Diesel | 12000 | Steel-Impressed Current | 1991-11-01 | Fiberglass Reinforced Plastic | Pressurized
600416 | 4 |  |  | no |  | no | Removed from Ground | Used Oil | 500 | Unknown | 2016-02-15 | Unknown
600417 | 1 | [5 empty] | Removed from Ground | Gas (Historical Use) | 12000 | Bare Steel | 1991-11-01 | Galvanized Steel | Pressurized
600417 | 2 | [5 empty] | Removed from Ground | Gas (Historical Use) | 12000 | Bare Steel | 1991-11-01 | Galvanized Steel | Pressurized
600417 | 3 | [5 empty] | Removed from Ground | Diesel | 12000 | Bare Steel | 1991-11-01 | Galvanized Steel | Pressurized
600420 | 1 | [5 empty] | Removed from Ground | Hazardous Substance | 6000 | Bare Steel | 1974-05-11 | Galvanized Steel
600420 | 2 | [5 empty] | Removed from Ground | Other | 6000 | Bare Steel | 1974-05-11 | Galvanized Steel
600420 | 3 | [5 empty] | Removed from Ground | Other | 6000 | Bare Steel | 1974-05-11 | Galvanized Steel
600420 | 4 | [5 empty] | Removed from Ground | Other | 3000 | Bare Steel | 1974-05-11 | Galvanized Steel
600420 | 5 | [5 empty] | Removed from Ground | Other | 3000 | Bare Steel | 1974-05-11 | Galvanized Steel
600420 | 6 | [5 empty] | Removed from Ground | Other | 3000 | Bare Steel | 1974-05-11 | Galvanized Steel
600420 | 7 | [5 empty] | Removed from Ground | Other | 8000 | Bare Steel | 1982-05-09 | Galvanized Steel
600420 | 8 | [5 empty] | Removed from Ground | Other | 8000 | Bare Steel | 1982-05-09 | Galvanized Steel
600420 | 9 | [5 empty] | Removed from Ground | Empty | 10000 | Bare Steel | 1982-05-09 | Galvanized Steel
600421 | 6 |  | 1999-05-27 |  | 1999-05-27 |  | Permanently Out Of Use | Diesel | 1000 | Double Walled | 1999-05-19 | Double Walled | Safe Suction (Euro)
600421 | 7 |  | 1999-06-15 |  | 1999-06-15 |  | Currently in Use | Aviation Gas/AV Gas | 10000 | Fiberglass Double Walled | 1999-06-15 | Fiberglass Reinforced Plastic | Pressurized
600421 | 8 |  | 1999-08-06 |  | 1999-08-06 |  | Currently in Use | Diesel | 20000 | Fiberglass Double Walled | 1999-08-06 | Fiberglass Reinforced Plastic | Pressurized
600421 | 9 |  | 1999-05-27 |  | 1999-05-27 |  | Removed from Ground | Diesel | 1000 | Double Walled | 1999-05-19 | Double Walled | Safe Suction (Euro)
600421 | 1 | [5 empty] | Removed from Ground | Diesel | 50000 | Bare Steel | 1946-05-18 | Bare Steel | Safe Suction (Euro)
600421 | 2 | [5 empty] | Removed from Ground | Diesel | 2500 | Bare Steel | 1974-05-11 | Bare Steel
600421 | 3 | [5 empty] | Removed from Ground | Diesel | 2500 | Bare Steel | 1983-05-09 | Bare Steel
600421 | 4 | [5 empty] | Closed in Ground | Diesel | 10000 | Bare Steel | 1956-05-15 | Unknown
600421 | 5 | [5 empty] | Removed from Ground | Other | 10000 | Fiberglass | 1982-05-09 | Unknown
600421 | 6 | [5 empty] | Removed from Ground | Diesel | 1000 | Bare Steel | 1999-04-01 | Bare Steel | Safe Suction (Euro)
600422 | 1 | [5 empty] | Removed from Ground | Diesel | 1000 | Bare Steel | 1958-05-14 | Galvanized Steel
600422 | 2 | [5 empty] | Removed from Ground | Diesel | 500 | Bare Steel | 1958-05-14 | Galvanized Steel
600422 | 3 | [5 empty] | Removed from Ground | Gas (Historical Use) | 6000 | Bare Steel | 1971-05-11 | Galvanized Steel
600422 | 4 | [5 empty] | Removed from Ground | Empty | 8000 | Bare Steel | 1973-05-10 | Galvanized Steel
600422 | 5 | [5 empty] | Removed from Ground | Empty | 2000 | Bare Steel | 1973-05-10 | Galvanized Steel
600422 | 6 | [5 empty] | Removed from Ground | Diesel | 5000 | Bare Steel | 1973-05-10 | Galvanized Steel
600422 | 7 |  | 1988-11-03 |  | 1988-11-03 |  | Removed from Ground | Diesel | 10000 | Cathodically Protected Steel | 1988-11-03 | Fiberglass Reinforced Plastic | Suction (American)
600422 | 8 |  | 1988-11-03 |  | 1988-11-03 |  | Removed from Ground | Gas (Historical Use) | 10000 | Cathodically Protected Steel | 1988-11-03 | Fiberglass Reinforced Plastic | Suction (American)
600423 | 1 | [5 empty] | Removed from Ground | Diesel | 20000 | Composite | 1985-01-01 | Bare Steel
600423 | 3 | [5 empty] | Closed in Ground | Diesel | 25000 | Not Marked/Unknown | 1978-01-01 | Not Marked
600423 | 4 | [5 empty] | Currently in Use | Diesel | 20000 | Composite | 1985-01-01 | Bare Steel
600426 | 1 | [5 empty] | Removed from Ground | Diesel | 10000 | Bare Steel | 1968-11-08 | Galvanized Steel
600426 | 2 | [5 empty] | Removed from Ground | Gas (Historical Use) | 10000 | Bare Steel | 1968-11-08 | Galvanized Steel
600430 | 1 | [5 empty] | Removed from Ground | Gas (Historical Use) | 0 | Bare Steel | 1987-01-01 | Galvanized Steel
600431 | 1 | [5 empty] | Removed from Ground | Gas (Historical Use) | 1000 | Bare Steel | 1972-01-05 | Galvanized Steel
600432 | 1 |  |  | yes |  | yes | Removed from Ground | Used Oil | 500 | Marked Unknown | 1981-01-02 | Unknown
600433 | 1 | [5 empty] | Removed from Ground | Gas (Historical Use) | 4000 | Bare Steel | 1977-01-03 | Galvanized Steel
600433 | 1A |  | 1991-07-01 |  | 1991-07-01 |  | Removed from Ground | Gas (Historical Use) | 4000 | Composite | 1991-07-01 | Fiberglass Reinforced Plastic
600434 | 1 | [5 empty] | Removed from Ground | Gas (Historical Use) | 550 | Double Walled | 1987-01-01 | Cathodically Protected
600434 | 2 |  |  | yes |  | yes | Removed from Ground | Used Oil | 550 | Double Walled | 1987-01-01 | Cathodically Protected | Gravity Fed
600436 | 1 | Overfill Alarm | 1997-03-01 | no | 1997-03-01 | no | Currently in Use | Diesel | 20000 | Epoxy | 1986-01-01 | Steel/FG Secondary containment | Suction (American)
600436 | 2 | Overfill Alarm | 1997-03-01 | no | 1997-03-01 | no | Currently in Use | Diesel | 20000 | Epoxy | 1986-01-01 | Steel/FG Secondary containment | Suction (American)
600437 | 1 | [5 empty] | Removed from Ground | Gas (Historical Use) | 4000 | Bare Steel | 1966-05-05 | Galvanized Steel
600437 | 2 | [5 empty] | Removed from Ground | Gas (Historical Use) | 3000 | Bare Steel | 1966-05-05 | Galvanized Steel
600437 | 3 | [5 empty] | Removed from Ground | Gas (Historical Use) | 5000 | Bare Steel | 1966-05-05 | Galvanized Steel
600437 | 4 | [5 empty] | Removed from Ground | Gas (Historical Use) | 8000 | Bare Steel | 1932-06-06 | Galvanized Steel
600437 | 5 |  |  | yes |  | yes | Removed from Ground | Used Oil | 300 | Bare Steel | 1966-05-05 | Galvanized Steel
600444 | 1 | [5 empty] | Removed from Ground | Gas (Historical Use) | 6000 | Bare Steel | 1978-05-10 | Galvanized Steel
600444 | 2 | [5 empty] | Removed from Ground | Gas (Historical Use) | 10000 | Bare Steel | 1978-05-10 | Galvanized Steel
600446 | 1 | [5 empty] | Removed from Ground | Empty | 500 | Bare Steel | 1936-05-20 | Bare Steel
600446 | 2 | [5 empty] | Removed from Ground | Empty | 500 | Bare Steel | 1936-05-20 | Bare Steel
600446 | 3 | [5 empty] | Removed from Ground | Empty | 500 | Bare Steel | 1942-01-01 | Bare Steel
600446 | 4 | [5 empty] | Removed from Ground | Empty | 250 | Bare Steel | 1942-01-01 | Bare Steel
600447 | 1 |  | 1989-09-01 |  | 1989-09-01 |  | Removed from Ground | Gas (Historical Use) | 10000 | Cathodically Protected Steel | 1989-05-08 | Fiberglass Reinforced Plastic | Safe Suction (Euro)
600447 | 2 |  | 1989-09-01 |  | 1989-09-01 |  | Removed from Ground | Diesel | 10000 | Cathodically Protected Steel | 1989-05-08 | Fiberglass Reinforced Plastic | Safe Suction (Euro)
600448 | 1 | [5 empty] | Removed from Ground | Gas (Historical Use) | 500 | Bare Steel | 1929-05-22 | Unknown
600449 | 1 | [5 empty] | Removed from Ground | Gas (Historical Use) | 500 | Bare Steel | 1961-05-14 | Unknown
600452 | 1 |  | 1994-03-25 |  | 1994-03-25 |  | Removed from Ground | Diesel | 10000 | Fiberglass | 1994-05-08 | Fiberglass Reinforced Plastic | Pressurized
600452 | 2 |  | 1994-03-25 |  | 1994-03-25 |  | Removed from Ground | Diesel | 10000 | Fiberglass | 1994-05-08 | Fiberglass Reinforced Plastic | Pressurized
600454 | 1 | [5 empty] | Removed from Ground | Gas (Historical Use) | 6100 | Bare Steel | 1972-06-16 | Bare Steel
600454 | 2 | [5 empty] | Removed from Ground | Gas (Historical Use) | 6100 | Bare Steel | 1972-06-16 | Bare Steel
600454 | 3 | [5 empty] | Removed from Ground | Gas (Historical Use) | 6100 | Bare Steel | 1972-06-16 | Bare Steel
600455 | 1 | [5 empty] | Removed from Ground | Diesel | 10000 | Bare Steel | 1979-06-15 | Bare Steel | Gravity Fed
600455 | 2 |  | 1998-07-24 | no | 1998-07-24 | no | Currently in Use | Diesel | 10000 | Epoxy | 1998-07-24 | Fiberglass Reinforced Plastic | Pressurized
600456 | 1 | [5 empty] | Removed from Ground | Empty | 5000 | Bare Steel | 1966-06-18 | Galvanized Steel
600456 | 2 | [5 empty] | Removed from Ground | Empty | 8000 | Bare Steel | 1971-06-17 | Galvanized Steel
600456 | 3 | [5 empty] | Removed from Ground | Empty | 12000 | Bare Steel | 1976-06-15 | Galvanized Steel
600457 | 1 | [5 empty] | Removed from Ground | Empty | 5000 | Bare Steel | 1986-05-08 | Galvanized Steel
600457 | 21 | [5 empty] | Removed from Ground | Empty | 5000 | Bare Steel | 1986-05-08 | Galvanized Steel
600459 | 1 | [5 empty] | Removed from Ground | Diesel | 5000 | Bare Steel | 1976-06-06 | Galvanized Steel
600459 | 2 | [5 empty] | Removed from Ground | Diesel | 8000 | Bare Steel | 1976-06-06 | Galvanized Steel
600459 | 3 | [5 empty] | Removed from Ground | Diesel | 10000 | Bare Steel | 1982-06-05 | Galvanized Steel
600459 | 4 | [5 empty] | Removed from Ground | Diesel | 10000 | Bare Steel | 1982-06-05 | Galvanized Steel
600459 | 5 |  |  | yes |  | yes | Removed from Ground | Used Oil | 500 | Marked Unknown | 1976-06-06 | Galvanized Steel
600462 | 1 | [5 empty] | Removed from Ground | Gas (Historical Use) | 3000 | Marked Unknown | 1987-01-01 | Unknown
600462 | 2 | [5 empty] | Removed from Ground | Gas (Historical Use) | 1000 | Marked Unknown | 1987-01-01 | Unknown
600462 | 3 | [5 empty] | Removed from Ground | Gas (Historical Use) | 1000 | Marked Unknown | 1987-01-01 | Unknown
600462 | 4 | [5 empty] | Removed from Ground | Gas (Historical Use) | 1000 | Marked Unknown | 1987-01-01 | Unknown
600463 | 1 | Ball Float | 1998-05-25 |  | 1998-05-25 |  | Removed from Ground | Gas (Historical Use) | 8000 | Steel-Impressed Current | 1984-05-13 | Cathodically Protected | Pressurized
600463 | 2 | Ball Float | 1998-05-25 |  | 1998-05-25 |  | Currently in Use | Gas (Historical Use) | 8000 | Steel-Impressed Current | 1984-05-13 | Cathodically Protected | Pressurized
600463 | 3 | Ball Float | 1998-05-25 |  | 1998-05-25 |  | Currently in Use | Gas (Historical Use) | 8000 | Steel-Impressed Current | 1984-05-13 | Cathodically Protected | Pressurized
600463 | 4 | Ball Float | 2004-08-15 | no | 2004-08-15 | no | Currently in Use | Gas (Historical Use) | 8000 | Composite | 2004-08-15 | Fiberglass Reinforced Plastic | Pressurized
600464 | 1 | [5 empty] | Removed from Ground | Empty | 1000 | Bare Steel | 1987-10-10 | Bare Steel
600465 | 1 | [5 empty] | Removed from Ground | Diesel | 2000 | Bare Steel | 1993-04-06 | Galvanized Steel
600465 | 2 | [5 empty] | Removed from Ground | Gas (Historical Use) | 10000 | Bare Steel | 1993-04-06 | Galvanized Steel
600465 | 3 | [5 empty] | Removed from Ground | Kerosene | 1000 | Bare Steel | 1993-04-06 | Not Marked
600468 | 1 | Overfill Alarm | 1998-12-20 |  | 1998-12-20 |  | Currently in Use | Diesel | 10000 | Galvanic (STIP-3) | 1981-09-15 | Steel (Impressed Current) | Suction (American)
600469 | 1 | [5 empty] | Closed in Ground | Diesel | 12000 | Bare Steel | 1978-05-22 | Galvanized Steel
600471 | 1 | Ball Float | 1998-09-30 | no | 1998-09-30 | no | Currently in Use | Diesel | 10000 | Steel-Impressed Current | 1984-04-17 | Fiberglass Reinforced Plastic | Pressurized
600471 | 2 | [5 empty] | Removed from Ground | Used Oil | 2000 | Steel-Impressed Current | 1978-04-19 | Not Marked
600474 | 1 | [5 empty] | Permanently Out of Use - historical purposes | Diesel | 550 | Bare Steel | 1976-04-20 | Galvanized Steel
600474 | 2 | [5 empty] | Permanently Out of Use - historical purposes | Gas (Historical Use) | 2000 | Bare Steel | 1972-04-21 | Unknown
600474 | 3 | [5 empty] | Permanently Out of Use - historical purposes | Gas (Historical Use) | 3000 | Bare Steel | 1976-04-20 | Unknown
600476 | 1 |  | 1993-12-02 |  |  |  | Removed from Ground | Diesel | 10000 | Cathodically Protected Steel | 1985-01-01 | Galvanized Steel | Suction (American)
600482 | 1 | [5 empty] | Removed from Ground | Gas (Historical Use) | 1000 | Bare Steel | 1971-05-31 | Unknown
600482 | 2 | [5 empty] | Removed from Ground | Diesel | 10000 | Bare Steel | 1985-05-27 | Unknown
600483 | 1 |  | 1996-08-01 |  | 1996-08-01 |  | Closed in Ground | Gas (Historical Use) | 10000 | Composite | 1996-08-01 | Fiberglass Reinforced Plastic | Pressurized
600483 | 1 |  | 1996-08-01 |  | 1996-08-01 |  | Closed in Ground | Gas (Historical Use) | 10000 | Composite | 1996-08-01 | Fiberglass Reinforced Plastic | Pressurized
600483 | 11 | [5 empty] | Closed in Ground | Kerosene | 280 | Bare Steel | 1974-05-11 | Galvanized Steel
600483 | 2 |  | 1996-08-01 |  | 1996-08-01 |  | Closed in Ground | Diesel | 6000 | Composite | 1996-08-01 | Fiberglass Reinforced Plastic | Pressurized
600483 | 3 |  | 1996-08-01 |  | 1996-08-01 |  | Removed from Ground | Diesel | 4000 | Composite | 1986-01-01 | Fiberglass Reinforced Plastic | Pressurized
600483 | 4 |  | 1996-08-01 |  | 1996-08-01 |  | Removed from Ground | Kerosene | 3000 | Cathodically Protected Steel | 1977-05-01 | Fiberglass Reinforced Plastic | Pressurized
600483 | 7 | [5 empty] | Closed in Ground | Gas (Historical Use) | 1065 | Bare Steel | 1974-05-11 | Bare Steel | Safe Suction (Euro)
600483 | 8 | [5 empty] | Closed in Ground | Gas (Historical Use) | 1065 | Bare Steel | 1974-05-11 | Bare Steel | Safe Suction (Euro)
600483 | 9 | [5 empty] | Closed in Ground | Gas (Historical Use) | 1065 | Bare Steel | 1974-05-11 | Bare Steel | Safe Suction (Euro)
600484 | 1 | [5 empty] | Removed from Ground | Empty | 1000 | Bare Steel | 1966-07-20 | Unknown
600486 | 1 | [5 empty] | Removed from Ground | Diesel | 10000 | Bare Steel | 1982-08-13 | Galvanized Steel
600486 | 2 | [5 empty] | Removed from Ground | Gas (Historical Use) | 5000 | Bare Steel | 1982-08-13 | Galvanized Steel | Pressurized
600486 | 3 |  |  | no |  | no | Removed from Ground | Empty | 2000 | Unknown | 2003-07-02 | Unknown
600487 | 1 | [5 empty] | Removed from Ground | Gas (Historical Use) | 1000 | Bare Steel | 1968-08-18 | Galvanized Steel
600487 | 2 | [5 empty] | Removed from Ground | Gas (Historical Use) | 1000 | Bare Steel | 1968-08-18 | Galvanized Steel
600487 | 3 | [5 empty] | Removed from Ground | Gas (Historical Use) | 500 | Bare Steel | 1968-08-18 | Galvanized Steel
600487 | 4 | [5 empty] | Removed from Ground | Diesel | 1000 | Bare Steel | 1985-08-14 | Galvanized Steel
600488 | 1 | [5 empty] | Removed from Ground | Diesel | 0 | Cathodically Protected Steel | 1986-04-23 | Bare Steel
600491 | 1 | [5 empty] | Closed in Ground | Diesel | 2000 | Bare Steel | 1953-05-09 | Galvanized Steel
600491 | 2 | [5 empty] | Closed in Ground | Diesel | 2000 | Bare Steel | 1953-05-09 | Galvanized Steel
600491 | 3 |  | 1997-05-07 |  | 1997-05-07 |  | Removed from Ground | Gas (Historical Use) | 2005 | Cathodically Protected Steel | 1988-01-01 | Fiberglass Reinforced Plastic | Suction (American)
600492 | 1 |  |  | yes |  | yes | Removed from Ground | Used Oil | 1000 | Bare Steel | 1993-07-23 | Galvanized Steel | Gravity Fed
600493 | 1 | [5 empty] | Removed from Ground | Diesel | 3000 | Bare Steel | 1970-04-27 | Galvanized Steel
600493 | 2 | [5 empty] | Removed from Ground | Gas (Historical Use) | 3000 | Bare Steel | 1970-04-27 | Galvanized Steel
600493 | 3 |  |  | yes |  | yes | Removed from Ground | Used Oil | 560 | Bare Steel | 1970-04-27 | Galvanized Steel
600494 | 1 | [5 empty] | Removed from Ground | Gas (Historical Use) | 2000 | Bare Steel | 1983-04-23 | Galvanized Steel
600496 | 1 | [5 empty] | Closed in Ground | Gas (Historical Use) | 550 | Bare Steel | 1978-04-23 | Galvanized Steel
600496 | 2 | [5 empty] | Closed in Ground | Empty | 6000 | Bare Steel | 1960-03-04 | Bare Steel
600496 | 3 | [5 empty] | Closed in Ground | Empty | 6000 | Bare Steel | 1960-03-04 | Bare Steel
600497 | 1 | [5 empty] | Closed in Ground | Diesel | 10134 | Bare Steel | 1974-04-24 | Galvanized Steel | Suction (American)
600497 | 2 | [5 empty] | Closed in Ground | Diesel | 10134 | Bare Steel | 1974-04-24 | Galvanized Steel | Suction (American)
600500 | 1 | [5 empty] | Removed from Ground | Gas (Historical Use) | 1000 | Bare Steel | 1968-04-26 | Galvanized Steel
600500 | 2 | [5 empty] | Removed from Ground | Gas (Historical Use) | 2000 | Bare Steel | 1968-04-26 | Galvanized Steel
600500 | 3 | [5 empty] | Removed from Ground | Diesel | 8000 | Bare Steel | 1975-04-25 | Galvanized Steel
600501 | 1 | [5 empty] | Removed from Ground | Gas (Historical Use) | 1000 | Fiberglass | 1984-04-22 | Double-Walled Fiberglass | Safe Suction (Euro)
600501 | 2 | [5 empty] | Removed from Ground | Other | 550 | Bare Steel | 1984-04-22 | Galvanized Steel | Pressurized
600501 | 3 |  |  | yes |  | yes | Removed from Ground | Used Oil | 1500 | Bare Steel | 1984-04-22 | Galvanized Steel | Pressurized
600501 | 4 | Flapper Valve | 2003-01-14 | no | 2002-12-20 | no | Currently in Use | Gas (Historical Use) | 10000 | Composite Double Walled | 2002-12-18 | Double-Walled Fiberglass | Safe Suction (Euro)
600503 | 1 | [5 empty] | Removed from Ground | Other | 10000 | Bare Steel | 1990-01-01 | Galvanized Steel
600503 | 2 | [5 empty] | Removed from Ground | Other | 12000 | Bare Steel | 1998-05-30 | Galvanized Steel
600503 | 3 | Overfill Alarm | 1998-05-01 |  | 1998-05-01 |  | Removed from Ground | Other | 10000 | Fiberglass | 1998-05-01 | Fiberglass Reinforced Plastic | Pressurized
600505 | 1 | [5 empty] | Removed from Ground | Gas (Historical Use) | 1000 | Galvanic (STIP-3) | 1976-04-23 | Flex
600505 | 2 |  | 1998-12-08 |  | 1990-09-24 |  | Removed from Ground | Diesel | 10000 | Cathodically Protected Steel | 1990-09-24 | Galvanized Steel | Safe Suction (Euro)
600505 | 3 | [5 empty] | Removed from Ground | Gas (Historical Use) | 1120 | Not Marked/Unknown |  | Not Marked
600505 | 4 | [5 empty] | Removed from Ground | Gas (Historical Use) | 1100 | Not Marked/Unknown |  | Not Marked
600506 | 1 | [5 empty] | Closed in Ground | Diesel | 1500 | Bare Steel | 1976-04-23 | Bare Steel
600508 | 1 | [5 empty] | Removed from Ground | Other | 5000 | Bare Steel | 1985-01-14 | Galvanized Steel | Suction (American)
600508 | 2 | [5 empty] | Removed from Ground | Other | 3000 | Bare Steel | 1985-01-14 | Galvanized Steel | Suction (American)
600519 | 1 | [5 empty] | Removed from Ground | Other | 8000 | Marked Unknown | 1978-01-01 | Unknown
600522 | 1 | [5 empty] | Removed from Ground | Diesel | 10000 | Fiberglass | 1976-05-02 | Galvanized Steel
600522 | 2 | [5 empty] | Removed from Ground | Diesel | 10000 | Fiberglass | 1976-05-02 | Galvanized Steel
600523 | 1 |  |  | yes |  | yes | Removed from Ground | Used Oil | 500 | Cathodically Protected Steel | 1985-03-31 | Galvanized Steel
600526 | 1 | [5 empty] | Removed from Ground | Gas (Historical Use) | 6000 | Bare Steel | 1966-04-06 | Unknown
600526 | 1A |  | 1994-01-20 |  | 1994-01-20 |  | Removed from Ground | Gas (Historical Use) | 10000 | Unknown | 1994-01-20 | Fiberglass Reinforced Plastic | Pressurized
600526 | 1B |  | 1994-01-20 |  | 1994-01-20 |  | Removed from Ground | Diesel | 10000 | Unknown | 1994-01-20 | Fiberglass Reinforced Plastic | Pressurized
600529 | 1 | [5 empty] | Removed from Ground | Gas (Historical Use) | 10000 | Bare Steel | 1980-05-02 | Galvanized Steel | Pressurized
600529 | 2 | [5 empty] | Removed from Ground | Gas (Historical Use) | 10000 | Bare Steel | 1980-05-02 | Galvanized Steel | Pressurized
600529 | 3 | [5 empty] | Removed from Ground | Gas (Historical Use) | 10000 | Bare Steel | 1980-05-02 | Galvanized Steel | Pressurized
600529 | 4 | [5 empty] | Removed from Ground | Diesel | 5000 | Bare Steel | 1980-05-02 | Galvanized Steel | Pressurized
600530 | 1 | [5 empty] | Removed from Ground | Diesel | 10000 | Bare Steel | 1975-05-04 | Galvanized Steel | Pressurized
600531 | D |  | 1992-09-01 |  | 1992-09-01 |  | Removed from Ground | Diesel | 10000 | Composite | 1992-09-01 | Fiberglass Reinforced Plastic | Suction (American)
600531 | G |  | 1992-09-01 |  | 1992-09-01 |  | Removed from Ground | Gas (Historical Use) | 2000 | Composite | 1992-09-01 | Fiberglass Reinforced Plastic | Suction (American)
600533 | 2 |  | 1998-11-01 |  | 1998-11-01 |  | Currently in Use | Diesel | 10000 | Fiberglass | 1980-01-01 | Fiberglass Reinforced Plastic
600533 | 3 |  | 1998-11-01 |  | 1998-11-01 |  | Currently in Use | Gas (Historical Use) | 10000 | Fiberglass | 1980-01-01 | Fiberglass Reinforced Plastic | Suction (American)
600534 | 1 | [5 empty] | Permanently Out of Use - historical purposes | Gas (Historical Use) | 2500 | Bare Steel |  | Unknown
600534 | 2 | [5 empty] | Permanently Out of Use - historical purposes | Gas (Historical Use) | 3000 | Bare Steel |  | Unknown
600534 | 3 | [5 empty] | Permanently Out of Use - historical purposes | Gas (Historical Use) | 12000 | Bare Steel | 1981-01-01 | Galvanized Steel
600534 | 4 | [5 empty] | Permanently Out of Use - historical purposes | Kerosene | 300 | Bare Steel |  | Unknown
600535 | 1 | [5 empty] | Removed from Ground | Gas (Historical Use) | 8000 | Bare Steel | 1998-02-05 | Unknown
600535 | 2 | [5 empty] | Removed from Ground | Gas (Historical Use) | 8000 | Bare Steel | 1969-05-03 | Galvanized Steel
600535 | 3 | [5 empty] | Permanently Out Of Use | Diesel | 12000 | Cathodically Protected Steel | 1998-01-26 | Galvanized Steel
600535 | 4 |  | 1999-02-01 |  | 1999-02-01 |  | Currently in Use | Diesel | 25000 | Fiberglass Double Walled | 1999-02-01 | Double-Walled Fiberglass | Pressurized
600535 | 5 |  | 1999-02-01 |  | 1999-02-01 |  | Currently in Use | Diesel | 25000 | Fiberglass Double Walled | 1999-02-01 | Double-Walled Fiberglass | Pressurized
600535 | 6 |  | 1999-02-01 |  | 1999-02-01 |  | Currently in Use | Diesel | 25000 | Fiberglass Double Walled | 1999-02-01 | Double-Walled Fiberglass | Pressurized
600535 | 7 |  | 1999-02-01 |  | 1999-02-01 |  | Currently in Use | Gas (Historical Use) | 12500 | Fiberglass Double Walled | 1999-02-01 | Double-Walled Fiberglass | Pressurized
600535 | 8 |  | 1999-02-01 |  | 1999-02-01 |  | Currently in Use | Gas (Historical Use) | 12500 | Fiberglass Double Walled | 1999-02-01 | Double-Walled Fiberglass | Pressurized
600537 | 1 | [5 empty] | Removed from Ground | Diesel | 6000 | Bare Steel | 1983-04-24 | Galvanized Steel
600537 | 2 | [5 empty] | Removed from Ground | Gas (Historical Use) | 6000 | Bare Steel | 1983-04-24 | Galvanized Steel
600538 | 1 | [5 empty] | Removed from Ground | Gas (Historical Use) | 2000 | Bare Steel | 1999-03-10 | Unknown | Suction (American)
600539 | 1 | [5 empty] | Removed from Ground | Gas (Historical Use) | 1800 | Bare Steel | 1990-06-27 | Galvanized Steel
600539 | 2 | [5 empty] | Removed from Ground | Diesel | 1000 | Not Marked/Unknown | 2001-10-30 | Not Marked
600540 | 1 | [5 empty] | Removed from Ground | Gas (Historical Use) | 3000 | Bare Steel | 1974-05-03 | Unknown
600540 | 2 | [5 empty] | Removed from Ground | Gas (Historical Use) | 3000 | Bare Steel | 1974-05-03 | Unknown
600540 | 3 | [5 empty] | Removed from Ground | Gas (Historical Use) | 3000 | Bare Steel | 1974-05-03 | Unknown
600541 | 1 | [5 empty] | Removed from Ground | Diesel | 0 | Bare Steel | 1990-09-01 | Galvanized Steel
600541 | 2 | [5 empty] | Removed from Ground | Gas (Historical Use) | 0 | Bare Steel | 1990-09-01 | Galvanized Steel
600541 | 3 |  |  | no |  | no | Removed from Ground | Gas (Historical Use) | 2000 | Bare Steel | 1990-09-01 | Galvanized Steel
600542 | 1 | [5 empty] | Closed in Ground | Gas (Historical Use) | 10000 | Bare Steel | 1971-05-04 | Unknown
600542 | 2 | [5 empty] | Removed from Ground | Other | 1000 | Bare Steel | 1971-05-04 | Unknown
600542 | 3 | [5 empty] | Removed from Ground | Other | 550 | Bare Steel | 1971-05-04 | Unknown
600542 | 4 |  |  | yes |  | yes | Removed from Ground | Used Oil | 550 | Bare Steel | 1971-05-04 | Unknown
600542 | 5 | [5 empty] | Removed from Ground | Empty | 10000 | Bare Steel | 1971-05-04 | Unknown
600542 | 6 |  | 1991-01-01 |  | 1991-01-01 |  | Removed from Ground | Gas (Historical Use) | 10000 | Cathodically Protected Steel | 1991-01-04 | Fiberglass Reinforced Plastic | Suction (American)
600543 | 1 | [5 empty] | Removed from Ground | Diesel | 1000 | Bare Steel | 1976-04-25 | Galvanized Steel
600543 | 2 | [5 empty] | Removed from Ground | Gas (Historical Use) | 1000 | Bare Steel | 1976-04-25 | Galvanized Steel
600546 | 1 | [5 empty] | Removed from Ground | Diesel | 564 | Bare Steel | 1966-04-28 | Galvanized Steel
600546 | 2 | [5 empty] | Removed from Ground | Gas (Historical Use) | 1000 | Not Marked/Unknown | 1996-08-01 | Not Marked
600547 | 1 | [5 empty] | Removed from Ground | Gas (Historical Use) | 500 | Bare Steel | 1966-05-04 | Galvanized Steel
600552 | 1 | [5 empty] | Removed from Ground | Diesel | 8000 | Bare Steel | 1961-01-01 | Unknown
600553 | 1 | [5 empty] | Removed from Ground | Diesel | 5000 | Bare Steel | 1976-03-29 | Galvanized Steel
600553 | 2 | [5 empty] | Removed from Ground | Gas (Historical Use) | 5000 | Bare Steel | 1974-03-30 | Galvanized Steel
600553 | 3 | [5 empty] | Removed from Ground | Gas (Historical Use) | 10000 | Bare Steel | 1974-03-30 | Galvanized Steel
600554 | 1 | [5 empty] | Removed from Ground | Empty | 10000 | Bare Steel | 1976-01-01 | Bare Steel | Suction (American)
600554 | 2 | [5 empty] | Removed from Ground | Empty | 10000 | Bare Steel | 1976-04-25 | Galvanized Steel | Suction (American)
600554 | 3 | [5 empty] | Removed from Ground | Other | 1000 | Bare Steel | 1976-04-25 | Bare Steel | Suction (American)
600554 | 4 |  |  | yes |  | yes | Removed from Ground | Empty | 1000 | Bare Steel | 1976-04-25 | Bare Steel | Gravity Fed
600554 | 5 |  | 1994-03-16 |  | 1994-03-16 |  | Removed from Ground | Diesel | 20000 | Double Walled | 1994-03-16 | Fiberglass Reinforced Plastic | Pressurized
600556 | 1 | [5 empty] | Removed from Ground | Gas (Historical Use) | 1000 | Bare Steel | 1974-04-25 | Galvanized Steel | Safe Suction (Euro)
600556 | 204678 |  | 1992-06-02 |  | 1992-06-02 |  | Removed from Ground | Diesel | 1000 | Cathodically Protected Steel | 1992-06-02 | Cathodically Protected | Safe Suction (Euro)
600556 | 248279 |  | 1992-06-02 |  | 1992-06-02 |  | Removed from Ground | Gas (Historical Use) | 1000 | Cathodically Protected Steel | 1992-06-02 | Cathodically Protected | Safe Suction (Euro)
600557 | 1 | [5 empty] | Removed from Ground | Gas (Historical Use) | 560 | Bare Steel | 1978-04-24 | Galvanized Steel | Safe Suction (Euro)
600558 | 1 | [5 empty] | Removed from Ground | Gas (Historical Use) | 6000 | Bare Steel | 1967-03-31 | Unknown
600558 | 2 | [5 empty] | Removed from Ground | Gas (Historical Use) | 6000 | Bare Steel | 1967-03-31 | Unknown
600558 | 3 | [5 empty] | Removed from Ground | Gas (Historical Use) | 6000 | Bare Steel | 1967-03-31 | Unknown
600558 | 4 | [5 empty] | Removed from Ground | Gas (Historical Use) | 8000 | Bare Steel | 1971-03-30 | Unknown
600558 | 5 |  |  | yes |  | yes | Removed from Ground | Used Oil | 550 | Bare Steel | 1967-03-31 | Unknown
600558 | 570626 | [5 empty] | Removed from Ground | Gas (Historical Use) | 10000 | Fiberglass | 1990-01-05 | Fiberglass Reinforced Plastic
600558 | 570627 | [5 empty] | Removed from Ground | Gas (Historical Use) | 10000 | Fiberglass | 1990-01-05 | Fiberglass Reinforced Plastic
600558 | 570628 | [5 empty] | Removed from Ground | Gas (Historical Use) | 10000 | Fiberglass | 1990-01-05 | Fiberglass Reinforced Plastic
600558 | 6 |  |  | no |  | no | Removed from Ground | Kerosene | 550 | Bare Steel | 2006-03-09
600559 | 1 |  |  | yes |  | yes | Removed from Ground | Used Oil | 1000 | Bare Steel | 1978-08-01 | Galvanized Steel | Gravity Fed
600561 | 1 |  |  | yes |  | yes | Removed from Ground | Used Oil | 210 | Bare Steel | 1995-05-02 | Galvanized Steel | Gravity Fed
600562 | 1 | [5 empty] | Closed in Ground | Diesel | 8000 | Bare Steel | 1976-04-06 | Galvanized Steel
600562 | 2 | [5 empty] | Closed in Ground | Gas (Historical Use) | 8000 | Bare Steel | 1976-04-06 | Galvanized Steel
600562 | 3 | [5 empty] | Closed in Ground | Gas (Historical Use) | 8000 | Bare Steel | 1976-04-06 | Galvanized Steel
600565 | 1 | [5 empty] | Removed from Ground | Gas (Historical Use) | 6100 | Bare Steel | 1960-04-10 | Galvanized Steel
600567 | 1 | [5 empty] | Removed from Ground | Diesel | 8000 | Bare Steel | 1977-04-06 | Galvanized Steel
600567 | 2 | [5 empty] | Removed from Ground | Diesel | 10000 | Bare Steel | 1980-04-05 | Galvanized Steel
600569 | 1 | [5 empty] | Removed from Ground | Empty | 500 | Bare Steel | 1962-04-14 | Galvanized Steel
600570 | 1 |  | 1998-12-12 |  | 1998-12-12 |  | Removed from Ground | Gas (Historical Use) | 10000 | Steel-Impressed Current | 1980-04-09 | Cathodically Protected | Suction (American)
600572 | 1 | [5 empty] | Removed from Ground | Other | 10000 | Bare Steel | 1972-05-10 | Bare Steel
600572 | 2 | [5 empty] | Removed from Ground | Other | 10000 | Bare Steel | 1972-05-10 | Bare Steel
600572 | 3 |  | 1993-07-01 |  | 1993-07-01 |  | Currently in Use | Gas (Historical Use) | 12000 | Epoxy | 1993-07-01 | Fiberglass Reinforced Plastic | Pressurized
600572 | 4 |  | 1993-07-01 |  | 1993-07-01 |  | Currently in Use | Gas (Historical Use) | 12000 | Epoxy | 1993-07-01 | Fiberglass Reinforced Plastic | Pressurized
600572 | 5 |  | 1993-07-01 |  | 1993-07-01 |  | Currently in Use | Diesel | 12000 | Epoxy | 1993-07-01 | Fiberglass Reinforced Plastic | Pressurized
600573 | 1 | [5 empty] | Removed from Ground | Diesel | 2000 | Bare Steel | 1966-05-12 | Bare Steel
600574 | 1 | [5 empty] | Removed from Ground | Gas (Historical Use) | 10000 | Bare Steel | 1976-05-10 | Bare Steel
600574 | 2 | [5 empty] | Permanently Out of Use - historical purposes | Empty | 10000 | Bare Steel |  | Bare Steel
600575 | 1 | [5 empty] | Removed from Ground | Kerosene | 500 | Bare Steel | 1977-05-10 | Galvanized Steel
600575 | 2 | [5 empty] | Removed from Ground | Diesel | 500 | Bare Steel | 1977-05-10 | Galvanized Steel
600575 | 3 | [5 empty] | Removed from Ground | Gas (Historical Use) | 500 | Bare Steel | 1977-05-10 | Galvanized Steel
600575 | 4 | [5 empty] | Removed from Ground | Gas (Historical Use) | 1000 | Bare Steel | 1981-05-09 | Galvanized Steel
600576 | 1 | [5 empty] | Removed from Ground | Gas (Historical Use) | 500 | Bare Steel | 1995-01-01 | Galvanized Steel
600576 | 2 | [5 empty] | Removed from Ground | Other | 0 | Bare Steel | 1995-01-01 | Galvanized Steel
600576 | 3 | [5 empty] | Removed from Ground | Diesel | 3500 | Bare Steel | 1997-10-29 | Galvanized Steel
600577 | 1 | [5 empty] | Removed from Ground | Diesel | 5000 | Bare Steel | 1971-05-11 | Bare Steel
600577 | 2 | [5 empty] | Removed from Ground | Diesel | 5000 | Bare Steel | 1971-05-11 | Bare Steel
600579 | 1 | [5 empty] | Removed from Ground | Diesel | 10000 | Bare Steel | 1971-05-11 | Galvanized Steel
600579 | 2 | [5 empty] | Removed from Ground | Gas (Historical Use) | 10000 | Bare Steel | 1971-05-11 | Galvanized Steel
600579 | 3 | [5 empty] | Removed from Ground | Kerosene | 2000 | Bare Steel | 1971-05-11 | Galvanized Steel
600579 | 4 | [5 empty] | Removed from Ground | Gas (Historical Use) | 500 | Bare Steel | 1971-05-11 | Galvanized Steel
600583 | 1 | [5 empty] | Removed from Ground | Gas (Historical Use) | 550 | Cathodically Protected Steel | 1974-05-09 | Galvanized Steel
600583 | 2 |  | 1991-06-01 |  | 1991-06-01 |  | Removed from Ground | Gas (Historical Use) | 10000 | Cathodically Protected Steel | 1968-05-10 | Galvanized Steel | Suction (American)
600583 | 3 | [5 empty] | Removed from Ground | Diesel | 10000 | Bare Steel | 1952-05-14 | Galvanized Steel
600583 | 4 | [5 empty] | Removed from Ground | Diesel | 10000 | Bare Steel | 1952-05-14 | Galvanized Steel
600584 | D1 | [5 empty] | Removed from Ground | Diesel | 10000 | Bare Steel | 1963-05-12 | Unknown | Suction (American)
600584 | D2 | [5 empty] | Removed from Ground | Diesel | 10000 | Bare Steel | 1963-05-12 | Unknown | Suction (American)
600584 | G1 | [5 empty] | Removed from Ground | Gas (Historical Use) | 10000 | Bare Steel | 1963-05-12 | Unknown | Suction (American)
600584 | OIL5 |  |  | yes |  | yes | Removed from Ground | Used Oil | 550 | Bare Steel | 1963-05-12 | Unknown | Suction (American)
600584 | OIL6 |  |  | yes |  | yes | Removed from Ground | Used Oil | 3000 | Bare Steel | 1963-05-12 | Unknown | Gravity Fed
600586 | 1 |  |  | yes |  | yes | Removed from Ground | Used Oil | 500 | Marked Unknown | 1993-12-29 | Unknown
600587 | 1 | [5 empty] | Removed from Ground | Gas (Historical Use) | 10000 | Bare Steel | 1965-05-12 | Galvanized Steel
600587 | 2 |  |  | yes |  | yes | Removed from Ground | Used Oil | 500 | Bare Steel | 1965-05-12 | Galvanized Steel
600587 | 3 | [5 empty] | Removed from Ground | Diesel | 2000 | Bare Steel | 1965-05-12 | Galvanized Steel
600587 | 4 | [5 empty] | Removed from Ground | Diesel | 2000 | Bare Steel | 1965-05-12 | Galvanized Steel
600590 | 1 | [5 empty] | Removed from Ground | Diesel | 10000 | Bare Steel | 1990-01-01 | Galvanized Steel
600591 | 1 |  | 1996-05-01 |  | 1996-05-01 |  | Removed from Ground | Diesel | 10000 | Steel-Impressed Current | 1985-03-28 | Bare Steel | Suction (American)
600592 | 1 |  | 1998-09-01 |  | 1998-09-01 |  | Currently in Use | Gas (Historical Use) | 5000 | Steel-Impressed Current | 1971-04-14 | Fiberglass Reinforced Plastic | Pressurized
600592 | 2 |  | 1998-09-01 |  | 1998-09-01 |  | Currently in Use | Gas (Historical Use) | 5000 | Steel-Impressed Current | 1971-04-14 | Fiberglass Reinforced Plastic | Pressurized
600592 | 3 |  | 1998-09-01 |  | 1998-09-01 |  | Currently in Use | Gas (Historical Use) | 5000 | Steel-Impressed Current | 1971-04-14 | Fiberglass Reinforced Plastic | Pressurized
600592 | 4 |  | 1998-09-01 |  | 1998-09-01 |  | Currently in Use | Diesel | 5000 | Steel-Impressed Current | 1971-04-14 | Fiberglass Reinforced Plastic | Pressurized
600595 | 1 | [5 empty] | Removed from Ground | Diesel | 5000 | Bare Steel | 1956-04-09 | Bare Steel | Safe Suction (Euro)
600595 | 2 | [5 empty] | Removed from Ground | Diesel | 5000 | Bare Steel | 1995-02-23 | Bare Steel | Safe Suction (Euro)
600595 | 3 | [5 empty] | Removed from Ground | Other | 5000 | Bare Steel | 1995-02-23 | Bare Steel | Safe Suction (Euro)
600595 | 4 | [5 empty] | Removed from Ground | Other | 5000 | Bare Steel | 1995-02-23 | Bare Steel | Safe Suction (Euro)
600597 | 1 | [5 empty] | Removed from Ground | Gas (Historical Use) | 4000 | Bare Steel | 1976-11-06 | Galvanized Steel
600597 | 1A | Ball Float | 1993-03-01 | no | 1993-03-01 | no | Currently in Use | Regular | 5000 | Galvanic (STIP-3) | 1991-05-02 | Fiberglass Reinforced Plastic | Pressurized
600597 | 2 | [5 empty] | Removed from Ground | Gas (Historical Use) | 4000 | Bare Steel | 1976-11-06 | Galvanized Steel
600597 | 2A | Ball Float | 1993-03-01 | no | 1993-03-01 | no | Currently in Use | Regular | 5000 | Galvanic (STIP-3) | 1991-05-02 | Fiberglass Reinforced Plastic | Pressurized
600597 | 3 | [5 empty] | Removed from Ground | Gas (Historical Use) | 4000 | Bare Steel | 1976-11-06 | Galvanized Steel
600597 | 3A | Ball Float | 1993-03-01 | no | 1993-03-01 | no | Currently in Use | Premium | 5000 | Galvanic (STIP-3) | 1991-05-02 | Fiberglass Reinforced Plastic | Pressurized
600597 | 4 | [5 empty] | Removed from Ground | Gas (Historical Use) | 4000 | Bare Steel | 1976-11-06 | Galvanized Steel
600597 | 4A |  | 1993-03-01 | no | 1993-03-01 | no | Currently in Use | E-85 | 4000 | Galvanic (STIP-3) | 1991-05-02 | Fiberglass Reinforced Plastic | Safe Suction (Euro)
600597 | 5 | [5 empty] | Removed from Ground | Gas (Historical Use) | 3000 | Bare Steel | 1976-11-06 | Galvanized Steel
600597 | 6 | [5 empty] | Removed from Ground | Diesel | 1000 | Bare Steel | 1976-11-05 | Galvanized Steel
600597 | 7 | Ball Float | 1997-09-01 | no | 1997-09-01 | no | Currently in Use | Diesel | 10000 | Steel-Impressed Current | 1980-11-05 | Steel (Impressed Current) | Pressurized
600597 | 8 | Ball Float | 1997-09-01 | no | 1997-09-01 | no | Currently in Use | Diesel Off Road | 6000 | Steel-Impressed Current | 1980-11-05 | Steel (Impressed Current) | Pressurized
600597 | 9 |  |  | yes |  | yes | Removed from Ground | Used Oil | 560 | Bare Steel | 1976-11-06 | Galvanized Steel
600600 | 1 | [5 empty] | Removed from Ground | Gas (Historical Use) | 5000 | Bare Steel | 1959-01-01 | Unknown
600600 | 2 | [5 empty] | Removed from Ground | Diesel | 10000 | Bare Steel | 1959-01-01 | Unknown
600600 | 3 |  |  | no |  | no | Removed from Ground | Gas (Historical Use) | 11000 | Bare Steel | 2002-07-29 | Unknown
600601 | 1 | [5 empty] | Removed from Ground | Gas (Historical Use) | 1000 | Marked Unknown | 1985-01-01 | Unknown
600602 | A | [5 empty] | Currently in Use | Gas (Historical Use) | 3000 | Fiberglass | 1982-03-18 | Galvanized Steel
600602 | B | [5 empty] | Currently in Use | Gas (Historical Use) | 3000 | Fiberglass | 1982-03-18 | Galvanized Steel
600602 | C | [5 empty] | Currently in Use | Diesel | 3000 | Fiberglass | 1982-03-18 | Galvanized Steel
600604 | 1 | [5 empty] | Removed from Ground | Gas (Historical Use) | 10000 | Bare Steel | 1971-03-21 | Bare Steel
600605 | 1 |  |  | yes |  | yes | Removed from Ground | Used Oil | 500 | Bare Steel | 1971-03-21 | Galvanized Steel | Gravity Fed
600606 | 1 | [5 empty] | Removed from Ground | Gas (Historical Use) | 1990 | Bare Steel | 1962-03-23 | Unknown
600606 | 2 | [5 empty] | Removed from Ground | Gas (Historical Use) | 1990 | Bare Steel | 1962-03-23 | Unknown
600607 | 1 | [5 empty] | Closed in Ground | Empty | 6000 | Marked Unknown | 1966-03-22 | Unknown
600608 | 1 | [5 empty] | Removed from Ground | Gas (Historical Use) | 8000 | Bare Steel | 1966-03-24 | Galvanized Steel
600608 | 2 | [5 empty] | Removed from Ground | Diesel | 14000 | Bare Steel | 1966-03-24 | Galvanized Steel
600608 | 3 | [5 empty] | Closed in Ground | Other | 0 | Bare Steel | 1989-09-01 | Galvanized Steel
600608 | 4 | [5 empty] | Closed in Ground | Other | 0 | Bare Steel | 1989-09-01 | Galvanized Steel
600609 | 1 | [5 empty] | Closed in Ground | Gas (Historical Use) | 0 | Bare Steel | 1986-09-01 | Unknown
600609 | 2 | [5 empty] | Closed in Ground | Gas (Historical Use) | 0 | Bare Steel | 1986-09-01 | Unknown
600610 | 1 | [5 empty] | Permanently Out of Use - historical purposes | Used Oil | 500 | Bare Steel | 1966-03-25 | Not Marked
600611 | 1 | [5 empty] | Removed from Ground | Diesel | 2000 | Bare Steel | 1985-04-04 | Galvanized Steel | Gravity Fed
600612 | 1 | Overfill Alarm | 1990-01-17 |  | 1990-01-17 |  | Removed from Ground | Aviation Gas/AV Gas | 10000 | Steel-Impressed Current | 1979-01-03 | Steel (Impressed Current) | Safe Suction (Euro)
600612 | 2 | Overfill Alarm | 1990-01-17 |  | 1990-01-17 |  | Removed from Ground | Aviation Gas/AV Gas | 10000 | Steel-Impressed Current | 1979-01-03 | Steel (Impressed Current) | Safe Suction (Euro)
600613 | 1 | [5 empty] | Removed from Ground | Gas (Historical Use) | 2000 | Bare Steel | 1963-03-30 | Bare Steel
600613 | 2 | [5 empty] | Removed from Ground | Diesel | 10000 | Bare Steel | 1971-03-28 | Bare Steel
600613 | 3 | [5 empty] | Removed from Ground | Empty | 3000 | Bare Steel | 1966-03-29 | Bare Steel
600613 | 4 | [5 empty] | Removed from Ground | Empty | 3000 | Bare Steel | 1966-03-29 | Bare Steel
600617 | 1 | [5 empty] | Removed from Ground | Other | 2005 | Marked Unknown | 1968-04-20 | Galvanized Steel
600617 | 2 | [5 empty] | Removed from Ground | Other | 2005 | Marked Unknown | 1968-04-20 | Galvanized Steel
600617 | 3 |  |  | yes |  | yes | Removed from Ground | Used Oil | 1000 | Marked Unknown | 1968-04-20 | Not Marked
600617 | 4 |  |  | yes |  | yes | Removed from Ground | Used Oil | 1000 | Marked Unknown | 1968-04-20 | Not Marked
600620 | 1 | [5 empty] | Removed from Ground | Gas (Historical Use) | 2000 | Cathodically Protected Steel | 1985-04-14 | Galvanized Steel
600623 | 1 | [5 empty] | Removed from Ground | Diesel | 1000 | Bare Steel | 1973-04-17 | Galvanized Steel
600626 | 1 |  |  | yes |  | yes | Removed from Ground | Used Oil | 250 | Bare Steel | 1971-04-21 | Unknown | Safe Suction (Euro)
600627 | 1 | [5 empty] | Removed from Ground | Empty | 4000 | Bare Steel | 1961-04-22 | Unknown
600627 | 2 | [5 empty] | Removed from Ground | Empty | 1000 | Bare Steel | 1961-04-22 | Unknown
600627 | 3 | [5 empty] | Removed from Ground | Empty | 2000 | Bare Steel | 1961-04-22 | Unknown
600631 | 1 | [5 empty] | Removed from Ground | Diesel | 10000 | Bare Steel | 1980-04-12 | Bare Steel
600631 | 2 | [5 empty] | Removed from Ground | Diesel | 10000 | Bare Steel | 1980-04-12 | Bare Steel
600632 | 1 | [5 empty] | Removed from Ground | Gas (Historical Use) | 10000 | Marked Unknown | 1968-04-15 | Unknown
600632 | 2 | [5 empty] | Currently in Use | Gas (Historical Use) | 8000 | Marked Unknown | 1976-04-13 | Unknown
600633 | 1 | [5 empty] | Removed from Ground | Other | 1000 | Bare Steel | 1983-04-18 | Galvanized Steel
600633 | 2 | [5 empty] | Removed from Ground | Other | 1000 | Bare Steel | 1983-04-18 | Galvanized Steel
600633 | 3 |  |  | yes |  | yes | Removed from Ground | Used Oil | 1000 | Bare Steel | 1983-04-18 | Fiberglass Reinforced Plastic
600633 | 4 | [5 empty] | Removed from Ground | Diesel | 5000 | Bare Steel | 1984-04-17 | Galvanized Steel
600634 | 1 | [5 empty] | Closed in Ground | Other | 8300 | Bare Steel | 1961-04-24 | Unknown
600634 | 2 | [5 empty] | Closed in Ground | Gas (Historical Use) | 6000 | Bare Steel | 1961-04-24 | Unknown
600636 | 1 | [5 empty] | Removed from Ground | Diesel | 28000 | Marked Unknown | 1966-04-23 | Unknown
600636 | 2 | [5 empty] | Removed from Ground | Diesel | 8000 | Marked Unknown | 1966-04-23 | Unknown
600636 | 3 | [5 empty] | Removed from Ground | Gas (Historical Use) | 8000 | Bare Steel | 2000-05-10 | Bare Steel | Safe Suction (Euro)
600636 | 4 |  |  | yes |  | yes | Removed from Ground | Used Oil | 550 | Bare Steel | 2000-05-10 | Bare Steel | Safe Suction (Euro)
600637 | 1 | [5 empty] | Removed from Ground | Gas (Historical Use) | 3000 | Bare Steel | 1966-04-23 | Unknown
600640 | 1 | [5 empty] | Removed from Ground | Empty | 10000 | Bare Steel | 1984-04-18 | Bare Steel
600642 | 1 |  |  | yes |  | yes | Removed from Ground | Used Oil | 280 | Bare Steel | 1972-04-24 | Bare Steel
600643 | 1 | [5 empty] | Removed from Ground | Diesel | 550 | Bare Steel | 1960-01-01 | Galvanized Steel
600643 | 2 |  |  | yes |  | yes | Removed from Ground | Used Oil | 1000 | Bare Steel | 1960-01-01 | Galvanized Steel
600644 | 1A | [5 empty] | Removed from Ground | Gas (Historical Use) | 1000 | Bare Steel | 1965-04-25 | Galvanized Steel
600644 | 1B | [5 empty] | Removed from Ground | Gas (Historical Use) | 1000 | Bare Steel | 1965-04-25 | Galvanized Steel
600644 | 2 | [5 empty] | Removed from Ground | Hazardous Substance | 1000 | Fiberglass | 1981-04-22 | Fiberglass Reinforced Plastic
600647 | 1 |  | 1983-12-01 |  | 1983-12-01 |  | Removed from Ground | Diesel | 10000 | Fiberglass | 1984-04-11 | Fiberglass Reinforced Plastic | Pressurized
600647 | 2 | [5 empty] | Removed from Ground | Gas (Historical Use) | 12000 | Fiberglass | 1979-04-13 | Fiberglass Reinforced Plastic | Pressurized
600647 | 3 | [5 empty] | Removed from Ground | Gas (Historical Use) | 12000 | Fiberglass | 1979-04-13 | Fiberglass Reinforced Plastic | Pressurized
600647 | 4 | [5 empty] | Removed from Ground | Gas (Historical Use) | 12000 | Fiberglass | 1979-04-13 | Fiberglass Reinforced Plastic | Pressurized
600649 | 1 | [5 empty] | Removed from Ground | Empty | 5000 | Bare Steel | 1971-04-21 | Unknown
600649 | 2 | [5 empty] | Removed from Ground | Empty | 1000 | Bare Steel | 1971-04-21 | Unknown
600649 | 3 | [5 empty] | Removed from Ground | Diesel | 5000 | Bare Steel | 1971-04-21 | Unknown
600649 | 4 | [5 empty] | Removed from Ground | Diesel | 1000 | Bare Steel | 1971-04-21 | Unknown
600651 | 1 | [5 empty] | Removed from Ground | Gas (Historical Use) | 10000 | Bare Steel | 1990-01-01 | Galvanized Steel
600651 | 2 |  |  | yes |  | yes | Removed from Ground | Used Oil | 500 | Bare Steel | 1991-11-25 | Galvanized Steel
600651 | 3 |  |  | yes |  | yes | Removed from Ground | Used Oil | 500 | Bare Steel | 1991-11-25 | Galvanized Steel
600651 | 4 | [5 empty] | Removed from Ground | Other | 500 | Bare Steel | 1991-11-25 | Galvanized Steel
600651 | 5 | [5 empty] | Removed from Ground | Other | 500 | Bare Steel | 1991-11-25 | Galvanized Steel
600652 | 1 | [5 empty] | Removed from Ground | Diesel | 10000 | Bare Steel | 1974-05-02 | Galvanized Steel
600653 | 1 | [5 empty] | Closed in Ground | Gas (Historical Use) | 10134 | Bare Steel | 1980-04-30 | Galvanized Steel | Suction (American)
600653 | 2 | [5 empty] | Removed from Ground | Gas (Historical Use) | 3008 | Bare Steel | 1961-05-05 | Bare Steel | Suction (American)
600653 | 3 | [5 empty] | Removed from Ground | Gas (Historical Use) | 3008 | Bare Steel | 1961-05-05 | Bare Steel | Suction (American)
600653 | 4 | [5 empty] | Removed from Ground | Empty | 3008 | Bare Steel | 1961-05-05 | Unknown
600654 | 1 | [5 empty] | Removed from Ground | Diesel | 10000 | Bare Steel | 1971-02-02 | Galvanized Steel | Safe Suction (Euro)
600654 | 2 | [5 empty] | Removed from Ground | Diesel | 10000 | Bare Steel | 1971-02-02 | Galvanized Steel | Safe Suction (Euro)
600654 | 3 | [5 empty] | Removed from Ground | Gas (Historical Use) | 10000 | Bare Steel | 1971-02-02 | Galvanized Steel | Safe Suction (Euro)
600654 | 4 | [5 empty] | Removed from Ground | Gas (Historical Use) | 8000 | Bare Steel | 1971-02-02 | Galvanized Steel | Safe Suction (Euro)
600654 | 5 | [5 empty] | Removed from Ground | Gas (Historical Use) | 8000 | Bare Steel | 1971-02-02 | Galvanized Steel | Safe Suction (Euro)
600654 | 6 | [5 empty] | Removed from Ground | Other | 2000 | Bare Steel | 1971-02-02 | Galvanized Steel | Safe Suction (Euro)
600655 | 1 | Flapper Valve | 1998-07-27 |  | 1998-07-27 |  | Currently in Use | Gas (Historical Use) | 10000 | Steel-Impressed Current | 1976-02-24 | Steel (Impressed Current) | Pressurized
600655 | 2 | Flapper Valve | 1998-07-27 |  | 1998-07-27 |  | Currently in Use | Diesel | 10000 | Steel-Impressed Current | 1976-02-24 | Steel (Impressed Current) | Pressurized
600655 | 3 | Flapper Valve | 1998-07-27 |  | 1998-07-27 |  | Currently in Use | Gas (Historical Use) | 10000 | Steel-Impressed Current | 1976-02-24 | Steel (Impressed Current) | Pressurized
600655 | 4 |  | 1998-07-27 |  | 1998-07-27 |  | Removed from Ground | Other | 500 | Steel-Impressed Current | 1976-02-24 | Steel (Impressed Current)
600655 | 5 | Flapper Valve | 1998-07-28 | yes | 1998-07-27 | yes | Currently in Use | Used Oil | 500 | Steel-Impressed Current | 1976-02-24 | Steel (Impressed Current) | Pressurized
600655 | 6 | Flapper Valve | 1999-07-01 |  | 1999-07-01 |  | Currently in Use | New Oil | 1000 | Composite | 1999-07-01 | Fiberglass Reinforced Plastic | Pressurized
600656 | 1 |  |  | yes |  | yes | Removed from Ground | Used Oil | 1000 | Bare Steel | 1979-03-06 | Galvanized Steel | Safe Suction (Euro)
600656 | 2 | [5 empty] | Removed from Ground | Other | 1000 | Bare Steel | 1979-03-06 | Galvanized Steel | Safe Suction (Euro)
600656 | 3 | [5 empty] | Removed from Ground | Other | 1000 | Bare Steel | 1979-03-06 | Galvanized Steel | Safe Suction (Euro)
600656 | 4 | [5 empty] | Removed from Ground | Other | 250 | Bare Steel | 1978-03-01 | Galvanized Steel | Safe Suction (Euro)
600657 | 1 | [5 empty] | Removed from Ground | Empty | 5000 | Bare Steel | 1961-03-04 | Unknown
600657 | 2 | [5 empty] | Removed from Ground | Empty | 5000 | Bare Steel | 1961-03-04 | Unknown
600661 | 1 | [5 empty] | Removed from Ground | Diesel | 200 | Bare Steel | 1973-12-21 | Copper | Suction (American)
600662 | 1 |  |  | yes |  | yes | Removed from Ground | Used Oil | 500 | Concrete | 1995-03-27 | Not Marked
600663 | 1 | Ball Float | 1998-04-20 | yes | 1998-04-20 |  | Currently in Use | Gas (Historical Use) | 10000 | Steel-Impressed Current | 1981-01-31 | Galvanized Steel | Pressurized
600663 | 2 | Ball Float | 1998-04-20 | yes | 1998-04-20 |  | Currently in Use | Diesel | 10000 | Steel-Impressed Current | 1981-01-31 | Galvanized Steel | Pressurized
600663 | 3 | Ball Float | 1998-04-20 | yes | 1998-04-20 |  | Currently in Use | Diesel | 10000 | Steel-Impressed Current | 1981-01-31 | Galvanized Steel | Pressurized
600663 | 4 | Ball Float | 1998-04-20 | yes | 1998-04-20 | no | Currently in Use | New Oil | 2000 | Steel-Impressed Current | 1981-01-31 | Galvanized Steel | Pressurized
600663 | 5 | Ball Float | 1998-04-20 | yes | 1998-04-20 | yes | Currently in Use | Used Oil | 1000 | Steel-Impressed Current | 1981-01-31 | Galvanized Steel | Pressurized
600664 | 1 | [5 empty] | Removed from Ground | Gas (Historical Use) | 1000 | Bare Steel | 1973-03-08 | Galvanized Steel
600665 | 1 | [5 empty] | Removed from Ground | Other | 5000 | Marked Unknown | 1996-02-29 | Unknown
600665 | 2 | [5 empty] | Removed from Ground | Other | 1 | Marked Unknown | 1996-02-29 | Unknown
600665 | 3 | [5 empty] | Removed from Ground | Other | 1 | Marked Unknown | 1996-02-29 | Unknown
600665 | 4 | [5 empty] | Removed from Ground | Other | 1 | Marked Unknown | 1996-03-01 | Unknown
600667 | 1 | [5 empty] | Removed from Ground | Gas (Historical Use) | 1000 | Bare Steel | 1951-03-05 | Unknown
600669 | 1 | [5 empty] | Removed from Ground | Empty | 1000 | Bare Steel | 1981-03-06 | Galvanized Steel
600669 | 2 | [5 empty] | Removed from Ground | Empty | 2000 | Bare Steel | 1981-03-06 | Galvanized Steel
600669 | 3 | [5 empty] | Removed from Ground | Empty | 10000 | Bare Steel | 1981-03-06 | Galvanized Steel
600670 | 1 | [5 empty] | Removed from Ground | Diesel | 10000 | Bare Steel | 1976-01-06 | Galvanized Steel
600670 | 2 | [5 empty] | Removed from Ground | Diesel | 8000 | Bare Steel | 1976-01-03 | Galvanized Steel
600670 | 3 | [5 empty] | Removed from Ground | Gas (Historical Use) | 1000 | Bare Steel | 1976-01-03 | Galvanized Steel
600670 | 4 | [5 empty] | Removed from Ground | Other | 1000 | Bare Steel | 1976-01-03 | Galvanized Steel
600670 | 5 | [5 empty] | Removed from Ground | Empty | 560 | Bare Steel | 1976-01-03 | Galvanized Steel
600670 | 5A |  | 2011-09-29 | yes | 2011-09-29 | yes | Removed from Ground | Used Oil | 500 | Galvanic (STIP-3) | 1991-11-01 | Galvanized Steel | Gravity Fed
600671 | 1 | [5 empty] | Removed from Ground | Gas (Historical Use) | 1000 | Bare Steel | 1961-03-02 | Galvanized Steel
600672 | 1 | [5 empty] | Removed from Ground | Gas (Historical Use) | 3000 | Bare Steel | 1977-03-01 | Unknown
600675 | 1 | [5 empty] | Removed from Ground | Gas (Historical Use) | 10000 | Bare Steel | 1992-12-11 | Bare Steel | Safe Suction (Euro)
600676 | 1 | [5 empty] | Removed from Ground | Diesel | 10000 | Bare Steel | 1985-02-13 | Galvanized Steel
600676 | 2 |  |  | yes |  | yes | Removed from Ground | Used Oil | 500 | Fiberglass | 1985-02-13 | Not Marked
600678 | 1 | [5 empty] | Removed from Ground | Gas (Historical Use) | 10000 | Bare Steel | 1965-02-23 | Galvanized Steel
600678 | 2 | [5 empty] | Removed from Ground | Other | 6048 | Bare Steel | 1965-02-23 | Galvanized Steel
600678 | 3 | [5 empty] | Removed from Ground | Diesel | 8000 | Bare Steel | 1965-02-23 | Galvanized Steel
600678 | 4 | [5 empty] | Removed from Ground | Diesel | 10000 | Bare Steel | 1965-02-23 | Galvanized Steel
600678 | 5 |  |  | yes |  | yes | Removed from Ground | Used Oil | 6000 | Bare Steel | 1965-02-23 | Galvanized Steel
600681 | 1 |  |  | yes |  | yes | Removed from Ground | Used Oil | 550 | Bare Steel | 1972-05-08 | Bare Steel
600685 | 1 | [5 empty] | Removed from Ground | Diesel | 12000 | Bare Steel | 1981-05-09 | Galvanized Steel
600685 | 2 | [5 empty] | Removed from Ground | Gas (Historical Use) | 2000 | Marked Unknown | 1964-05-13 | Unknown
600686 | 1 | [5 empty] | Removed from Ground | Gas (Historical Use) | 1000 | Bare Steel | 1982-05-09 | Bare Steel | Safe Suction (Euro)
600687 | 1 | [5 empty] | Removed from Ground | Gas (Historical Use) | 10000 | Bare Steel | 1986-05-08 | Galvanized Steel
600687 | 2 | [5 empty] | Removed from Ground | Diesel | 10000 | Bare Steel | 1979-05-10 | Galvanized Steel
600688 | 1 | [5 empty] | Removed from Ground | Empty | 10000 | Marked Unknown | 1968-05-12 | Unknown
600688 | 2 | [5 empty] | Removed from Ground | Empty | 3000 | Marked Unknown | 1979-05-10 | Unknown
600690 | 1 | [5 empty] | Removed from Ground | Diesel | 0 | Bare Steel | 1976-05-10 | Galvanized Steel | Suction (American)
600690 | 2 | [5 empty] | Removed from Ground | Diesel | 0 | Bare Steel | 1976-05-10 | Galvanized Steel | Pressurized
600691 | 1 | [5 empty] | Removed from Ground | Gas (Historical Use) | 2000 | Bare Steel | 1995-11-22 | Galvanized Steel
600692 | 1 | [5 empty] | Removed from Ground | Diesel | 20000 | Fiberglass | 1981-05-09 | Copper
600692 | 2 | [5 empty] | Removed from Ground | Empty | 1000 | Bare Steel | 1989-08-01 | Galvanized Steel
600692 | 3 | [5 empty] | Removed from Ground | Gas (Historical Use) | 1000 | Bare Steel | 1989-08-01 | Galvanized Steel
600693 | 1 | [5 empty] | Removed from Ground | Diesel | 8000 | Bare Steel | 1993-01-01 | Unknown
600694 | 1 | [5 empty] | Removed from Ground | Gas (Historical Use) | 550 | Bare Steel | 1946-05-18 | Unknown
600696 | 1 | [5 empty] | Removed from Ground | Diesel | 2000 | Marked Unknown | 2004-08-24 | Unknown
600696 | 2 | [5 empty] | Removed from Ground | Gas (Historical Use) | 6000 | Marked Unknown | 1995-06-06 | Unknown
600696 | 3 | [5 empty] | Closed in Ground | Empty | 2000 | Marked Unknown | 1980-07-01 | Unknown
600696 | 4 | [5 empty] | Removed from Ground | Diesel | 12000 | Marked Unknown | 1998-08-12 | Unknown
600696 | 5 |  |  | no |  | no | Removed from Ground | Not Marked/Tank Removed | 2600 | Unknown | 2006-05-10 | Unknown
600696 | 6 |  |  | no |  | no | Removed from Ground | Not Marked/Tank Removed | 6000 | Unknown | 2006-05-10 | Unknown
600697 | A0H |  | 1992-02-19 |  | 1992-02-19 |  | Removed from Ground | Diesel | 4000 | Double Walled | 1992-02-29 | Double Walled | Suction (American)
600697 | B&D0H |  | 1989-10-30 |  | 1989-10-30 |  | Removed from Ground | Diesel | 4000 | Double Walled | 1989-10-30 | Double Walled | Suction (American)
600697 | D-1 | [5 empty] | Removed from Ground | Empty | 6000 | Bare Steel | 1975-05-09 | Bare Steel
600697 | D-2 | [5 empty] | Removed from Ground | Empty | 2000 | Bare Steel | 1993-07-21 | Bare Steel
600697 | G-1 | [5 empty] | Removed from Ground | Empty | 12000 | Bare Steel | 1975-05-09 | Bare Steel
600697 | G-2 | [5 empty] | Removed from Ground | Empty | 10000 | Bare Steel | 1993-07-19 | Bare Steel
600699 | 1 |  | 1994-08-25 |  | 1994-08-25 |  | Permanently Out of Use - historical purposes | Gas (Historical Use) | 8000 | Fiberglass | 1968-03-09 | Fiberglass Reinforced Plastic | Pressurized
600699 | 2 |  | 1994-08-25 |  | 1994-08-25 |  | Permanently Out of Use - historical purposes | Gas (Historical Use) | 10000 | Fiberglass | 1968-03-09 | Fiberglass Reinforced Plastic | Pressurized
600699 | 3 |  | 1994-08-25 |  | 1994-08-25 |  | Permanently Out of Use - historical purposes | Gas (Historical Use) | 8068 | Fiberglass | 1970-03-09 | Fiberglass Reinforced Plastic | Pressurized
600699 | 4 |  |  | yes |  | yes | Removed from Ground | Used Oil | 1000 | Bare Steel | 1972-03-08 | Galvanized Steel | Gravity Fed
600699 | 5 | [5 empty] | Removed from Ground | Gas (Historical Use) | 10000 | Fiberglass | 1986-01-01 | Fiberglass Reinforced Plastic | Pressurized
600699 | 6 | [5 empty] | Removed from Ground | Gas (Historical Use) | 10000 | Fiberglass | 1986-01-01 | Fiberglass Reinforced Plastic | Pressurized
600699 | 7 | [5 empty] | Removed from Ground | Gas (Historical Use) | 10000 | Fiberglass | 1986-01-01 | Fiberglass Reinforced Plastic | Pressurized
600699 | 8 |  |  | yes |  | yes | Permanently Out of Use - historical purposes | Gas (Historical Use) | 10000 | Double Walled | 1992-07-28 | Double Walled
600699 | 9 |  |  | no |  | no | Removed from Ground | Used Oil | 550 | Unknown | 2007-07-18 | Unknown
600701 | 10 |  | 1998-11-01 |  | 1998-11-01 |  | Currently in Use | Gas (Historical Use) | 3000 | Steel-Impressed Current | 1980-01-01 | Fiberglass Reinforced Plastic | Pressurized
600701 | 6 |  | 1998-11-01 |  | 1998-11-01 |  | Currently in Use | Gas (Historical Use) | 6000 | Steel-Impressed Current | 1980-01-01 | Fiberglass Reinforced Plastic | Pressurized
600701 | 7 |  | 1998-11-01 |  | 1998-11-01 |  | Currently in Use | Gas (Historical Use) | 3000 | Steel-Impressed Current | 1980-01-01 | Fiberglass Reinforced Plastic | Pressurized
600701 | 8 |  | 1998-11-01 |  | 1998-11-01 |  | Currently in Use | Gas (Historical Use) | 3000 | Steel-Impressed Current | 1980-01-01 | Fiberglass Reinforced Plastic | Pressurized
600701 | 9 |  | 1998-11-01 |  | 1998-11-01 |  | Currently in Use | Gas (Historical Use) | 3000 | Steel-Impressed Current | 1980-01-01 | Fiberglass Reinforced Plastic | Pressurized
600702 | 1 | [5 empty] | Closed in Ground | Diesel | 10000 | Bare Steel | 1957-12-26 | Unknown
600702 | 2 | [5 empty] | Removed from Ground | Diesel | 15000 | Bare Steel | 1966-12-24 | Unknown
600702 | 3 | [5 empty] | Removed from Ground | Diesel | 8000 | Bare Steel | 1970-12-23 | Unknown
600702 | 4 | [5 empty] | Removed from Ground | Diesel | 10000 | Bare Steel | 1980-12-20 | Unknown
600707 | 1 |  | 2000-03-07 | no | 2000-03-07 | no | Temporarily out of use | Gas (Historical Use) | 10000 | Steel-Impressed Current | 1982-02-01 |  | Pressurized
600707 | 2 |  | 2000-03-07 | no | 2000-03-07 | no | Temporarily out of use | Gas (Historical Use) | 10000 | Steel-Impressed Current | 1982-02-01 |  | Pressurized
600707 | 3 |  | 2000-03-07 | no | 2000-03-07 | no | Temporarily out of use | Gas (Historical Use) | 12000 | Steel-Impressed Current | 1982-02-01 |  | Pressurized
600708 | 1 | Ball Float | 1999-01-29 |  | 1999-01-29 |  | Currently in Use | Gas (Historical Use) | 10000 | Steel-Impressed Current | 1984-02-01 | Steel (Impressed Current) | Pressurized
600708 | 2 | Ball Float | 1999-01-29 |  | 1999-01-29 |  | Currently in Use | Gas (Historical Use) | 10000 | Steel-Impressed Current | 1984-02-01 | Steel (Impressed Current) | Pressurized
600708 | 3 | Ball Float | 1999-01-29 |  | 1999-01-29 |  | Currently in Use | Gas (Historical Use) | 6000 | Steel-Impressed Current | 1984-02-01 | Steel (Impressed Current) | Pressurized
600708 | 4 | Flapper Valve | 1999-01-29 |  | 1999-01-29 |  | Currently in Use | Diesel | 6000 | Steel-Impressed Current | 1984-02-01 | Steel (Impressed Current) | Pressurized
600709 | 1 | [5 empty] | Removed from Ground | Gas (Historical Use) | 10000 | Bare Steel | 1976-03-01 | Galvanized Steel | Pressurized
600709 | 2 | [5 empty] | Removed from Ground | Gas (Historical Use) | 10000 | Bare Steel | 1976-03-01 | Galvanized Steel | Pressurized
600709 | 3 | [5 empty] | Removed from Ground | Gas (Historical Use) | 6000 | Bare Steel | 1976-03-01 | Galvanized Steel | Pressurized
600710 | 1 |  |  | no |  | no | Removed from Ground | Gas (Historical Use) | 12000 | Fiberglass | 1978-02-02 | Fiberglass Reinforced Plastic | Pressurized
600710 | 2 |  |  | no |  | no | Removed from Ground | Gas (Historical Use) | 12000 | Fiberglass | 1978-02-02 | Fiberglass Reinforced Plastic
600710 | 3 |  |  | no |  | no | Removed from Ground | Gas (Historical Use) | 12000 | Fiberglass | 1978-02-02 | Fiberglass Reinforced Plastic
600710 | 4 |  | 1996-08-01 | no | 1996-08-01 | no | Currently in Use | Regular | 10000 | Composite | 1996-08-01 | Flex | Pressurized
600710 | 5 |  | 1996-08-01 | no | 1996-08-01 | no | Currently in Use | Premium | 10000 | Composite | 1996-08-01 | Flex | Pressurized
600710 | 6 |  | 1996-08-01 | no | 1996-08-01 | no | Currently in Use | Diesel | 10000 | Composite | 1996-08-01 | Flex | Pressurized
600716 | 1 |  | 1998-05-21 |  | 1998-05-21 |  | Removed from Ground | Gas (Historical Use) | 12000 | Steel-Impressed Current | 1978-01-01 | Cathodically Protected | Pressurized
600716 | 2 |  | 1998-05-21 |  | 1998-05-21 |  | Removed from Ground | Gas (Historical Use) | 12000 | Steel-Impressed Current | 1978-01-01 | Cathodically Protected | Pressurized
600716 | 3 |  | 1998-05-21 |  | 1998-05-21 |  | Removed from Ground | Gas (Historical Use) | 12000 | Steel-Impressed Current | 1978-01-01 | Cathodically Protected | Pressurized
600721 | 1 | [5 empty] | Removed from Ground | Gas (Historical Use) | 3000 | Bare Steel | 1965-03-10 | Galvanized Steel
600721 | 2 | [5 empty] | Removed from Ground | Gas (Historical Use) | 3000 | Bare Steel | 1965-03-10 | Galvanized Steel
600721 | 3 | [5 empty] | Removed from Ground | Gas (Historical Use) | 4000 | Bare Steel | 1965-03-10 | Galvanized Steel
600721 | 4 | [5 empty] | Removed from Ground | Gas (Historical Use) | 4000 | Bare Steel | 1970-03-09 | Galvanized Steel
600721 | 5 |  |  | yes |  | yes | Removed from Ground | Used Oil | 550 | Bare Steel | 1965-03-10 | Galvanized Steel
600724 | 1 | [5 empty] | Removed from Ground | Gas (Historical Use) | 1000 | Bare Steel | 1987-01-01 | Galvanized Steel
600724 | 2 | [5 empty] | Removed from Ground | Gas (Historical Use) | 2000 | Bare Steel | 1987-01-01 | Galvanized Steel
600726 | 1 | [5 empty] | Removed from Ground | Gas (Historical Use) | 3000 | Bare Steel | 1966-03-15 | Bare Steel | Suction (American)
600726 | 2 | [5 empty] | Removed from Ground | Gas (Historical Use) | 3000 | Bare Steel | 1966-03-15 | Bare Steel | Suction (American)
600726 | 3 | [5 empty] | Removed from Ground | Gas (Historical Use) | 3000 | Bare Steel | 1966-03-15 | Bare Steel | Suction (American)
600726 | 4 |  | 2016-02-08 | no | 2016-02-08 | no | Currently in Use | Gas (Historical Use) | 12000 | Composite Double Walled | 2016-02-08 | Double-Walled Fiberglass | Pressurized
600726 | 5 |  | 2016-02-08 | no | 2016-02-08 | no | Currently in Use | Gas (Historical Use) | 8000 | Composite Double Walled | 2016-02-08 | Double-Walled Fiberglass | Pressurized
600726 | 6 |  | 2016-02-08 | no | 2016-02-08 | no | Currently in Use | Diesel | 4000 | Composite Double Walled | 2016-02-08 | Double-Walled Fiberglass | Pressurized
600727 | 1 | Ball Float | 1991-01-21 | no | 1991-01-21 | no | Removed from Ground | Diesel | 10000 | Fiberglass | 1981-05-08 | Fiberglass Reinforced Plastic | Pressurized
600727 | 2 | [5 empty] | Removed from Ground | Gas (Historical Use) | 10000 | Fiberglass | 1981-05-08 | Galvanized Steel | Pressurized
600727 | 224407 | Flapper Valve | 1993-11-24 | no | 1993-11-24 | no | Removed from Ground | Gas (Historical Use) | 6000 | Fiberglass | 1993-11-24 | Fiberglass Reinforced Plastic | Pressurized
600728 | 1 | [5 empty] | Removed from Ground | Gas (Historical Use) | 6000 | Bare Steel | 1966-05-12 | Bare Steel
600728 | 2 |  |  | yes |  | yes | Closed in Ground | Used Oil | 550 | Bare Steel | 1964-01-01 | Galvanized Steel | Gravity Fed
600728 | 3 | [5 empty] | Removed from Ground | Gas (Historical Use) | 10000 | Bare Steel | 1976-05-09 | Unknown
600728 | 4 | [5 empty] | Removed from Ground | Diesel | 10000 | Bare Steel | 1981-05-08 | Galvanized Steel
600728 | 5 | [5 empty] | Closed in Ground | Gas (Historical Use) | 6000 | Not Marked/Unknown | 1996-01-15 | Not Marked
600730 | 1 |  | 1998-11-09 |  | 1998-11-09 |  | Currently in Use | Diesel | 4000 | Composite | 1998-11-09 | Double Walled | Suction (American)
600730 | 2 |  |  | yes |  | yes | Removed from Ground | Used Oil | 1000 | Bare Steel | 1981-05-08 | Bare Steel | Gravity Fed
600730 | 3 | [5 empty] | Removed from Ground | Gas (Historical Use) | 10000 | Bare Steel | 1981-05-08 | Unknown
600730 | 4 | [5 empty] | Removed from Ground | Gas (Historical Use) | 10000 | Bare Steel | 1981-05-08 | Unknown
600730 | G1 |  | 1992-03-10 |  | 1992-03-10 |  | Closed in Ground | Gas (Historical Use) | 10000 | Double Walled | 1992-03-10 | Fiberglass Reinforced Plastic | Pressurized
600730 | G2 |  | 1992-03-10 |  | 1992-03-10 |  | Closed in Ground | Gas (Historical Use) | 10000 | Double Walled | 1992-03-10 | Fiberglass Reinforced Plastic | Pressurized
600731 | 1 | [5 empty] | Closed in Ground | Empty | 500 | Marked Unknown | 1987-05-01 | Unknown
600731 | 2 | [5 empty] | Closed in Ground | Gas (Historical Use) | 500 | Marked Unknown | 1987-05-01 | Unknown
600733 | 1 | [5 empty] | Closed in Ground | Gas (Historical Use) | 10000 | Bare Steel | 1981-05-08 | Unknown
600733 | 2 | [5 empty] | Closed in Ground | Diesel | 10000 | Bare Steel | 1981-05-08 | Unknown
600733 | 3 |  |  | yes |  | yes | Removed from Ground | Used Oil | 560 | Bare Steel | 1981-05-08 | Galvanized Steel | Gravity Fed
600733 | 5 | [5 empty] | Removed from Ground | Gas (Historical Use) | 6000 | Bare Steel | 1971-05-11 | Bare Steel
600733 | 6 | Flapper Valve | 1995-03-30 | no | 1995-03-30 | no | Currently in Use | Regular | 10000 | Tank Jacket | 1995-03-30 | Fiberglass Reinforced Plastic | Pressurized
600733 | 7 | Flapper Valve | 1995-03-30 | no | 1995-03-30 | no | Currently in Use | Diesel | 10000 | Fiberglass | 1995-03-30 | Fiberglass Reinforced Plastic | Pressurized
600734 | 1 | [5 empty] | Removed from Ground | Diesel | 50000 | Composite | 1971-05-11 | Unknown
600734 | 10 | [5 empty] | Removed from Ground | Diesel | 50000 | Composite | 1971-05-11 | Unknown
600734 | 11 | [5 empty] | Removed from Ground | Diesel | 50000 | Composite | 1971-05-11 | Unknown
600734 | 12 | [5 empty] | Removed from Ground | Diesel | 50000 | Composite | 1971-05-11 | Unknown
600734 | 2 | [5 empty] | Removed from Ground | Diesel | 50000 | Composite | 1971-05-11 | Unknown
600734 | 3 | [5 empty] | Removed from Ground | Diesel | 50000 | Composite | 1971-05-11 | Unknown
600734 | 4 | [5 empty] | Removed from Ground | Diesel | 50000 | Composite | 1971-05-11 | Unknown
600734 | 5 | [5 empty] | Removed from Ground | Diesel | 50000 | Composite | 1971-05-11 | Unknown
600734 | 6 | [5 empty] | Removed from Ground | Diesel | 50000 | Composite | 1971-05-11 | Unknown
600734 | 7 | [5 empty] | Removed from Ground | Diesel | 50000 | Composite | 1971-05-11 | Unknown
600734 | 8 | [5 empty] | Removed from Ground | Diesel | 50000 | Composite | 1971-05-11 | Unknown
600734 | 9 | [5 empty] | Removed from Ground | Diesel | 50000 | Composite | 1971-05-11 | Unknown
600735 | 1 | [5 empty] | Closed in Ground | Gas (Historical Use) | 4000 | Marked Unknown | 1986-05-07 | Unknown
600735 | 2 | [5 empty] | Closed in Ground | Gas (Historical Use) | 4000 | Marked Unknown | 1986-05-07 | Unknown
600735 | 3 | [5 empty] | Closed in Ground | Gas (Historical Use) | 6000 | Marked Unknown | 1986-05-07 | Unknown
600736 | 1 | [5 empty] | Removed from Ground | Diesel | 10000 | Bare Steel | 1976-05-09 | Unknown
600736 | 2 | [5 empty] | Removed from Ground | Gas (Historical Use) | 10000 | Bare Steel | 1981-05-08 | Unknown
600737 | 1 | [5 empty] | Removed from Ground | Diesel | 10000 | Bare Steel | 1976-05-09 | Bare Steel | Pressurized
600737 | 1A | Ball Float | 1993-10-14 |  | 1993-10-14 |  | Currently in Use | Diesel | 10000 | Fiberglass | 1993-10-14 | Fiberglass Reinforced Plastic | Pressurized
600737 | 2 | [5 empty] | Removed from Ground | Diesel | 10000 | Bare Steel | 1976-05-09 | Unknown
600737 | 3 |  |  | yes |  | yes | Removed from Ground | Used Oil | 560 | Bare Steel | 1980-01-01 | Galvanized Steel | Gravity Fed
600737 | 4 |  |  | no |  | no | Removed from Ground | Used Oil | 560 | Unknown | 1992-10-26
600738 | 1 | [5 empty] | Closed in Ground | Diesel | 6000 | Bare Steel | 1966-05-12 | Unknown
600738 | 2 |  |  | yes |  | yes | Removed from Ground | Used Oil | 550 | Bare Steel | 1964-01-01 | Galvanized Steel | Gravity Fed
600738 | 3 | [5 empty] | Closed in Ground | Gas (Historical Use) | 10000 | Bare Steel | 1976-05-09 | Unknown
600738 | 619232 |  | 1992-07-23 |  | 1992-07-23 |  | Removed from Ground | Gas (Historical Use) | 10000 | Double Walled | 1992-07-23 | Fiberglass Reinforced Plastic | Pressurized
600738 | L618343 |  | 1991-11-07 |  | 1991-11-07 |  | Removed from Ground | Diesel | 6000 | Fiberglass | 1991-11-07 | Fiberglass Reinforced Plastic | Pressurized
600739 | 1 | [5 empty] | Removed from Ground | Diesel | 6000 | Bare Steel | 1966-05-12 | Unknown
600739 | 2 | [5 empty] | Removed from Ground | Gas (Historical Use) | 10000 | Bare Steel | 1976-05-09 | Unknown
600739 | 3 | [5 empty] | Removed from Ground | Gas (Historical Use) | 10000 | Composite | 1990-01-15 | Fiberglass Reinforced Plastic | Pressurized
600739 | 4 | [5 empty] | Removed from Ground | Diesel | 10000 | Composite | 1990-01-15 | Fiberglass Reinforced Plastic | Pressurized
600740 | 1 | [5 empty] | Removed from Ground | Diesel | 12000 | Bare Steel | 1978-05-07 | Unknown
600740 | 2 | [5 empty] | Removed from Ground | Diesel | 12000 | Bare Steel | 1978-05-07 | Unknown
600740 | 3 | [5 empty] | Removed from Ground | Other | 6000 | Bare Steel | 1978-05-07 | Unknown
600740 | 4 |  |  | yes |  | yes | Removed from Ground | Used Oil | 2000 | Bare Steel | 1978-05-07 | Unknown
600740 | 5 |  | 1994-02-01 |  | 1994-02-01 |  | Removed from Ground | Diesel | 12000 | Double Walled | 1994-03-30 | Fiberglass Reinforced Plastic | Pressurized
600740 | 6 |  | 1994-02-01 |  | 1994-02-01 |  | Removed from Ground | Diesel | 12000 | Double Walled | 1994-03-30 | Fiberglass Reinforced Plastic | Pressurized
600741 | 1 | [5 empty] | Removed from Ground | Gas (Historical Use) | 8000 | Fiberglass | 1971-05-09 | Unknown
600742 | 1 | Flapper Valve | 1991-06-01 |  | 1991-06-01 |  | Removed from Ground | Gas (Historical Use) | 1000 | Fiberglass | 1992-05-06 | Fiberglass Reinforced Plastic | Safe Suction (Euro)
600747 | 1 | Flapper Valve | 1998-12-07 | no | 1998-12-07 | no | Currently in Use | Regular | 6000 | Steel-Impressed Current | 1981-05-06 | Double-Walled Fiberglass | Pressurized
600747 | 2 | Flapper Valve | 1998-12-07 | no | 1998-12-07 | no | Currently in Use | Regular | 6000 | Steel-Impressed Current | 1981-05-06 | Double-Walled Fiberglass | Pressurized
600747 | 3 | Flapper Valve | 1998-12-07 | no | 1998-12-07 | no | Currently in Use | Premium | 4000 | Steel-Impressed Current | 1981-05-06 | Double-Walled Fiberglass | Pressurized
600747 | 4 | Flapper Valve | 1998-12-07 | no | 1998-12-07 | no | Currently in Use | Diesel | 4000 | Steel-Impressed Current | 1981-05-06 | Double-Walled Fiberglass | Pressurized
600748 | 1 | [5 empty] | Removed from Ground | Gas (Historical Use) | 8000 | Bare Steel | 1980-05-06 | Galvanized Steel | Safe Suction (Euro)
600748 | 2 | [5 empty] | Removed from Ground | Gas (Historical Use) | 8000 | Cathodically Protected Steel | 1980-05-06 | Galvanized Steel | Safe Suction (Euro)
600748 | 3 | [5 empty] | Removed from Ground | Gas (Historical Use) | 4000 | Cathodically Protected Steel | 1980-05-06 | Galvanized Steel | Safe Suction (Euro)
600748 | 4 | [5 empty] | Removed from Ground | Diesel | 10000 | Cathodically Protected Steel | 1980-05-06 | Galvanized Steel | Safe Suction (Euro)
600748 | 5 | [5 empty] | Removed from Ground | Kerosene | 4000 | Cathodically Protected Steel | 1986-05-05 | Galvanized Steel | Safe Suction (Euro)
600748 | 6 |  | 2004-09-01 | no | 2004-09-01 | yes | Currently in Use | Gas (Historical Use) | 12000 | Composite | 2004-09-01 | Fiberglass Reinforced Plastic | Pressurized
600748 | 7 |  | 2004-09-01 | no | 2004-09-01 | yes | Installed | Gas (Historical Use) | 8000 | Composite | 2004-09-01 | Fiberglass Reinforced Plastic | Pressurized
600748 | 8 |  | 2004-09-01 | no | 2004-09-01 | yes | Currently in Use | Diesel | 4000 | Composite | 2004-09-01 | Fiberglass Reinforced Plastic | Pressurized
600749 | 1 | [5 empty] | Removed from Ground | Gas (Historical Use) | 10000 | Cathodically Protected Steel | 1979-05-07 | Galvanized Steel
600749 | 2 | [5 empty] | Removed from Ground | Gas (Historical Use) | 10000 | Cathodically Protected Steel | 1979-05-07 | Galvanized Steel
600749 | 3 | [5 empty] | Removed from Ground | Gas (Historical Use) | 10000 | Cathodically Protected Steel | 1979-05-07 | Galvanized Steel
600749 | 4 | Ball Float | 1999-12-01 |  | 1999-12-01 |  | Currently in Use | Diesel | 4000 | Epoxy | 1986-05-05 | Fiberglass Reinforced Plastic | Pressurized
600749 | 5 | Ball Float | 1999-12-01 |  | 1999-12-01 |  | Currently in Use | Gas (Historical Use) | 10000 | Epoxy | 1999-07-01 | Fiberglass Reinforced Plastic | Pressurized
600749 | 6 | Ball Float | 1999-12-01 |  | 1999-12-01 |  | Currently in Use | Gas (Historical Use) | 12300 | Epoxy | 1999-07-01 | Fiberglass Reinforced Plastic | Pressurized
600750 | 1 | [5 empty] | Removed from Ground | Gas (Historical Use) | 10000 | Cathodically Protected Steel | 1982-05-06 | Galvanized Steel
600750 | 10 | Flapper Valve | 1990-12-01 |  | 1990-12-01 |  | Currently in Use | Gas (Historical Use) | 6000 | Unknown | 1990-12-20 | Fiberglass Reinforced Plastic | Pressurized
600750 | 11 |  | 1990-12-01 |  | 1990-12-01 |  | Currently in Use | Diesel | 6000 | Unknown | 1990-12-20 | Cathodically Protected | Pressurized
600750 | 2 | [5 empty] | Removed from Ground | Gas (Historical Use) | 10000 | Cathodically Protected Steel | 1982-05-06 | Galvanized Steel
600750 | 3 | [5 empty] | Removed from Ground | Gas (Historical Use) | 10000 | Cathodically Protected Steel | 1982-05-06 | Galvanized Steel
600750 | 4 | [5 empty] | Removed from Ground | Gas (Historical Use) | 6000 | Cathodically Protected Steel | 1982-05-06 | Galvanized Steel
600750 | 5 | [5 empty] | Removed from Ground | Diesel | 8000 | Cathodically Protected Steel | 1982-05-06 | Galvanized Steel
600750 | 6 | Flapper Valve | 1990-12-01 |  | 1990-12-01 |  | Currently in Use | Kerosene | 4000 | Composite | 1986-01-01 | Cathodically Protected | Suction (American)
600750 | 7 | Flapper Valve | 1990-12-01 |  | 1990-12-01 |  | Currently in Use | Gas (Historical Use) | 10000 | Composite | 1990-12-20 | Cathodically Protected | Pressurized
600750 | 8 | Flapper Valve | 1990-12-01 |  | 1990-12-01 |  | Currently in Use | Gas (Historical Use) | 10000 | Composite | 1990-12-20 | Galvanized Steel | Pressurized
600750 | 9 | Flapper Valve | 1990-12-01 |  | 1990-12-01 |  | Currently in Use | Gas (Historical Use) | 10000 | Composite | 1990-12-20 | Cathodically Protected | Pressurized
600751 | 1 |  | 1991-03-15 |  | 1991-03-15 |  | Removed from Ground | Gas (Historical Use) | 10000 | Cathodically Protected Steel | 1991-03-15 | Galvanized Steel | Pressurized
600751 | 10 |  | 1991-08-15 |  | 1991-08-15 |  | Currently in Use | Gas (Historical Use) | 6000 | Composite | 1991-08-15 | Steel (Impressed Current) | Pressurized
600751 | 11 |  | 1991-08-15 |  | 1991-08-15 |  | Temporarily out of use | Diesel | 6000 | Composite | 1991-08-15 | Cathodically Protected | Pressurized
600751 | 12 |  | 1991-08-15 |  | 1991-08-15 |  | Currently in Use | Kerosene | 4000 | Composite | 1991-08-15 | Steel (Impressed Current) | Pressurized
600751 | 2 |  | 1991-03-15 |  | 1991-03-15 |  | Removed from Ground | Gas (Historical Use) | 10000 | Cathodically Protected Steel | 1991-03-15 | Galvanized Steel | Pressurized
600751 | 3 |  | 1991-03-15 |  | 1991-03-15 |  | Removed from Ground | Diesel | 12000 | Cathodically Protected Steel | 1984-05-05 | Galvanized Steel | Pressurized
600751 | 4 | [5 empty] | Removed from Ground | Gas (Historical Use) | 6000 | Cathodically Protected Steel | 1984-05-05 | Galvanized Steel
600751 | 5 | [5 empty] | Removed from Ground | Diesel | 12000 | Cathodically Protected Steel | 1984-05-05 | Galvanized Steel
600751 | 6 | [5 empty] | Removed from Ground | Kerosene | 4000 | Cathodically Protected Steel | 1984-05-05 | Galvanized Steel
600751 | 7 |  | 1991-08-15 |  | 1991-08-15 |  | Currently in Use | Diesel | 10000 | Composite | 1991-08-15 | Steel (Impressed Current) | Pressurized
600751 | 8 |  | 1991-08-15 |  | 1991-08-15 |  | Currently in Use | Gas (Historical Use) | 10000 | Composite | 1991-08-15 | Steel (Impressed Current) | Pressurized
600751 | 9 |  | 1991-08-15 |  | 1991-08-15 |  | Currently in Use | Gas (Historical Use) | 10000 | Composite | 1991-08-15 | Steel (Impressed Current) | Pressurized
600754 | 1 | [5 empty] | Removed from Ground | Gas (Historical Use) | 2000 | Bare Steel | 1974-05-08 | Galvanized Steel | Suction (American)
600754 | 2 | [5 empty] | Removed from Ground | Gas (Historical Use) | 1000 | Bare Steel | 1971-05-09 | Galvanized Steel | Suction (American)
600754 | 3 | [5 empty] | Removed from Ground | Gas (Historical Use) | 1000 | Bare Steel | 1971-05-09 | Galvanized Steel | Suction (American)
600755 | 1 | [5 empty] | Removed from Ground | Diesel | 3000 | Bare Steel | 1980-05-07 | Bare Steel | Pressurized
600755 | 2 | [5 empty] | Removed from Ground | Gas (Historical Use) | 12000 | Bare Steel | 1980-05-07 | Bare Steel | Pressurized
600761 | 1 | [5 empty] | Removed from Ground | Gas (Historical Use) | 0 | Marked Unknown | 2004-08-25 | Unknown
600761 | 2 |  |  | no |  | no | Removed from Ground | Gas (Historical Use) | 1054 | Bare Steel | 2004-09-23 | Unknown
600761 | 3 |  |  | no |  | no | Removed from Ground | Gas (Historical Use) | 1054 | Bare Steel | 2004-09-24 | Unknown
600761 | 4 |  |  | no |  | no | Removed from Ground | Gas (Historical Use) | 10000 | Bare Steel | 2004-09-24 | Unknown
600761 | 5 |  |  | no |  | no | Removed from Ground | Diesel | 10000 | Bare Steel | 2004-09-24 | Unknown
600761 | 6 |  |  | no |  | no | Removed from Ground | Gas (Historical Use) | 4000 | Bare Steel | 2004-09-24 | Unknown
600761 | 7 |  |  | no |  | no | Removed from Ground | Gas (Historical Use) | 4000 | Bare Steel | 2004-09-24 | Unknown
600762 | 1 |  |  | yes |  | yes | Removed from Ground | Used Oil | 550 | Bare Steel | 1963-05-08 | Galvanized Steel
600762 | 10 | Ball Float | 2000-09-01 |  | 2000-09-01 |  | Currently in Use | Gas (Historical Use) | 12000 | Composite | 2000-09-01 | Fiberglass Reinforced Plastic | Pressurized
600762 | 11 | Ball Float | 2000-09-01 |  | 2000-09-01 |  | Currently in Use | Gas (Historical Use) | 10000 | Composite | 2000-09-01 | Fiberglass Reinforced Plastic | Pressurized
600762 | 12 | Ball Float | 2000-09-01 |  | 2000-09-01 |  | Currently in Use | Diesel | 8000 | Composite | 2000-09-01 | Fiberglass Reinforced Plastic | Pressurized
600762 | 2 | [5 empty] | Removed from Ground | Gas (Historical Use) | 6000 | Bare Steel | 1964-05-07 | Galvanized Steel
600762 | 3 | [5 empty] | Removed from Ground | Gas (Historical Use) | 6000 | Bare Steel | 1964-05-07 | Galvanized Steel
600762 | 4 | [5 empty] | Removed from Ground | Gas (Historical Use) | 6000 | Bare Steel | 1964-05-07 | Galvanized Steel
600762 | 5 | [5 empty] | Removed from Ground | Gas (Historical Use) | 0 | Bare Steel |  | Not Marked
600762 | 6 | [5 empty] | Removed from Ground | Gas (Historical Use) | 6000 | Not Marked/Unknown | 2000-08-01 | Not Marked
600762 | 7 | [5 empty] | Removed from Ground | Gas (Historical Use) | 6000 | Not Marked/Unknown | 2000-08-01 | Not Marked
600762 | 8 | [5 empty] | Removed from Ground | Gas (Historical Use) | 6000 | Not Marked/Unknown | 2000-08-01 | Not Marked
600762 | 9 | [5 empty] | Removed from Ground | Gas (Historical Use) | 550 | Not Marked/Unknown | 2000-08-01 | Not Marked
600763 | 1 |  | 1988-01-01 |  | 1988-01-01 |  | Currently in Use | Gas (Historical Use) | 10000 | Fiberglass | 1988-01-01 | Fiberglass Reinforced Plastic | Pressurized
600763 | 2 |  | 1988-01-01 |  | 1988-01-01 |  | Currently in Use | Gas (Historical Use) | 10000 | Fiberglass | 1988-01-01 | Fiberglass Reinforced Plastic | Pressurized
600763 | 3 |  | 1988-01-01 |  | 1988-01-01 |  | Currently in Use | Gas (Historical Use) | 10000 | Fiberglass | 1988-01-01 | Fiberglass Reinforced Plastic | Pressurized
600763 | 4 |  | 1988-01-01 |  | 1998-01-01 |  | Currently in Use | Diesel | 10000 | Fiberglass | 1988-01-01 | Fiberglass Reinforced Plastic | Pressurized
600763 | 5 |  |  | yes |  | yes | Removed from Ground | Used Oil | 1000 | Marked Unknown | 2002-08-12 | Not Marked
600765 | 1 |  |  | yes |  | yes | Removed from Ground | Used Oil | 550 | Bare Steel | 1961-05-08 | Galvanized Steel
600765 | 2 | [5 empty] | Removed from Ground | Gas (Historical Use) | 3000 | Bare Steel | 1973-05-05 | Galvanized Steel
600765 | 3 | [5 empty] | Removed from Ground | Gas (Historical Use) | 4000 | Bare Steel | 1961-05-08 | Galvanized Steel
600765 | 4 | [5 empty] | Removed from Ground | Gas (Historical Use) | 4000 | Bare Steel | 1961-05-08 | Galvanized Steel
600765 | 5 | [5 empty] | Removed from Ground | Gas (Historical Use) | 4000 | Bare Steel | 1961-05-08 | Galvanized Steel
600765 | 6 | [5 empty] | Removed from Ground | Gas (Historical Use) | 4000 | Bare Steel | 1961-05-08 | Galvanized Steel
600765 | 7 | [5 empty] | Removed from Ground | Gas (Historical Use) | 30000 | Fiberglass | 1987-01-01 | Fiberglass Reinforced Plastic
600766 | 1 |  |  | yes |  | yes | Removed from Ground | Used Oil | 550 | Bare Steel | 1975-05-05 | Fiberglass Reinforced Plastic
600766 | 10 |  | 1989-02-15 | yes | 1989-02-15 | yes | Currently in Use | Used Oil | 1000 | Fiberglass | 1989-02-15 | Fiberglass Reinforced Plastic | Gravity Fed
600766 | 2 | [5 empty] | Removed from Ground | Gas (Historical Use) | 6000 | Bare Steel | 1975-05-05 | Fiberglass Reinforced Plastic
600766 | 3 | [5 empty] | Removed from Ground | Gas (Historical Use) | 6000 | Bare Steel | 1975-05-05 | Fiberglass Reinforced Plastic
600766 | 4 | [5 empty] | Removed from Ground | Gas (Historical Use) | 6000 | Bare Steel | 1975-05-05 | Fiberglass Reinforced Plastic
600766 | 5 | [5 empty] | Removed from Ground | Diesel | 10000 | Fiberglass | 1980-05-03 | Fiberglass Reinforced Plastic
600766 | 6 | Ball Float | 1989-02-15 | no | 1989-02-15 | no | Currently in Use | Gas (Historical Use) | 10000 | Fiberglass | 1989-02-15 | Fiberglass Reinforced Plastic | Pressurized
600766 | 7 | Ball Float | 1989-02-15 | no | 1989-02-15 | no | Currently in Use | Gas (Historical Use) | 10000 | Fiberglass | 1989-02-15 | Fiberglass Reinforced Plastic | Pressurized
600766 | 8 | Ball Float | 1989-02-15 | no | 1989-02-15 | no | Currently in Use | Gas (Historical Use) | 10000 | Fiberglass | 1989-02-15 | Fiberglass Reinforced Plastic | Pressurized
600766 | 9 | Ball Float | 1989-02-15 | no | 1989-02-15 | no | Currently in Use | Diesel | 10000 | Fiberglass | 1989-02-15 | Fiberglass Reinforced Plastic | Pressurized
600767 | 1 |  |  | yes |  | yes | Removed from Ground | Used Oil | 550 | Bare Steel | 1968-05-06 | Galvanized Steel
600767 | 2 | [5 empty] | Removed from Ground | Gas (Historical Use) | 10000 | Bare Steel | 1968-05-06 | Galvanized Steel
600767 | 3 | [5 empty] | Removed from Ground | Gas (Historical Use) | 10000 | Bare Steel | 1968-05-06 | Galvanized Steel
600767 | 4 | [5 empty] | Removed from Ground | Gas (Historical Use) | 10000 | Bare Steel | 1968-05-06 | Galvanized Steel
600767 | 5 | [5 empty] | Removed from Ground | Diesel | 550 | Not Marked/Unknown | 1992-12-14 | Not Marked
600768 | 1 |  | 1985-05-01 |  | 1985-05-01 |  | Removed from Ground | Gas (Historical Use) | 10000 | Fiberglass | 1985-05-03 | Fiberglass Reinforced Plastic | Pressurized
600768 | 2 |  | 1985-05-01 |  | 1985-05-01 |  | Removed from Ground | Gas (Historical Use) | 10000 | Fiberglass | 1985-05-03 | Fiberglass Reinforced Plastic | Pressurized
600768 | 3 |  | 1985-05-01 |  | 1985-05-01 |  | Removed from Ground | Gas (Historical Use) | 10000 | Fiberglass | 1985-05-03 | Fiberglass Reinforced Plastic | Pressurized
600768 | 4 |  | 1985-05-01 |  | 1985-05-01 |  | Removed from Ground | Diesel | 10000 | Fiberglass | 1985-05-03 | Fiberglass Reinforced Plastic | Pressurized
600768 | 5 |  |  | yes |  | yes | Removed from Ground | Used Oil | 1000 | Not Marked/Unknown | 1997-08-01 | Not Marked
600770 | 1 |  | 1992-02-01 |  | 1992-02-01 |  | Removed from Ground | Diesel | 6000 | Bare Steel | 1972-05-05 | Galvanized Steel | Pressurized
600770 | 2 | [5 empty] | Removed from Ground | Gas (Historical Use) | 10000 | Fiberglass | 1972-05-05 | Fiberglass Reinforced Plastic
600770 | 3 | [5 empty] | Removed from Ground | Gas (Historical Use) | 10000 | Fiberglass | 1972-05-05 | Fiberglass Reinforced Plastic
600770 | 4 | [5 empty] | Removed from Ground | Gas (Historical Use) | 10000 | Fiberglass | 1972-05-05 | Fiberglass Reinforced Plastic
600770 | 5 | [5 empty] | Removed from Ground | Other | 6000 | Bare Steel |  | Unknown
600770 | 6 | Ball Float | 1992-02-01 | no | 1992-02-01 | no | Currently in Use | Regular | 10000 | Fiberglass | 1985-01-01 | Fiberglass Reinforced Plastic | Pressurized
600770 | 7 | Ball Float | 1992-02-01 | no | 1992-02-01 | no | Currently in Use | Premium | 10000 | Fiberglass | 1985-01-01 | Fiberglass Reinforced Plastic | Pressurized
600770 | 8 | Ball Float | 1992-02-01 | no | 1992-02-01 | no | Currently in Use | Diesel | 10000 | Fiberglass | 1985-01-01 | Fiberglass Reinforced Plastic | Pressurized
600772 | 1 |  |  | yes |  | yes | Removed from Ground | Used Oil | 550 | Bare Steel | 1963-06-01 | Galvanized Steel
600772 | 2 | [5 empty] | Removed from Ground | Gas (Historical Use) | 4000 | Bare Steel | 1962-05-08 | Galvanized Steel
600772 | 3 | [5 empty] | Removed from Ground | Gas (Historical Use) | 4000 | Bare Steel | 1962-05-08 | Galvanized Steel
600772 | 4 | [5 empty] | Removed from Ground | Gas (Historical Use) | 4000 | Bare Steel | 1963-05-08 | Galvanized Steel
600772 | 5 | [5 empty] | Removed from Ground | Gas (Historical Use) | 4000 | Bare Steel | 1963-05-08 | Galvanized Steel
600772 | 6 | [5 empty] | Removed from Ground | Gas (Historical Use) | 4000 | Bare Steel | 1963-05-08 | Galvanized Steel
600774 | 1 | [5 empty] | Removed from Ground | Gas (Historical Use) | 10000 | Fiberglass | 1975-05-05 | Fiberglass Reinforced Plastic
600774 | 10 |  | 2004-11-12 | yes | 2004-11-12 | no | Currently in Use | Gas (Historical Use) | 10000 | Fiberglass Double Walled | 2004-10-18 | Double-Walled Flex | Pressurized
600774 | 11 |  | 2004-11-12 | yes | 2004-11-12 | no | Currently in Use | Gas (Historical Use) | 10000 | Fiberglass Double Walled | 2004-10-18 | Double-Walled Flex | Pressurized
600774 | 12 |  | 2004-11-12 | yes | 2004-11-12 | no | Currently in Use | Gas (Historical Use) | 10000 | Fiberglass Double Walled | 2004-10-18 | Double-Walled Flex | Pressurized
600774 | 13 |  | 2004-11-12 | yes | 2004-11-12 | no | Currently in Use | Gas (Historical Use) | 10000 | Fiberglass Double Walled | 2004-10-18 | Double-Walled Flex | Pressurized
600774 | 2 | [5 empty] | Removed from Ground | Gas (Historical Use) | 10000 | Fiberglass | 1975-05-05 | Fiberglass Reinforced Plastic
600774 | 3 | [5 empty] | Removed from Ground | Gas (Historical Use) | 10000 | Fiberglass | 1975-05-05 | Fiberglass Reinforced Plastic
600774 | 4 | [5 empty] | Removed from Ground | Diesel | 10000 | Fiberglass | 1989-04-07 | Fiberglass Reinforced Plastic
600774 | 5 | [5 empty] | Removed from Ground | Gas (Historical Use) | 10000 | Bare Steel | 1979-05-04 | Galvanized Steel
600774 | 6 |  | 1993-04-01 |  | 1993-04-01 |  | Removed from Ground | Diesel | 10000 | Fiberglass | 1993-02-15 | Fiberglass Reinforced Plastic | Pressurized
600774 | 7 |  | 1993-04-01 |  | 1993-04-01 |  | Removed from Ground | Gas (Historical Use) | 12000 | Fiberglass | 1993-02-15 | Fiberglass Reinforced Plastic | Pressurized
600774 | 8 |  | 1993-04-01 |  | 1993-04-01 |  | Removed from Ground | Gas (Historical Use) | 10000 | Fiberglass | 1993-02-15 | Fiberglass Reinforced Plastic | Pressurized
600774 | 9 |  | 1993-04-01 |  | 1993-04-01 |  | Removed from Ground | Gas (Historical Use) | 10000 | Fiberglass | 1993-02-15 | Fiberglass Reinforced Plastic | Pressurized
600775 | 1 |  |  | yes |  | yes | Removed from Ground | Used Oil | 1000 | Bare Steel | 1986-01-01 | Galvanized Steel
600775 | 2 | [5 empty] | Removed from Ground | Gas (Historical Use) | 6000 | Bare Steel | 1968-05-06 | Galvanized Steel
600775 | 3 | [5 empty] | Removed from Ground | Gas (Historical Use) | 6000 | Bare Steel | 1968-05-06 | Galvanized Steel
600775 | 4 | [5 empty] | Removed from Ground | Gas (Historical Use) | 6000 | Bare Steel | 1968-05-06 | Galvanized Steel
600775 | 5 | [5 empty] | Removed from Ground | Diesel | 10000 | Bare Steel | 1982-05-03 | Galvanized Steel
600775 | 6 | Ball Float | 1987-01-01 |  | 1987-01-01 |  | Currently in Use | Gas (Historical Use) | 10000 | Fiberglass | 1987-01-01 | Fiberglass Reinforced Plastic | Pressurized
600775 | 7 | Ball Float | 1987-01-01 |  | 1987-01-01 |  | Currently in Use | Gas (Historical Use) | 10000 | Fiberglass | 1987-01-01 | Fiberglass Reinforced Plastic | Pressurized
600775 | 8 | Ball Float | 1987-01-01 |  | 1987-01-01 |  | Currently in Use | Gas (Historical Use) | 10000 | Fiberglass | 1987-01-01 | Fiberglass Reinforced Plastic | Pressurized
600775 | 9 |  |  | yes |  | yes | Removed from Ground | Used Oil | 1000 | Bare Steel | 1987-01-01 | Fiberglass Reinforced Plastic | Gravity Fed
600776 | 1 | [5 empty] | Removed from Ground | Gas (Historical Use) | 6000 | Bare Steel | 1966-05-07 | Galvanized Steel
600776 | 1A | [5 empty] | Removed from Ground | Gas (Historical Use) | 10000 | Fiberglass | 1988-04-25 | Fiberglass Reinforced Plastic
600776 | 2 | [5 empty] | Removed from Ground | Gas (Historical Use) | 6000 | Bare Steel | 1966-05-07 | Galvanized Steel
600776 | 2A | [5 empty] | Removed from Ground | Gas (Historical Use) | 10000 | Fiberglass | 1988-04-25 | Fiberglass Reinforced Plastic
600776 | 3 | [5 empty] | Removed from Ground | Gas (Historical Use) | 6000 | Bare Steel | 1966-05-07 | Galvanized Steel
600776 | 3A | [5 empty] | Removed from Ground | Gas (Historical Use) | 10000 | Fiberglass | 1988-04-25 | Fiberglass Reinforced Plastic
600776 | 4 | [5 empty] | Removed from Ground | Diesel | 550 | Bare Steel | 1966-05-07 | Galvanized Steel
600776 | 5 | [5 empty] | Removed from Ground | Gas (Historical Use) | 10000 | Bare Steel | 1968-05-06 | Galvanized Steel
600779 | 1 |  | 1998-03-01 |  | 1998-03-01 |  | Removed from Ground | Gas (Historical Use) | 5000 | Fiberglass | 1983-01-01 | Fiberglass Reinforced Plastic | Pressurized
600779 | 2 |  | 1998-03-01 |  | 1998-03-01 |  | Removed from Ground | Gas (Historical Use) | 5000 | Fiberglass | 1983-01-01 | Fiberglass Reinforced Plastic | Pressurized
600779 | 3 |  | 2014-07-01 | no | 2014-07-01 | no | Currently in Use | Gas (Historical Use) | 12000 | Composite Double Walled | 2014-06-01 | Double-Walled Fiberglass | Pressurized
600779 | 4 |  | 2014-07-01 | no | 2014-07-01 | no | Currently in Use | Gas (Historical Use) | 8000 | Composite Double Walled | 2014-06-01 | Double-Walled Fiberglass | Pressurized
600779 | 5 |  | 2014-07-01 | no | 2014-07-01 | no | Currently in Use | Diesel | 4000 | Composite Double Walled | 2014-06-01 | Double-Walled Fiberglass | Pressurized
600780 | 1 |  | 1995-06-01 |  | 1995-06-01 |  | Removed from Ground | Gas (Historical Use) | 12000 | Cathodically Protected Steel | 1979-01-01 | Cathodically Protected | Pressurized
600780 | 2 |  | 1995-06-01 |  | 1995-06-01 |  | Removed from Ground | Gas (Historical Use) | 12000 | Cathodically Protected Steel | 1979-01-01 | Cathodically Protected | Pressurized
600780 | 3 |  | 1995-06-01 |  | 1995-06-01 |  | Removed from Ground | Gas (Historical Use) | 12000 | Cathodically Protected Steel | 1979-01-01 | Cathodically Protected | Pressurized
600780 | 4 |  | 1995-06-01 |  | 1995-06-01 |  | Removed from Ground | Diesel | 12000 | Cathodically Protected Steel | 1979-01-01 | Cathodically Protected | Pressurized
600780 | 5 |  | 1999-08-10 |  | 1999-08-10 |  | Removed from Ground | Gas (Historical Use) | 12000 | Double Walled | 1999-08-10 | Double Walled | Pressurized
600780 | 6 |  | 1999-08-10 |  | 1999-08-10 |  | Removed from Ground | Gas (Historical Use) | 12000 | Double Walled | 1999-08-10 | Double Walled | Pressurized
600780 | 7 |  | 1999-08-10 |  | 1999-08-10 |  | Removed from Ground | Diesel | 6000 | Fiberglass Double Walled | 1999-08-10 | Double Walled | Pressurized
600780 | 8 |  | 1999-08-10 | no | 1999-08-10 | no | Removed from Ground | Gas (Historical Use) | 6000 | Double Walled | 1999-08-10 |  | Pressurized
600781 | 1 |  | 1998-12-04 |  | 1998-12-04 |  | Removed from Ground | Gas (Historical Use) | 4000 | Steel-Impressed Current | 1961-05-07 | Fiberglass Reinforced Plastic | Suction (American)
600781 | 2 |  | 1998-12-04 |  | 1998-12-04 |  | Removed from Ground | Gas (Historical Use) | 4000 | Steel-Impressed Current | 1961-05-07 | Fiberglass Reinforced Plastic | Suction (American)
600781 | 3 |  | 1998-12-04 |  | 1998-12-04 |  | Removed from Ground | Gas (Historical Use) | 4000 | Steel-Impressed Current | 1961-05-07 | Fiberglass Reinforced Plastic | Suction (American)
600781 | 4 |  | 1998-12-04 |  | 1998-12-04 |  | Removed from Ground | Gas (Historical Use) | 4000 | Steel-Impressed Current | 1961-05-07 | Fiberglass Reinforced Plastic | Suction (American)
600781 | 5A | Ball Float | 2010-12-06 | no | 2010-12-06 | no | Currently in Use | Gas (Historical Use) | 12000 | Fiberglass Double Walled | 2010-12-06 | Fiberglass Reinforced Plastic | Pressurized
600781 | 5B | Ball Float | 2010-12-06 | no | 2010-12-06 | no | Currently in Use | Gas (Historical Use) | 4000 | Fiberglass Double Walled | 2010-12-06 | Fiberglass Reinforced Plastic | Pressurized
600781 | 5C | Ball Float | 2010-12-06 | no | 2010-12-06 | no | Currently in Use | Diesel | 4000 | Fiberglass Double Walled | 2010-12-06 | Fiberglass Reinforced Plastic | Pressurized
600782 | 1 | [5 empty] | Permanently Out of Use - historical purposes | Gas (Historical Use) | 4000 | Bare Steel | 1974-05-08 | Galvanized Steel
600782 | 2 | [5 empty] | Permanently Out of Use - historical purposes | Diesel | 3000 | Bare Steel | 1974-05-08 | Galvanized Steel
600782 | 3 | [5 empty] | Permanently Out of Use - historical purposes | Diesel | 3000 | Bare Steel | 1974-05-08 | Galvanized Steel
600782 | 4 | [5 empty] | Permanently Out of Use - historical purposes | Other | 2000 | Bare Steel | 1977-05-07 | Galvanized Steel
600783 | 1 | [5 empty] | Permanently Out of Use - historical purposes | Diesel | 10000 | Bare Steel |  | Unknown
600783 | 2 | [5 empty] | Permanently Out of Use - historical purposes | Diesel | 10000 | Bare Steel |  | Unknown
600784 | 1 |  | 1997-01-07 |  | 1997-01-07 |  | Removed from Ground | Diesel | 4000 | Cathodically Protected Steel | 2000-09-15 | Cathodically Protected | Suction (American)
600784 | 2 |  | 1997-01-07 |  | 1997-01-07 |  | Removed from Ground | Diesel | 3000 | Cathodically Protected Steel | 2000-09-15 | Cathodically Protected | Suction (American)
600784 | 3 |  | 1997-01-07 |  | 1997-01-07 |  | Removed from Ground | Gas (Historical Use) | 4000 | Cathodically Protected Steel | 2000-09-15 | Cathodically Protected
600785 | 1 | Flapper Valve | 1997-01-07 | no | 1997-01-07 | no | Removed from Ground | Regular | 8000 |  | 2000-09-15 |  | Suction (American)
600785 | 2 | Flapper Valve | 1997-01-07 | no | 1997-01-07 | no | Removed from Ground | Diesel | 3000 | Steel-Impressed Current | 2000-09-15 |  | Safe Suction (Euro)
600785 | 3 |  | 2006-10-09 | yes | 2006-10-09 | yes | Removed from Ground | Used Oil | 500 | Steel-Impressed Current | 2000-09-15 |  | Suction (American)
600785 | 4 |  |  | no |  | no | Currently in Use | Gas (Historical Use) | 2000 | Steel-Impressed Current | 2010-04-21 | Galvanized Steel
600786 | 1 | [5 empty] | Permanently Out of Use - historical purposes | Diesel | 3000 | Bare Steel |  | Galvanized Steel
600787 | 1 | Flapper Valve | 1997-11-07 |  | 1997-11-07 |  | Currently in Use | Diesel | 10000 | Steel-Impressed Current | 1974-05-08 | Steel (Impressed Current) | Safe Suction (Euro)
600787 | 10 | Flapper Valve | 1997-11-07 | no | 1997-11-07 | no | Currently in Use | Kerosene | 1000 | Steel-Impressed Current | 1986-05-06 | Steel (Impressed Current) | Safe Suction (Euro)
600787 | 2 | Flapper Valve | 1997-11-07 |  | 1997-11-07 |  | Currently in Use | Diesel | 10000 | Steel-Impressed Current | 1974-05-08 | Steel (Impressed Current) | Safe Suction (Euro)
600787 | 3 | Flapper Valve | 1997-11-07 |  | 1997-11-07 |  | Currently in Use | Kerosene | 10000 | Steel-Impressed Current | 1974-05-08 | Steel (Impressed Current) | Safe Suction (Euro)
600787 | 4 | Flapper Valve | 1997-11-07 |  | 1997-11-07 |  | Currently in Use | Diesel | 10000 | Steel-Impressed Current | 1974-05-08 | Steel (Impressed Current) | Safe Suction (Euro)
600787 | 5 | Flapper Valve | 1997-11-07 |  | 1997-11-07 |  | Currently in Use | Kerosene | 10000 | Steel-Impressed Current | 1974-05-08 | Steel (Impressed Current) | Safe Suction (Euro)
600787 | 6 | Flapper Valve | 1997-11-07 |  | 1997-11-07 |  | Currently in Use | New Oil | 10000 | Steel-Impressed Current | 1974-05-08 | Steel (Impressed Current) | Safe Suction (Euro)
600787 | 7 | Flapper Valve | 1997-11-07 |  | 1997-11-07 |  | Currently in Use | Diesel | 10000 | Steel-Impressed Current | 1974-05-08 | Steel (Impressed Current) | Safe Suction (Euro)
600787 | 8 | Flapper Valve | 1997-11-07 |  | 1997-11-07 |  | Currently in Use | Gas (Historical Use) | 8000 | Steel-Impressed Current | 1974-05-08 | Steel (Impressed Current) | Safe Suction (Euro)
600787 | 9 | Flapper Valve | 1997-11-07 |  | 1997-11-07 |  | Currently in Use | Kerosene | 6000 | Steel-Impressed Current | 1983-05-06 | Steel (Impressed Current) | Safe Suction (Euro)
600790 | 1 | [5 empty] | Removed from Ground | Gas (Historical Use) | 8000 | Bare Steel | 1977-01-16 | Galvanized Steel
600790 | 2 | [5 empty] | Removed from Ground | Gas (Historical Use) | 9000 | Bare Steel | 1964-01-20 | Galvanized Steel
600790 | 3 | [5 empty] | Removed from Ground | Gas (Historical Use) | 9000 | Bare Steel | 1964-01-20 | Galvanized Steel
600790 | 4 |  | 1992-01-01 |  | 1992-01-01 | yes | Currently in Use | Gas (Historical Use) | 10000 | Composite | 1992-01-01 | Fiberglass Reinforced Plastic | Pressurized
600790 | 5 |  | 1992-01-01 |  | 1992-01-01 | yes | Currently in Use | Gas (Historical Use) | 10000 | Composite | 1992-01-01 | Fiberglass Reinforced Plastic | Pressurized
600790 | 6 |  | 1992-01-01 |  | 1992-01-01 | yes | Currently in Use | Gas (Historical Use) | 10000 | Composite | 1992-01-01 | Fiberglass Reinforced Plastic | Pressurized
600791 | 1 | [5 empty] | Removed from Ground | Gas (Historical Use) | 8068 | Bare Steel | 1977-01-16 | Galvanized Steel
600791 | 2 | [5 empty] | Removed from Ground | Gas (Historical Use) | 8068 | Bare Steel | 1966-01-19 | Galvanized Steel
600791 | 3 | [5 empty] | Removed from Ground | Gas (Historical Use) | 8068 | Bare Steel | 1966-01-19 | Galvanized Steel
600792 | 1 |  | 1986-01-01 |  | 1986-01-01 |  | Removed from Ground | Gas (Historical Use) | 8000 | Bare Steel | 1986-01-20 | Galvanized Steel | Pressurized
600792 | 1G |  | 1998-09-01 |  | 1998-09-01 |  | Currently in Use | Gas (Historical Use) | 8000 | Galvanic (STIP-3) | 1986-01-20 | Fiberglass Reinforced Plastic | Pressurized
600792 | 2 |  | 1986-01-01 |  | 1986-01-01 |  | Removed from Ground | Gas (Historical Use) | 8000 | Bare Steel | 1986-01-01 | Galvanized Steel | Pressurized
600792 | 2G |  | 1998-09-01 |  | 1998-09-01 |  | Currently in Use | Gas (Historical Use) | 8000 | Galvanic (STIP-3) | 1986-01-20 | Fiberglass Reinforced Plastic | Pressurized
600792 | 3 |  | 1986-01-01 |  | 1986-01-01 |  | Removed from Ground | Gas (Historical Use) | 8000 | Bare Steel | 1986-01-01 | Galvanized Steel | Pressurized
600792 | 3G |  | 1998-09-01 |  | 1998-09-01 |  | Currently in Use | Gas (Historical Use) | 8000 | Galvanic (STIP-3) | 1986-01-20 | Fiberglass Reinforced Plastic | Pressurized
600792 | 4 | [5 empty] | Permanently Out of Use - historical purposes | Gas (Historical Use) | 15000 | Bare Steel | 1964-01-20 | Galvanized Steel
600793 | 1 |  | 1992-02-10 | no | 1992-02-10 | no | Temporarily out of use | Gas (Historical Use) | 15000 | Steel-Impressed Current | 1979-01-25 | Fiberglass Reinforced Plastic | Pressurized
600793 | 2 |  | 1992-02-10 |  | 1992-02-10 |  | Currently in Use | Gas (Historical Use) | 10000 | Steel-Impressed Current | 1979-01-25 | Fiberglass Reinforced Plastic | Pressurized
600793 | 3 |  | 1992-02-10 |  | 1992-02-10 |  | Currently in Use | Gas (Historical Use) | 10000 | Steel-Impressed Current | 1979-01-25 | Fiberglass Reinforced Plastic | Pressurized
600793 | 4 |  | 1998-10-01 | no | 1998-10-01 | no | Temporarily out of use | Diesel | 20000 | Steel-Impressed Current | 1979-01-25 | Cathodically Protected | Pressurized
600793 | 5 |  | 1998-10-01 |  | 1998-10-01 |  | Currently in Use | Diesel | 20000 | Steel-Impressed Current | 1982-01-24 | Cathodically Protected | Pressurized
600794 | 1 | [5 empty] | Removed from Ground | Gas (Historical Use) | 10000 | Bare Steel | 1966-03-08 | Galvanized Steel
600794 | 2 | [5 empty] | Removed from Ground | Gas (Historical Use) | 10000 | Bare Steel | 1966-03-08 | Galvanized Steel
600795 | 1 | [5 empty] | Permanently Out of Use - historical purposes | Gas (Historical Use) | 9000 | Bare Steel | 1966-03-08 | Galvanized Steel
600795 | 2 | [5 empty] | Permanently Out of Use - historical purposes | Gas (Historical Use) | 9000 | Bare Steel | 1966-03-08 | Galvanized Steel
600798 | 1 | Ball Float | 1998-06-01 |  | 1998-06-01 |  | Currently in Use | Gas (Historical Use) | 10000 | Steel-Impressed Current | 1979-02-28 | Fiberglass Reinforced Plastic | Pressurized
600798 | 2 | Ball Float | 1998-06-01 |  | 1998-06-01 |  | Currently in Use | Gas (Historical Use) | 8000 | Steel-Impressed Current | 1979-02-28 | Fiberglass Reinforced Plastic | Pressurized
600798 | 3 | Ball Float | 1998-06-01 |  | 1998-06-01 |  | Currently in Use | Gas (Historical Use) | 5000 | Steel-Impressed Current | 1979-02-28 | Fiberglass Reinforced Plastic | Pressurized
600798 | 4 |  |  | yes |  | yes | Closed in Ground | Used Oil | 550 | Bare Steel | 1966-03-03 | Not Marked
600801 | 1 | [5 empty] | Removed from Ground | Gas (Historical Use) | 10000 | Bare Steel | 1981-02-11 | Unknown
600801 | 2 |  | 1989-03-01 |  | 1989-03-01 |  | Removed from Ground | Gas (Historical Use) | 10000 | Cathodically Protected Steel | 1989-03-01 | Fiberglass Reinforced Plastic
600802 | 1 | [5 empty] | Removed from Ground | Gas (Historical Use) | 3000 | Bare Steel | 1971-02-14 | Unknown
600802 | 2 | [5 empty] | Removed from Ground | Gas (Historical Use) | 3000 | Bare Steel | 1971-02-14 | Unknown
600802 | 3 | [5 empty] | Removed from Ground | Gas (Historical Use) | 3000 | Bare Steel | 1971-02-14 | Unknown
600802 | 4 | [5 empty] | Removed from Ground | Gas (Historical Use) | 3000 | Bare Steel | 1971-02-14 | Unknown
600803 | 1 |  | 1998-12-21 |  | 1998-12-21 |  | Removed from Ground | Gas (Historical Use) | 4000 | Steel-Impressed Current | 1981-02-11 | Cathodically Protected | Pressurized
600804 | 1 | [5 empty] | Removed from Ground | Gas (Historical Use) | 3000 | Bare Steel | 1979-04-02 | Galvanized Steel
600804 | 2 | [5 empty] | Removed from Ground | Gas (Historical Use) | 3000 | Bare Steel | 1979-04-02 | Galvanized Steel
600804 | 3 | [5 empty] | Removed from Ground | Gas (Historical Use) | 3000 | Bare Steel | 1983-04-01 | Galvanized Steel
600804 | 4 | [5 empty] | Removed from Ground | Gas (Historical Use) | 3000 | Bare Steel | 1983-04-01 | Galvanized Steel
600804 | 5 | [5 empty] | Removed from Ground | Gas (Historical Use) | 3000 | Bare Steel | 1983-04-01 | Galvanized Steel
600804 | 6 | [5 empty] | Removed from Ground | Diesel | 2000 | Bare Steel | 1983-04-01 | Galvanized Steel
600805 | 1 | [5 empty] | Removed from Ground | Gas (Historical Use) | 10000 | Bare Steel | 1978-05-04 | Galvanized Steel
600805 | 2 | [5 empty] | Removed from Ground | Gas (Historical Use) | 10000 | Bare Steel | 1978-05-04 | Galvanized Steel
600805 | 3 | [5 empty] | Removed from Ground | Gas (Historical Use) | 10000 | Bare Steel | 1978-05-04 | Galvanized Steel
600805 | 4 | [5 empty] | Removed from Ground | Gas (Historical Use) | 10000 | Bare Steel | 1978-05-04 | Galvanized Steel
600805 | 5 |  | 1980-05-01 |  |  |  | Removed from Ground | Diesel | 10000 | Bare Steel | 1980-05-03 | Galvanized Steel
600805 | 6 |  | 1998-08-20 |  | 1998-08-20 |  | Currently in Use | Gas (Historical Use) | 15000 | Fiberglass | 1998-08-20 | Fiberglass Reinforced Plastic | Pressurized
600805 | 7 |  | 1998-08-20 |  | 1998-08-20 |  | Currently in Use | Gas (Historical Use) | 10000 | Fiberglass | 1998-08-20 | Fiberglass Reinforced Plastic | Pressurized
600806 | 1 | [5 empty] | Removed from Ground | Gas (Historical Use) | 10000 | Bare Steel | 1981-05-03 | Galvanized Steel
600806 | 1A |  | 1988-04-01 |  | 1988-04-01 |  | Removed from Ground | Gas (Historical Use) | 10000 | Fiberglass | 1988-04-25 | Fiberglass Reinforced Plastic | Pressurized
600806 | 2 | [5 empty] | Removed from Ground | Gas (Historical Use) | 10000 | Bare Steel | 1981-05-03 | Galvanized Steel
600806 | 2A |  | 1988-04-01 |  | 1988-04-01 |  | Removed from Ground | Gas (Historical Use) | 10000 | Fiberglass | 1988-04-25 | Fiberglass Reinforced Plastic | Pressurized
600806 | 2A |  | 1988-04-01 |  | 1988-04-01 |  | Removed from Ground | Gas (Historical Use) | 10000 | Fiberglass | 1988-04-25 | Double-Walled Fiberglass | Pressurized
600806 | 3 | [5 empty] | Removed from Ground | Gas (Historical Use) | 10000 | Bare Steel | 1981-05-03 | Galvanized Steel
600806 | 3A |  | 1988-04-01 |  | 1988-04-01 |  | Removed from Ground | Gas (Historical Use) | 10000 | Fiberglass | 1988-04-25 | Fiberglass Reinforced Plastic | Pressurized
600806 | 4 | [5 empty] | Removed from Ground | Diesel | 10000 | Bare Steel | 1981-05-03 | Galvanized Steel
600806 | 5 | Ball Float | 2016-07-20 | no | 2016-07-20 | no | Currently in Use | Premium | 5000 | Tank Jacket | 2016-07-20 | Double-Walled Fiberglass | Pressurized
600806 | 6B | Ball Float | 2016-07-20 | no | 2016-07-20 | no | Currently in Use | Regular | 10000 | Tank Jacket | 2016-07-20 | Double-Walled Fiberglass | Pressurized
600807 | 1 | [5 empty] | Removed from Ground | Gas (Historical Use) | 10000 | Bare Steel | 1980-05-03 | Galvanized Steel
600807 | 10 |  | 2006-02-09 | no | 2006-02-09 | no | Currently in Use | Gas (Historical Use) | 10000 | Fiberglass Double Walled | 2005-12-21 | Double-Walled Flex | Pressurized
600807 | 11 |  | 2006-02-09 | no | 2006-02-09 | no | Currently in Use | Gas (Historical Use) | 10000 | Fiberglass Double Walled | 2005-12-21 | Double-Walled Flex | Pressurized
600807 | 12 |  | 2006-02-09 | no | 2006-02-09 | no | Currently in Use | Gas (Historical Use) | 10000 | Fiberglass Double Walled | 2006-12-21 | Double-Walled Flex | Pressurized
600807 | 2 | [5 empty] | Removed from Ground | Gas (Historical Use) | 10000 | Bare Steel | 1980-05-03 | Galvanized Steel
600807 | 3 | [5 empty] | Removed from Ground | Gas (Historical Use) | 10000 | Bare Steel | 1980-05-03 | Galvanized Steel
600807 | 4 | [5 empty] | Removed from Ground | Diesel | 10000 | Bare Steel | 1980-05-03 | Galvanized Steel
600807 | 5 |  | 1988-04-01 |  | 1988-04-01 |  | Removed from Ground | Gas (Historical Use) | 10000 | Fiberglass | 1988-04-25 | Fiberglass Reinforced Plastic | Pressurized
600807 | 6 |  | 1988-04-01 |  | 1988-04-01 |  | Removed from Ground | Gas (Historical Use) | 10000 | Fiberglass | 1988-04-25 | Fiberglass Reinforced Plastic | Pressurized
600807 | 7 |  | 1988-04-01 |  | 1988-04-01 |  | Removed from Ground | Gas (Historical Use) | 10000 | Fiberglass | 1988-04-25 | Fiberglass Reinforced Plastic | Pressurized
600807 | 8 | [5 empty] | Removed from Ground | Gas (Historical Use) | 10000 | Not Marked/Unknown | 2005-12-07 | Not Marked
600807 | 9 |  | 2006-02-09 | no | 2006-02-09 | no | Currently in Use | Gas (Historical Use) | 10000 | Fiberglass Double Walled | 2005-12-21 | Double-Walled Flex | Pressurized
600808 | 1 | [5 empty] | Removed from Ground | Gas (Historical Use) | 10000 | Bare Steel | 1978-05-04 | Galvanized Steel
600808 | 2 | [5 empty] | Removed from Ground | Gas (Historical Use) | 10000 | Bare Steel | 1978-05-04 | Galvanized Steel
600808 | 3 | [5 empty] | Removed from Ground | Diesel | 10000 | Bare Steel | 1980-05-03 | Galvanized Steel
600808 | 4 | [5 empty] | Removed from Ground | Gas (Historical Use) | 12000 | Bare Steel | 1978-05-04 | Galvanized Steel
600808 | 5 |  | 1988-04-01 |  | 1988-04-01 |  | Removed from Ground | Gas (Historical Use) | 10000 | Fiberglass | 1988-04-25 | Fiberglass Reinforced Plastic | Pressurized
600808 | 6 |  | 1988-04-01 |  | 1988-04-01 |  | Removed from Ground | Gas (Historical Use) | 10000 | Fiberglass | 1988-04-25 | Fiberglass Reinforced Plastic | Pressurized
600808 | 7 |  | 1988-04-01 |  | 1988-04-01 |  | Removed from Ground | Gas (Historical Use) | 10000 | Fiberglass | 1988-04-25 | Fiberglass Reinforced Plastic | Pressurized
600809 | 1 | [5 empty] | Removed from Ground | Gas (Historical Use) | 10000 | Fiberglass | 1976-05-04 | Fiberglass Reinforced Plastic | Safe Suction (Euro)
600809 | 2 | [5 empty] | Removed from Ground | Gas (Historical Use) | 10000 | Fiberglass | 1976-05-04 | Fiberglass Reinforced Plastic | Safe Suction (Euro)
600809 | 3 | [5 empty] | Removed from Ground | Gas (Historical Use) | 10000 | Fiberglass | 1976-05-04 | Fiberglass Reinforced Plastic | Safe Suction (Euro)
600809 | 4 | [5 empty] | Removed from Ground | Gas (Historical Use) | 10000 | Fiberglass | 1976-05-04 | Fiberglass Reinforced Plastic | Safe Suction (Euro)
600809 | 5 | [5 empty] | Removed from Ground | Diesel | 10000 | Fiberglass | 1980-05-03 | Fiberglass Reinforced Plastic | Safe Suction (Euro)
600810 | 1 | [5 empty] | Permanently Out of Use - historical purposes | Gas (Historical Use) | 10000 | Bare Steel | 1982-05-03 | Galvanized Steel
600810 | 2 | [5 empty] | Currently in Use | Gas (Historical Use) | 10000 | Bare Steel | 1982-05-03 | Galvanized Steel
600810 | 3 | [5 empty] | Currently in Use | Gas (Historical Use) | 10000 | Bare Steel | 1982-05-03 | Galvanized Steel
600810 | 4 | [5 empty] | Currently in Use | Diesel | 10000 | Bare Steel | 1982-05-03 | Galvanized Steel
600812 | 1 | Ball Float | 1984-01-01 | no | 1984-01-01 | no | Currently in Use | Regular | 10000 | Fiberglass | 1984-05-02 | Fiberglass Reinforced Plastic | Pressurized
600812 | 2 | Ball Float | 1984-01-01 | no | 1984-01-01 | no | Currently in Use | Regular | 10000 | Fiberglass | 1984-05-02 | Fiberglass Reinforced Plastic | Pressurized
600812 | 3 | Ball Float | 1984-01-01 | no | 1984-01-01 | no | Currently in Use | Premium | 10000 | Fiberglass | 1984-05-02 | Fiberglass Reinforced Plastic | Pressurized
600812 | 4 | Ball Float | 1984-01-01 | no | 1984-01-01 | no | Currently in Use | Diesel | 10000 | Fiberglass | 1984-05-02 | Fiberglass Reinforced Plastic | Pressurized
600812 | 5 |  |  | yes |  | yes | Removed from Ground | Used Oil | 500 | Not Marked/Unknown | 1997-12-08 | Not Marked
600814 | 1 | [5 empty] | Removed from Ground | Gas (Historical Use) | 10000 | Bare Steel | 1972-05-05 | Galvanized Steel
600814 | 2 | [5 empty] | Removed from Ground | Gas (Historical Use) | 10000 | Bare Steel | 1972-05-05 | Galvanized Steel
600814 | 3 | [5 empty] | Removed from Ground | Gas (Historical Use) | 10000 | Bare Steel | 1972-05-05 | Galvanized Steel
600814 | 4 | [5 empty] | Removed from Ground | Diesel | 10000 | Bare Steel | 1983-05-03 | Galvanized Steel
600814 | 5 |  | 1988-01-01 |  | 1988-01-01 |  | Currently in Use | Gas (Historical Use) | 10000 | Fiberglass | 1988-01-01 | Fiberglass Reinforced Plastic | Pressurized
600814 | 6 |  | 1988-01-01 |  | 1988-01-01 |  | Currently in Use | Gas (Historical Use) | 10000 | Fiberglass | 1988-01-01 | Fiberglass Reinforced Plastic | Pressurized
600814 | 7 |  | 1988-01-01 |  | 1988-01-01 |  | Currently in Use | Gas (Historical Use) | 10000 | Fiberglass | 1988-01-01 | Fiberglass Reinforced Plastic | Pressurized
600814 | 8 |  | 2006-12-15 | yes | 2006-12-15 | yes | Temporarily out of use | Used Oil | 1000 | Fiberglass | 1988-01-01 | Fiberglass Reinforced Plastic
600815 | 1 | [5 empty] | Removed from Ground | Gas (Historical Use) | 10000 | Bare Steel | 1979-05-04 | Galvanized Steel
600815 | 2 | [5 empty] | Removed from Ground | Gas (Historical Use) | 10000 | Bare Steel | 1979-05-04 | Galvanized Steel
600815 | 3 | [5 empty] | Removed from Ground | Gas (Historical Use) | 10000 | Bare Steel | 1979-05-04 | Galvanized Steel
600815 | 4 | [5 empty] | Removed from Ground | Diesel | 10000 | Bare Steel | 1980-05-03 | Galvanized Steel
600815 | 5 |  | 1998-09-01 |  | 1998-09-01 |  | Currently in Use | Gas (Historical Use) | 10000 | Fiberglass | 1988-04-25 | Fiberglass Reinforced Plastic
600815 | 6 |  | 1998-09-01 |  | 1998-09-01 |  | Currently in Use | Gas (Historical Use) | 10000 | Fiberglass | 1988-04-25 | Fiberglass Reinforced Plastic
600815 | 7 |  | 1998-09-01 |  | 1998-09-01 |  | Currently in Use | Diesel | 10000 | Fiberglass | 1988-04-25 | Fiberglass Reinforced Plastic
600817 | 1 |  |  | yes |  | yes | Removed from Ground | Used Oil | 550 | Bare Steel | 1952-05-10 | Bare Steel | Suction (American)
600817 | 10 | [5 empty] | Removed from Ground | Empty | 0 | Bare Steel | 1952-01-01 | Bare Steel | Suction (American)
600817 | 11 | [5 empty] | Removed from Ground | Gas (Historical Use) | 2000 | Bare Steel | 1952-01-01 | Bare Steel | Safe Suction (Euro)
600817 | 12 | [5 empty] | Removed from Ground | Gas (Historical Use) | 2000 | Bare Steel |  | Bare Steel
600817 | 13 | [5 empty] | Removed from Ground | Gas (Historical Use) | 4000 | Bare Steel | 1963-01-01 | Bare Steel | Safe Suction (Euro)
600817 | 14 | [5 empty] | Removed from Ground | Empty | 4000 | Bare Steel | 1961-01-01 | Bare Steel | Safe Suction (Euro)
600817 | 15 | [5 empty] | Removed from Ground | Gas (Historical Use) | 4000 | Bare Steel | 1961-01-01 | Bare Steel | Safe Suction (Euro)
600817 | 16 | [5 empty] | Removed from Ground | Empty | 0 | Bare Steel |  | Bare Steel
600817 | 2 |  |  | yes |  | yes | Removed from Ground | Used Oil | 2000 | Bare Steel | 1952-05-10 | Bare Steel | Gravity Fed
600817 | 3 | [5 empty] | Removed from Ground | Kerosene | 2000 | Bare Steel | 1954-05-10 | Bare Steel | Suction (American)
600817 | 4 | [5 empty] | Removed from Ground | Diesel | 4000 | Bare Steel | 1956-05-09 | Bare Steel | Suction (American)
600817 | 5 | [5 empty] | Removed from Ground | Gas (Historical Use) | 4000 | Bare Steel | 1961-05-08 | Bare Steel | Suction (American)
600817 | 6 | [5 empty] | Removed from Ground | Gas (Historical Use) | 4000 | Bare Steel | 1961-05-08 | Bare Steel | Suction (American)
600817 | 7 | [5 empty] | Removed from Ground | Gas (Historical Use) | 4000 | Bare Steel | 1963-05-08 | Bare Steel | Suction (American)
600817 | 8 | [5 empty] | Removed from Ground | Diesel | 3000 | Bare Steel | 1956-01-01 | Bare Steel | Suction (American)
600817 | 9 |  |  | yes |  | yes | Removed from Ground | Used Oil | 550 | Bare Steel | 1952-01-01 | Bare Steel | Pressurized
600819 | 1 |  | 1999-01-01 | yes | 1999-01-01 | yes | Temporarily out of use | Used Oil | 1000 | Fiberglass | 2013-05-15 | Fiberglass Reinforced Plastic
600819 | 2 | Ball Float | 1991-03-01 | no | 1991-03-01 | no | Currently in Use | Diesel | 10000 | Fiberglass | 2013-05-15 | Fiberglass Reinforced Plastic | Pressurized
600819 | 3 | Ball Float | 1991-03-01 | no | 1991-03-01 | no | Currently in Use | Regular | 10000 | Fiberglass | 2013-05-15 | Fiberglass Reinforced Plastic | Pressurized
600819 | 4 | Ball Float | 1991-03-01 | no | 1991-03-01 | no | Currently in Use | Premium | 10000 | Fiberglass | 2013-05-15 | Fiberglass Reinforced Plastic | Pressurized
600819 | 5 | Ball Float | 1991-03-01 | no | 1991-03-01 | no | Currently in Use |  | 10000 | Fiberglass | 2013-05-15 | Fiberglass Reinforced Plastic | Pressurized
600820 | 1 |  | 1991-03-01 |  | 1991-03-01 |  | Currently in Use | Gas (Historical Use) | 10000 | Fiberglass | 1983-05-03 | Fiberglass Reinforced Plastic | Pressurized
600820 | 2 |  | 1991-03-01 |  | 1991-03-01 |  | Currently in Use | Gas (Historical Use) | 10000 | Fiberglass | 1983-05-03 | Fiberglass Reinforced Plastic | Pressurized
600820 | 3 |  | 1991-03-01 |  | 1991-03-01 |  | Currently in Use | Gas (Historical Use) | 10000 | Fiberglass | 1983-05-03 | Fiberglass Reinforced Plastic | Pressurized
600820 | 4 |  |  | yes |  | yes | Removed from Ground | Used Oil | 500 | Bare Steel | 1983-05-03 | Bare Steel
600820 | 5 |  | 1991-03-01 | no | 1991-03-01 | no | Currently in Use | Gas (Historical Use) | 10000 | Fiberglass | 1983-05-03 | Fiberglass Reinforced Plastic | Pressurized
600821 | 1 |  | 1983-05-01 | yes | 1983-05-01 | yes | Currently in Use | Gas (Historical Use) | 10000 | Fiberglass | 1983-05-03 | Fiberglass Reinforced Plastic | Pressurized
600821 | 2 |  | 1983-05-01 | yes | 1983-05-01 | yes | Currently in Use | Gas (Historical Use) | 10000 | Fiberglass | 1983-05-03 | Fiberglass Reinforced Plastic | Pressurized
600821 | 3 |  | 1983-05-01 | yes | 1983-05-01 | yes | Currently in Use | Gas (Historical Use) | 10000 | Fiberglass | 1983-05-03 | Fiberglass Reinforced Plastic | Pressurized
600821 | 4 |  | 1983-05-03 | yes | 1983-05-03 | yes | Currently in Use | Diesel | 10000 | Fiberglass | 1988-01-01 | Fiberglass Reinforced Plastic | Pressurized
600821 | 5 |  |  | yes |  | yes | Currently in Use | Used Oil | 1000 | Fiberglass | 1988-01-01 | Fiberglass Reinforced Plastic | Gravity Fed
600822 | 1 | [5 empty] | Removed from Ground | Gas (Historical Use) | 6000 | Bare Steel | 1957-05-09 | Galvanized Steel
600822 | 2 | [5 empty] | Removed from Ground | Gas (Historical Use) | 6000 | Bare Steel | 1957-05-09 | Galvanized Steel
600822 | 3 | [5 empty] | Removed from Ground | Gas (Historical Use) | 6000 | Bare Steel | 1957-05-09 | Galvanized Steel
600822 | 4 | [5 empty] | Removed from Ground | Gas (Historical Use) | 10000 | Bare Steel | 1980-05-03 | Galvanized Steel
600822 | 5 | [5 empty] | Removed from Ground | Diesel | 10000 | Bare Steel | 1980-05-03 | Galvanized Steel
600822 | 6 |  | 1988-01-01 |  | 1988-01-01 |  | Currently in Use | Gas (Historical Use) | 10000 | Fiberglass | 1988-01-01 | Fiberglass Reinforced Plastic | Pressurized
600822 | 7 |  | 1988-01-01 |  | 1988-01-01 |  | Currently in Use | Gas (Historical Use) | 10000 | Fiberglass | 1988-01-01 | Fiberglass Reinforced Plastic | Pressurized
600822 | 8 |  | 1988-01-01 |  | 1988-01-01 |  | Currently in Use | Diesel | 10000 | Fiberglass | 1988-01-01 | Fiberglass Reinforced Plastic | Pressurized
600822 | 9 |  | 1988-01-01 | yes | 1988-01-01 | yes | Currently in Use | Used Oil | 550 | Fiberglass |  | Fiberglass Reinforced Plastic
600823 | 1 | [5 empty] | Removed from Ground | Gas (Historical Use) | 4000 | Bare Steel | 1956-05-09 | Galvanized Steel
600823 | 2 | [5 empty] | Removed from Ground | Gas (Historical Use) | 4000 | Bare Steel | 1956-05-09 | Galvanized Steel
600823 | 3 | [5 empty] | Removed from Ground | Gas (Historical Use) | 4000 | Bare Steel | 1956-05-09 | Galvanized Steel
600823 | 4 | [5 empty] | Removed from Ground | Gas (Historical Use) | 4000 | Bare Steel | 1956-05-09 | Galvanized Steel
600823 | 5 |  |  | yes |  | yes | Removed from Ground | Used Oil | 10000 | Bare Steel | 1956-05-09 | Galvanized Steel
600823 | 6 |  | 1988-04-01 | no | 1988-04-01 | no | Removed from Ground | Gas (Historical Use) | 10000 | Fiberglass | 1988-04-15 | Fiberglass Reinforced Plastic | Pressurized
600823 | 7 |  | 1988-04-01 | no | 1988-04-01 | no | Removed from Ground | Gas (Historical Use) | 10000 | Fiberglass | 1988-04-15 | Fiberglass Reinforced Plastic | Pressurized
600823 | 8 |  | 1988-04-01 | no | 1988-04-01 | no | Removed from Ground | Gas (Historical Use) | 10000 | Fiberglass | 1988-04-15 | Fiberglass Reinforced Plastic | Pressurized
600823 | 9 |  |  | yes |  | yes | Removed from Ground | Used Oil | 1000 | Fiberglass | 1988-04-15 | Fiberglass Reinforced Plastic
600824 | 1 |  |  | yes |  | yes | Removed from Ground | Used Oil | 1000 | Bare Steel | 1956-05-09 | Galvanized Steel
600824 | 10 |  | 1988-09-01 |  | 1988-09-01 |  | Currently in Use | Gas (Historical Use) | 10000 | Fiberglass | 1988-09-14 | Fiberglass Reinforced Plastic | Pressurized
600824 | 11 |  |  | yes |  | yes | Removed from Ground | Used Oil | 1000 | Fiberglass | 1988-09-01 | Fiberglass Reinforced Plastic
600824 | 2 | [5 empty] | Removed from Ground | Gas (Historical Use) | 3000 | Bare Steel | 1956-05-09 | Galvanized Steel
600824 | 3 | [5 empty] | Removed from Ground | Gas (Historical Use) | 6000 | Bare Steel | 1968-05-06 | Galvanized Steel
600824 | 4 | [5 empty] | Removed from Ground | Gas (Historical Use) | 6000 | Bare Steel | 1968-05-06 | Fiberglass Reinforced Plastic
600824 | 5 | [5 empty] | Removed from Ground | Gas (Historical Use) | 6000 | Bare Steel | 1968-05-06 | Galvanized Steel
600824 | 6 | [5 empty] | Removed from Ground | Gas (Historical Use) | 6000 | Bare Steel | 1968-05-06 | Galvanized Steel
600824 | 7 | [5 empty] | Removed from Ground | Gas (Historical Use) | 6000 | Bare Steel | 1968-05-06 | Galvanized Steel
600824 | 8 |  | 1988-09-01 |  | 1988-09-01 |  | Currently in Use | Gas (Historical Use) | 10000 | Fiberglass | 1988-09-14 | Fiberglass Reinforced Plastic | Pressurized
600824 | 9 |  | 1988-09-01 |  | 1988-09-01 |  | Currently in Use | Gas (Historical Use) | 10000 | Fiberglass | 1988-09-14 | Fiberglass Reinforced Plastic | Pressurized
600825 | 1 |  |  | yes |  | yes | Removed from Ground | Used Oil | 550 | Bare Steel | 1957-05-09 | Galvanized Steel
600825 | 2 | [5 empty] | Removed from Ground | Diesel | 10000 | Bare Steel | 1981-05-03 | Galvanized Steel
600825 | 3 |  | 1991-03-01 | no | 1991-03-01 | no | Currently in Use | Regular | 10000 | Fiberglass | 1983-05-03 | Fiberglass Reinforced Plastic | Pressurized
600825 | 4 |  | 1991-03-01 | no | 1991-03-01 | no | Currently in Use | Premium | 10000 | Fiberglass | 1983-05-03 | Fiberglass Reinforced Plastic | Pressurized
600825 | 5 |  | 1991-03-01 | no | 1991-03-01 | no | Currently in Use | Diesel | 10000 | Fiberglass | 1983-05-03 | Fiberglass Reinforced Plastic | Pressurized
600825 | 6 |  | 2007-01-01 | yes | 2007-01-01 | yes | Currently in Use | Used Oil | 1000 | Fiberglass | 1988-01-01 | Fiberglass Reinforced Plastic
600826 | 1 |  |  | yes |  | yes | Removed from Ground | Used Oil | 550 | Bare Steel | 1955-05-10 | Galvanized Steel
600826 | 10 |  | 1989-03-01 |  | 1989-03-01 |  | Currently in Use | Diesel | 10000 | Fiberglass | 1989-03-01 | Fiberglass Reinforced Plastic | Pressurized
600826 | 11 |  | 1997-08-05 | yes | 1997-08-05 | yes | Removed from Ground | Used Oil | 1000 | Fiberglass |  | Fiberglass Reinforced Plastic
600826 | 2 | [5 empty] | Removed from Ground | Diesel | 6000 | Fiberglass | 1980-05-03 | Galvanized Steel
600826 | 3 | [5 empty] | Removed from Ground | Gas (Historical Use) | 6000 | Bare Steel | 1973-05-05 | Galvanized Steel
600826 | 4 | [5 empty] | Removed from Ground | Gas (Historical Use) | 6000 | Bare Steel | 1973-05-05 | Galvanized Steel
600826 | 5 | [5 empty] | Removed from Ground | Gas (Historical Use) | 6000 | Bare Steel | 1973-05-05 | Galvanized Steel
600826 | 6 | [5 empty] | Removed from Ground | Gas (Historical Use) | 10000 | Bare Steel | 1973-05-05 | Galvanized Steel
600826 | 7 |  | 1989-03-01 |  | 1989-03-01 |  | Currently in Use | Gas (Historical Use) | 10000 | Fiberglass | 1989-03-01 | Fiberglass Reinforced Plastic | Pressurized
600826 | 8 |  | 1989-03-01 |  | 1989-03-01 |  | Currently in Use | Gas (Historical Use) | 10000 | Fiberglass | 1989-03-01 | Fiberglass Reinforced Plastic | Pressurized
600826 | 9 |  | 1989-03-01 |  | 1989-03-01 |  | Currently in Use | Gas (Historical Use) | 10000 | Fiberglass | 1989-03-01 | Fiberglass Reinforced Plastic | Pressurized
600827 | 1 | [5 empty] | Removed from Ground | Gas (Historical Use) | 3000 | Bare Steel | 1956-05-09 | Galvanized Steel
600827 | 2 | [5 empty] | Removed from Ground | Gas (Historical Use) | 3000 | Bare Steel | 1962-05-08 | Galvanized Steel
600827 | 3 | [5 empty] | Removed from Ground | Gas (Historical Use) | 3000 | Bare Steel | 1961-05-08 | Galvanized Steel
600827 | 4 | [5 empty] | Removed from Ground | Gas (Historical Use) | 6000 | Bare Steel | 1963-05-08 | Galvanized Steel
600827 | 5 |  |  | yes |  | yes | Removed from Ground | Used Oil | 0 | Marked Unknown | 1991-10-01 | Unknown
600827 | 6 | [5 empty] | Removed from Ground | Other | 0 | Marked Unknown | 1991-10-01 | Unknown
600828 | 1 | [5 empty] | Removed from Ground | Gas (Historical Use) | 0 | Bare Steel | 1987-01-01 | Galvanized Steel
600828 | 3 | [5 empty] | Removed from Ground | Gas (Historical Use) | 0 | Bare Steel | 1987-01-01 | Galvanized Steel
600828 | 4 | [5 empty] | Removed from Ground | Gas (Historical Use) | 0 | Bare Steel | 1987-01-01 | Galvanized Steel
600828 | 5 | [5 empty] | Removed from Ground | Gas (Historical Use) | 0 | Bare Steel | 1987-01-01 | Galvanized Steel
600828 | 58506 | Ball Float | 1998-06-01 |  | 1998-06-01 |  | Currently in Use | Gas (Historical Use) | 10000 | Fiberglass | 1987-01-01 | Fiberglass Reinforced Plastic | Pressurized
600828 | 58507 | Ball Float | 1998-06-01 |  | 1998-06-01 |  | Currently in Use | Gas (Historical Use) | 10000 | Fiberglass | 1987-01-01 | Fiberglass Reinforced Plastic | Pressurized
600828 | 58508 | Ball Float | 1998-06-01 |  | 1998-06-01 |  | Currently in Use | Gas (Historical Use) | 10000 | Fiberglass | 1987-01-01 | Fiberglass Reinforced Plastic | Pressurized
600829 | 1 | [5 empty] | Removed from Ground | Gas (Historical Use) | 3000 | Bare Steel | 1956-05-09 | Galvanized Steel
600829 | 2 | [5 empty] | Removed from Ground | Gas (Historical Use) | 3000 | Bare Steel | 1956-05-09 | Galvanized Steel
600829 | 3 | [5 empty] | Removed from Ground | Gas (Historical Use) | 3000 | Bare Steel | 1956-05-09 | Galvanized Steel
600829 | 4 | [5 empty] | Removed from Ground | Gas (Historical Use) | 3000 | Bare Steel | 1968-05-06 | Galvanized Steel
600830 | 1 | Ball Float | 1998-09-01 |  | 1998-09-01 |  | Currently in Use | Gas (Historical Use) | 10000 | Fiberglass | 1982-05-03 | Double-Walled Fiberglass | Pressurized
600830 | 2 | Ball Float | 1998-09-01 |  | 1998-09-01 |  | Currently in Use | Gas (Historical Use) | 10000 | Fiberglass | 1982-05-03 | Double-Walled Fiberglass | Pressurized
600830 | 3 | Ball Float | 1998-09-01 |  | 1998-09-01 |  | Currently in Use | Gas (Historical Use) | 10000 | Fiberglass | 1982-05-03 | Double-Walled Fiberglass | Pressurized
600830 | 4 | Ball Float | 1998-09-01 |  | 1998-09-01 |  | Currently in Use | Gas (Historical Use) | 10000 | Fiberglass | 1982-05-03 | Double-Walled Fiberglass | Pressurized
600831 | 1 | [5 empty] | Removed from Ground | Gas (Historical Use) | 10000 | Bare Steel | 1977-05-04 | Galvanized Steel
600831 | 2 | [5 empty] | Removed from Ground | Gas (Historical Use) | 10000 | Bare Steel | 1977-05-04 | Galvanized Steel
600831 | 3 | [5 empty] | Removed from Ground | Diesel | 10000 | Bare Steel | 1980-05-03 | Galvanized Steel
600831 | 4 | [5 empty] | Removed from Ground | Gas (Historical Use) | 10000 | Bare Steel | 1977-05-04 | Galvanized Steel
600834 | 1 | [5 empty] | Removed from Ground | Diesel | 10000 | Bare Steel | 1954-04-04 | Galvanized Steel
600835 | 1 | [5 empty] | Removed from Ground | Diesel | 20000 | Fiberglass | 1977-03-29 | Galvanized Steel
600835 | 2 |  |  | no |  | no | Removed from Ground | Diesel | 12000 | Fiberglass Double Walled | 2010-06-14 | Double-Walled Fiberglass
600837 | 1 | [5 empty] | Permanently Out of Use - historical purposes | Diesel | 10000 | Bare Steel | 1956-04-03 | Bare Steel | Safe Suction (Euro)
600838 | 1 | [5 empty] | Closed in Ground | Diesel | 14000 | Bare Steel | 1952-04-04 | Bare Steel | Safe Suction (Euro)
600838 | 2 |  |  | no |  | no | Closed in Ground | Diesel | 4000 | Bare Steel | 2008-10-25 | Bare Steel | Suction (American)
600839 | 1 | [5 empty] | Removed from Ground | Gas (Historical Use) | 1000 | Bare Steel | 1972-03-30 | Galvanized Steel | Safe Suction (Euro)
600840 | 1 | [5 empty] | Removed from Ground | Gas (Historical Use) | 3000 | Bare Steel | 1980-03-28 | Galvanized Steel | Safe Suction (Euro)
600840 | 2 |  | 1994-09-09 |  | 1994-09-09 |  | Installed | Gas (Historical Use) | 2000 | Fiberglass Double Walled | 1994-09-02 | Fiberglass Reinforced Plastic | Safe Suction (Euro)
600842 | 1 | [5 empty] | Removed from Ground | Gas (Historical Use) | 1000 | Bare Steel | 1975-03-30 | Unknown | Safe Suction (Euro)
600842 | 2 | [5 empty] | Removed from Ground | Gas (Historical Use) | 8000 | Bare Steel | 1968-03-31 | Unknown | Safe Suction (Euro)
600842 | 3 | [5 empty] | Removed from Ground | Gas (Historical Use) | 8000 | Bare Steel | 1968-03-31 | Unknown | Safe Suction (Euro)
600842 | 4 | [5 empty] | Removed from Ground | Gas (Historical Use) | 6000 | Bare Steel | 1975-03-30 | Unknown | Safe Suction (Euro)
600843 | 1 |  | 1998-08-01 |  | 1998-08-01 |  | Temporarily out of use | Gas (Historical Use) | 5000 | Steel-Impressed Current | 1968-03-31 | Cathodically Protected | Suction (American)
600843 | 2 |  | 1998-08-01 |  | 1998-08-01 |  | Currently in Use | Gas (Historical Use) | 8000 | Steel-Impressed Current | 1975-03-30 | Cathodically Protected | Pressurized
600843 | 3 |  | 1998-08-01 |  | 1998-08-01 |  | Temporarily out of use | Gas (Historical Use) | 5000 | Steel-Impressed Current | 1975-03-30 | Cathodically Protected | Suction (American)
600843 | 4 | [5 empty] | Permanently Out Of Use | Gas (Historical Use) | 6000 | Steel-Impressed Current | 1968-03-31 | Cathodically Protected
600843 | 5A |  | 2010-05-10 | no | 2010-05-10 | no | Currently in Use | Gas (Historical Use) | 12000 | Composite Double Walled | 2010-05-10 | Double-Walled Fiberglass | Pressurized
600843 | 5B |  | 2010-05-10 | no | 2010-05-10 | no | Currently in Use | Diesel | 3000 | Composite Double Walled | 2010-05-10 | Double-Walled Fiberglass | Pressurized
600846 | 1 | [5 empty] | Removed from Ground | Empty | 1000 | Bare Steel | 1970-04-04 | Galvanized Steel
600846 | 2 | [5 empty] | Removed from Ground | Empty | 10000 | Bare Steel | 1970-04-04 | Galvanized Steel
600846 | 3 | [5 empty] | Removed from Ground | Empty | 10000 | Bare Steel | 1970-04-04 | Galvanized Steel
600846 | 4A | Ball Float | 2015-05-12 | no | 2015-05-12 | no | Currently in Use | Gas (Historical Use) | 12000 | Composite Double Walled | 2015-05-12 | Double-Walled Fiberglass | Pressurized
600846 | 4B | Ball Float | 2016-05-12 | no | 2016-05-12 | no | Currently in Use | Diesel | 5000 | Composite Double Walled | 2015-05-12 | Double-Walled Fiberglass | Pressurized
600846 | 5 | Ball Float | 2015-05-12 | no | 2015-05-12 | no | Currently in Use | Gas (Historical Use) | 5000 | Composite Double Walled | 2015-05-12 | Double-Walled Fiberglass | Pressurized
600848 | 1 | [5 empty] | Removed from Ground | Gas (Historical Use) | 10000 | Bare Steel | 1976-03-09 | Galvanized Steel
600848 | 2 | [5 empty] | Removed from Ground | Gas (Historical Use) | 10000 | Bare Steel | 1976-03-09 | Galvanized Steel
600848 | 3 | [5 empty] | Removed from Ground | Gas (Historical Use) | 12000 | Bare Steel | 1983-03-08 | Galvanized Steel
600848 | 4 |  |  | yes |  | yes | Removed from Ground | Used Oil | 500 | Bare Steel | 1976-03-09 | Unknown
600849 | 1 | [5 empty] | Removed from Ground | Diesel | 10000 | Bare Steel | 1969-03-11 | Galvanized Steel
600849 | 2 |  |  | yes |  | yes | Removed from Ground | Used Oil | 2000 | Bare Steel | 1968-01-01 | Bare Steel | Suction (American)
600849 | 3 | Flapper Valve | 2001-11-02 |  | 2001-11-02 |  | Currently in Use | Diesel | 12000 | Composite | 2001-11-01 | Double-Walled Flex | Safe Suction (Euro)
600852 | 1 | [5 empty] | Removed from Ground | Diesel | 15000 | Cathodically Protected Steel | 1983-03-08 | Galvanized Steel
600856 | 1 | [5 empty] | Removed from Ground | Gas (Historical Use) | 1000 | Bare Steel | 1971-03-14 | Galvanized Steel
600857 | 1 |  | 1997-01-01 |  | 1997-01-01 |  | Currently in Use | Diesel | 10000 | Steel-Impressed Current | 1986-03-07 | Double-Walled Fiberglass | Suction (American)
600857 | 2 |  | 1997-01-01 |  | 1997-01-01 |  | Temporarily out of use | Diesel | 10000 | Galvanic (STIP-3) | 1986-03-07 | Double-Walled Fiberglass | Suction (American)
600859 | 1 | [5 empty] | Removed from Ground | Gas (Historical Use) | 1000 | Bare Steel | 1971-03-14 | Galvanized Steel
600860 | 1 | [5 empty] | Removed from Ground | Diesel | 2000 | Bare Steel | 1971-03-14 | Galvanized Steel
600860 | 2 | [5 empty] | Removed from Ground | Gas (Historical Use) | 6000 | Not Marked/Unknown | 1993-10-07 | Not Marked
600861 | 1 | [5 empty] | Removed from Ground | Empty | 2000 | Bare Steel | 1974-03-13 | Galvanized Steel
600863 | 1 | [5 empty] | Removed from Ground | Gas (Historical Use) | 2000 | Bare Steel | 1971-03-14 | Galvanized Steel
600868 | 1 | [5 empty] | Removed from Ground | Diesel | 500 | Bare Steel | 1974-05-11 | Unknown
600869 | 1 | [5 empty] | Removed from Ground | Diesel | 500 | Bare Steel | 1981-05-08 | Unknown
600870 | 1 | [5 empty] | Removed from Ground | Gas (Historical Use) | 6000 | Bare Steel | 1986-02-18 | Galvanized Steel
600870 | 2 | [5 empty] | Removed from Ground | Gas (Historical Use) | 6000 | Bare Steel | 1986-02-18 | Galvanized Steel
600870 | 3 | [5 empty] | Removed from Ground | Gas (Historical Use) | 6000 | Bare Steel | 1986-02-18 | Galvanized Steel
600870 | 4 | [5 empty] | Removed from Ground | Gas (Historical Use) | 500 | Bare Steel | 1986-02-18 | Galvanized Steel
600870 | 5 | [5 empty] | Removed from Ground | Kerosene | 500 | Bare Steel | 1986-02-18 | Galvanized Steel
600872 | 1 | [5 empty] | Removed from Ground | Empty | 4000 | Bare Steel | 1976-05-10 | Bare Steel
600872 | 10 | [5 empty] | Removed from Ground | Empty | 1000 | Bare Steel | 1976-05-10 | Bare Steel
600872 | 11 |  |  | yes |  | yes | Removed from Ground | Used Oil | 550 | Bare Steel | 1993-09-27 | Bare Steel
600872 | 3 | [5 empty] | Removed from Ground | Empty | 4000 | Bare Steel | 1976-05-10 | Bare Steel
600872 | 4 | [5 empty] | Removed from Ground | Empty | 4000 | Bare Steel | 1976-05-10 | Bare Steel
600872 | 5 | [5 empty] | Removed from Ground | Empty | 4000 | Bare Steel | 1976-05-10 | Bare Steel
600872 | 6 | [5 empty] | Removed from Ground | Empty | 4000 | Bare Steel | 1976-05-10 | Bare Steel
600872 | 7 | [5 empty] | Removed from Ground | Empty | 2000 | Bare Steel | 1976-05-10 | Bare Steel
600872 | 8 | [5 empty] | Removed from Ground | Empty | 1000 | Bare Steel | 1976-05-10 | Bare Steel
600872 | 9 | [5 empty] | Removed from Ground | Empty | 1000 | Bare Steel | 1976-05-10 | Bare Steel
600873 | 1 | [5 empty] | Removed from Ground | Diesel | 550 | Bare Steel | 1985-05-08 | Bare Steel
600873 | 2 | Flapper Valve | 2001-03-29 |  | 2001-03-29 |  | Currently in Use | Diesel | 550 | Fiberglass Double Walled | 2001-03-29 | Fiberglass Reinforced Plastic | Safe Suction (Euro)
600874 | 1 |  | 1998-02-10 | no | 1998-02-10 | no | Currently in Use | Diesel | 10000 | Steel-Impressed Current | 1979-05-10 | Steel (Impressed Current) | Safe Suction (Euro)
600874 | 2 |  | 1998-02-10 | no | 1998-02-10 | no | Currently in Use | Diesel | 10000 | Steel-Impressed Current | 1979-05-10 | Steel (Impressed Current) | Safe Suction (Euro)
600874 | 3 |  | 1998-02-10 | no | 1998-02-10 | no | Currently in Use | Regular | 4000 | Steel-Impressed Current | 1979-05-10 | Steel (Impressed Current) | Safe Suction (Euro)
600874 | 4 |  | 1998-02-10 | no | 1998-02-10 | no | Currently in Use | Regular | 4000 | Steel-Impressed Current | 1979-05-10 | Steel (Impressed Current) | Safe Suction (Euro)
600881 | 1 | [5 empty] | Removed from Ground | Gas (Historical Use) | 4000 | Marked Unknown | 1982-05-01 | Unknown
600881 | 2 | [5 empty] | Removed from Ground | Gas (Historical Use) | 4000 | Marked Unknown | 1982-05-01 | Unknown
600881 | 3 | [5 empty] | Removed from Ground | Gas (Historical Use) | 4000 | Marked Unknown | 1982-05-01 | Unknown
600881 | 4 | [5 empty] | Removed from Ground | Gas (Historical Use) | 4000 | Marked Unknown | 1982-05-01 | Unknown
600881 | 5 |  |  | yes |  | yes | Removed from Ground | Used Oil | 550 | Marked Unknown | 1982-05-01 | Unknown
600890 | 1 |  | 1995-09-01 |  | 1992-01-01 |  | Currently in Use | Gas (Historical Use) | 10000 | Fiberglass | 1982-04-30 | Fiberglass Reinforced Plastic | Pressurized
600890 | 2 |  | 1995-09-01 |  | 1992-01-01 |  | Currently in Use | Gas (Historical Use) | 10000 | Fiberglass | 1982-04-30 | Fiberglass Reinforced Plastic | Pressurized
600890 | 3 |  | 1995-09-01 |  | 1992-01-01 |  | Temporarily out of use | Gas (Historical Use) | 10000 | Fiberglass | 1982-04-30 | Fiberglass Reinforced Plastic | Pressurized
600890 | 4 |  | 1995-09-01 |  | 1992-01-01 |  | Currently in Use | Diesel | 10000 | Fiberglass | 1982-04-30 | Fiberglass Reinforced Plastic | Pressurized
600891 | 1 |  | 1994-01-01 |  | 1991-01-01 |  | Removed from Ground | Gas (Historical Use) | 10000 | Fiberglass | 1982-04-30 | Fiberglass Reinforced Plastic | Pressurized
600891 | 2 |  | 1994-01-01 |  | 1991-01-01 |  | Removed from Ground | Gas (Historical Use) | 10000 | Fiberglass | 1982-04-30 | Fiberglass Reinforced Plastic | Pressurized
600891 | 3 |  | 1994-01-01 |  | 1991-01-01 |  | Removed from Ground | Gas (Historical Use) | 10000 | Fiberglass | 1982-04-30 | Fiberglass Reinforced Plastic | Pressurized
600891 | 4 |  | 1994-01-01 |  | 1991-01-01 |  | Removed from Ground | Diesel | 10000 | Fiberglass | 1982-04-30 | Fiberglass Reinforced Plastic | Pressurized
600892 | 1 | [5 empty] | Removed from Ground | Diesel | 6000 | Fiberglass | 1985-05-06 | Fiberglass Reinforced Plastic
600892 | 2 | [5 empty] | Removed from Ground | Gas (Historical Use) | 10000 | Fiberglass | 1985-05-06 | Fiberglass Reinforced Plastic
600892 | 3 | [5 empty] | Removed from Ground | Gas (Historical Use) | 10000 | Fiberglass | 1985-05-06 | Fiberglass Reinforced Plastic
600892 | 4 | [5 empty] | Removed from Ground | Gas (Historical Use) | 10000 | Fiberglass | 1985-05-06 | Fiberglass Reinforced Plastic
600894 | 1 |  | 1989-01-01 |  | 1989-01-01 |  | Currently in Use | Gas (Historical Use) | 10000 | Fiberglass | 1982-01-01 | Fiberglass Reinforced Plastic | Pressurized
600894 | 2 |  | 1989-01-01 |  | 1989-01-01 |  | Currently in Use | Gas (Historical Use) | 10000 | Fiberglass | 1982-01-01 | Fiberglass Reinforced Plastic | Pressurized
600894 | 3 |  | 1989-01-01 |  | 1989-01-01 |  | Currently in Use | Gas (Historical Use) | 6000 | Fiberglass | 1982-01-01 | Fiberglass Reinforced Plastic | Pressurized
600894 | 4 |  | 1989-01-01 |  | 1989-01-01 |  | Currently in Use | Diesel | 6000 | Fiberglass | 1982-01-01 | Fiberglass Reinforced Plastic | Pressurized
600895 | 1 | [5 empty] | Removed from Ground | Gas (Historical Use) | 6000 | Bare Steel | 1968-05-10 | Galvanized Steel
600895 | 2 | [5 empty] | Removed from Ground | Gas (Historical Use) | 6000 | Bare Steel | 1968-05-10 | Galvanized Steel
600895 | 3 | [5 empty] | Removed from Ground | Gas (Historical Use) | 4000 | Bare Steel | 1968-05-10 | Galvanized Steel
600895 | 4 | [5 empty] | Removed from Ground | Gas (Historical Use) | 50000 | Bare Steel | 1968-05-10 | Galvanized Steel
600895 | 5 | [5 empty] | Removed from Ground | Kerosene | 500 | Bare Steel | 1968-05-10 | Galvanized Steel
600896 | 1 | [5 empty] | Removed from Ground | Gas (Historical Use) | 6000 | Cathodically Protected Steel | 1969-05-10 | Galvanized Steel | Pressurized
600896 | 2 | [5 empty] | Removed from Ground | Gas (Historical Use) | 6000 | Cathodically Protected Steel | 1969-05-10 | Galvanized Steel | Pressurized
600896 | 3 | [5 empty] | Removed from Ground | Gas (Historical Use) | 6000 | Bare Steel | 1969-05-10 | Cathodically Protected | Pressurized
600896 | 4 |  |  | yes |  | yes | Removed from Ground | Used Oil | 550 | Cathodically Protected Steel | 1969-05-10 | Galvanized Steel | Gravity Fed
600896 | 5 |  |  | yes |  | yes | Removed from Ground | Used Oil | 550 | Cathodically Protected Steel | 1969-05-10 | Galvanized Steel | Gravity Fed
600896 | 6 | Ball Float | 1999-02-05 |  | 1999-02-05 |  | Currently in Use | Gas (Historical Use) | 12000 | Fiberglass | 1999-02-05 | Double-Walled Fiberglass | Pressurized
600896 | 7 | Ball Float | 1999-02-05 |  | 1999-02-05 |  | Currently in Use | Gas (Historical Use) | 8000 | Fiberglass | 1999-02-05 | Double-Walled Fiberglass | Pressurized
600896 | 8 | Ball Float | 1999-02-05 |  | 1999-02-05 |  | Currently in Use | Diesel | 8000 | Fiberglass | 1999-02-05 | Fiberglass Reinforced Plastic | Pressurized
600896 | 9 | Ball Float | 1999-02-05 |  | 1999-02-05 |  | Currently in Use | Kerosene | 2000 | Fiberglass | 1999-02-05 | Fiberglass Reinforced Plastic | Pressurized
600897 | 1 | Ball Float | 1998-04-01 | no | 1998-04-01 | no | Currently in Use | Regular | 12000 | Fiberglass | 1985-05-06 | Double-Walled Flex | Pressurized
600897 | 2 | Ball Float | 1998-04-01 | no | 1998-04-01 | no | Currently in Use | Premium | 10000 | Fiberglass | 1985-05-06 | Double-Walled Flex | Pressurized
600897 | 3 |  | 1998-04-01 | no | 1998-04-01 | no | Closed in Ground |  | 10000 | Fiberglass | 1985-05-06 | Fiberglass Reinforced Plastic | Pressurized
600897 | 4 | Ball Float | 1998-04-01 | no | 1998-04-01 | no | Currently in Use | Diesel | 8000 | Fiberglass | 1985-05-06 | Double-Walled Flex | Pressurized
600897 | 5 |  |  | yes |  | yes | Removed from Ground | Used Oil | 1000 | Fiberglass | 1985-05-06 | Fiberglass Reinforced Plastic | Gravity Fed
600898 | 1 | Ball Float | 1996-01-01 |  | 1996-01-01 |  | Currently in Use | Gas (Historical Use) | 12000 | Fiberglass | 1985-05-06 | Fiberglass Reinforced Plastic | Pressurized
600898 | 2 | Ball Float | 1996-01-01 |  | 1996-01-01 |  | Currently in Use | Gas (Historical Use) | 10000 | Fiberglass | 1985-05-06 | Fiberglass Reinforced Plastic | Pressurized
600898 | 3 | Ball Float | 1996-01-01 |  | 1996-01-01 |  | Currently in Use | Diesel | 10000 | Fiberglass | 1985-05-06 | Fiberglass Reinforced Plastic | Pressurized
600898 | 4 | Ball Float | 1996-01-01 |  | 1996-01-01 |  | Currently in Use | Gas (Historical Use) | 8000 | Fiberglass | 1985-05-06 | Fiberglass Reinforced Plastic | Pressurized
600899 | 1 | [5 empty] | Removed from Ground | Gas (Historical Use) | 6000 | Bare Steel | 1968-05-10 | Galvanized Steel
600899 | 2 | [5 empty] | Removed from Ground | Gas (Historical Use) | 6000 | Bare Steel | 1968-05-10 | Galvanized Steel
600899 | 3 | [5 empty] | Removed from Ground | Gas (Historical Use) | 4000 | Bare Steel | 1968-05-10 | Galvanized Steel
600899 | 4 |  |  | yes |  | yes | Removed from Ground | Used Oil | 550 | Bare Steel | 1968-05-10 | Galvanized Steel
600900 | 1 | [5 empty] | Removed from Ground | Gas (Historical Use) | 6000 | Bare Steel | 1968-01-01 | Galvanized Steel
600900 | 2 | [5 empty] | Removed from Ground | Gas (Historical Use) | 4000 | Bare Steel | 1968-01-01 | Galvanized Steel
600900 | 3 | [5 empty] | Removed from Ground | Gas (Historical Use) | 6000 | Bare Steel | 1968-01-01 | Galvanized Steel
600900 | 4 |  |  | yes |  | yes | Removed from Ground | Used Oil | 500 | Bare Steel | 1968-01-01 | Galvanized Steel
600900 | 5 | [5 empty] | Removed from Ground | Kerosene | 500 | Bare Steel | 1968-01-01 | Galvanized Steel
600901 | 1 |  |  | no |  | no | Removed from Ground | Gas (Historical Use) | 6000 |  | 1968-05-10 | Galvanized Steel
600901 | 1U |  | 1995-03-01 | no | 1995-03-01 | no | Currently in Use | Regular | 12000 | Tank Jacket | 1995-03-01 | Fiberglass Reinforced Plastic | Pressurized
600901 | 2 |  |  | no |  | no | Removed from Ground | Gas (Historical Use) | 6000 |  | 1968-05-10 | Galvanized Steel
600901 | 2P |  | 1995-03-01 | no | 1995-03-01 | no | Currently in Use | Diesel | 6000 | Tank Jacket | 1995-03-01 | Fiberglass Reinforced Plastic | Pressurized
600901 | 3 |  |  | no |  | no | Removed from Ground | Gas (Historical Use) | 6000 |  | 1968-05-10 | Galvanized Steel
600901 | 3D |  | 1995-03-01 | no | 1995-03-01 | no | Currently in Use | Plus | 6000 | Tank Jacket | 1995-03-01 | Fiberglass Reinforced Plastic | Pressurized
600901 | 4 |  |  | yes |  | yes | Removed from Ground | Used Oil | 550 |  | 1968-05-10 | Galvanized Steel
600901 | 4S |  | 1995-03-01 | no | 1995-03-01 | no | Currently in Use | Premium | 10000 | Tank Jacket | 1995-03-01 | Fiberglass Reinforced Plastic | Pressurized
600901 | 5 |  |  | no |  | no | Removed from Ground |  | 1000 |  | 1988-03-14
600901 | 6 |  |  | no |  | no | Removed from Ground |  | 550 |  | 1988-03-14
600903 | 1 | [5 empty] | Removed from Ground | Gas (Historical Use) | 10000 | Bare Steel | 1977-04-04 | Unknown
600903 | 10 |  |  | no |  | no | Removed from Ground | Gas (Historical Use) | 1000 | Unknown | 2001-05-01 | Unknown
600903 | 11 |  |  | no |  | no | Removed from Ground | Gas (Historical Use) | 6000 | Unknown | 2001-05-01 | Unknown
600903 | 12 |  |  | no |  | no | Removed from Ground | Gas (Historical Use) | 4000 | Unknown | 2001-05-01 | Unknown
600903 | 13 |  |  | no |  | no | Removed from Ground | Gas (Historical Use) | 4000 | Unknown | 2001-05-01 | Unknown
600903 | 14 |  |  | no |  | no | Removed from Ground | Gas (Historical Use) | 4000 | Unknown | 2001-05-01 | Unknown
600903 | 2 | [5 empty] | Removed from Ground | Diesel | 12000 | Bare Steel | 1977-04-04 | Unknown
600903 | 3 | [5 empty] | Removed from Ground | Diesel | 12000 | Bare Steel | 1977-04-04 | Unknown
600903 | 4 | [5 empty] | Removed from Ground | Diesel | 10000 | Bare Steel | 1977-04-04 | Unknown
600903 | 5 | [5 empty] | Removed from Ground | Diesel | 10000 | Bare Steel | 1977-04-04 | Unknown
600903 | 6 | [5 empty] | Removed from Ground | Other | 12000 | Bare Steel | 1977-04-04 | Unknown
600903 | 7 | [5 empty] | Removed from Ground | Other | 10000 | Bare Steel | 1977-04-04 | Unknown
600903 | 8 |  |  | yes |  | yes | Removed from Ground | Used Oil | 2000 | Bare Steel | 1977-04-04 | Unknown
600903 | 9 |  |  | no |  | no | Removed from Ground | Gas (Historical Use) | 6000 | Unknown | 2001-05-01 | Unknown
600904 | 1 | [5 empty] | Removed from Ground | Diesel | 8000 | Bare Steel |  | Unknown
600904 | 2 | [5 empty] | Removed from Ground | Other | 8000 | Bare Steel |  | Unknown
600904 | 3 | [5 empty] | Removed from Ground | Gas (Historical Use) | 11000 | Bare Steel |  | Unknown
600904 | 4 | [5 empty] | Removed from Ground | Diesel | 12000 | Double Walled | 1992-02-28 | Fiberglass Reinforced Plastic | Pressurized
600904 | 5 |  |  | no |  | no | Removed from Ground | Used Oil | 1000 | Unknown | 2009-09-02 | Unknown
600905 | 1 | [5 empty] | Removed from Ground | Gas (Historical Use) | 1000 | Fiberglass | 1981-04-02 | Galvanized Steel | Suction (American)
600905 | 2 | [5 empty] | Removed from Ground | Diesel | 1000 | Fiberglass | 1981-04-02 | Galvanized Steel | Suction (American)
600905 | 3 | Flapper Valve | 1997-10-31 | no | 1997-10-31 | no | Currently in Use | Gas (Historical Use) | 12000 | Epoxy | 1997-10-31 | Double Walled | Safe Suction (Euro)
600905 | 4 | Flapper Valve | 1997-10-31 |  | 1997-10-31 |  | Currently in Use | Diesel | 6000 | Epoxy | 1997-10-31 |  | Safe Suction (Euro)
600906 | 1 | [5 empty] | Removed from Ground | Gas (Historical Use) | 560 | Bare Steel | 1979-04-03 | Galvanized Steel
600906 | 2 | [5 empty] | Removed from Ground | Diesel | 560 | Bare Steel | 1979-04-03 | Galvanized Steel
600907 | 1 | [5 empty] | Removed from Ground | Gas (Historical Use) | 550 | Bare Steel | 1971-04-05 | Galvanized Steel
600907 | 2 | [5 empty] | Removed from Ground | Diesel | 550 | Bare Steel | 1971-04-05 | Galvanized Steel
600908 | 1 | [5 empty] | Removed from Ground | Gas (Historical Use) | 1000 | Bare Steel | 1983-04-02 | Galvanized Steel
600908 | 2 | [5 empty] | Removed from Ground | Diesel | 1000 | Bare Steel | 1983-04-02 | Galvanized Steel
600909 | 1 | [5 empty] | Removed from Ground | Gas (Historical Use) | 550 | Bare Steel | 1981-04-02 | Galvanized Steel
600909 | 2 | [5 empty] | Removed from Ground | Diesel | 550 | Bare Steel | 1981-04-02 | Galvanized Steel
600911 | 1 | [5 empty] | Removed from Ground | Diesel | 1000 | Fiberglass | 1984-04-01 | Galvanized Steel | Suction (American)
600912 | 1 | [5 empty] | Removed from Ground | Gas (Historical Use) | 500 | Bare Steel | 1979-04-03 | Galvanized Steel
600912 | 2 | [5 empty] | Removed from Ground | Diesel | 500 | Bare Steel | 1979-04-03 | Galvanized Steel
600913 | 1 | [5 empty] | Closed in Ground | Gas (Historical Use) | 1000 | Bare Steel | 1982-04-02 | Galvanized Steel
600913 | 2 | [5 empty] | Closed in Ground | Diesel | 1000 | Bare Steel | 1982-04-02 | Galvanized Steel
600914 | 1 | [5 empty] | Removed from Ground | Gas (Historical Use) | 1000 | Bare Steel | 1983-04-02 | Galvanized Steel
600914 | 2 | [5 empty] | Removed from Ground | Diesel | 1000 | Bare Steel | 1983-04-02 | Galvanized Steel
600916 | 1 | [5 empty] | Removed from Ground | Gas (Historical Use) | 6000 | Bare Steel | 1970-05-04 | Galvanized Steel | Pressurized
600916 | 2 | [5 empty] | Removed from Ground | Gas (Historical Use) | 8000 | Bare Steel | 1969-05-04 | Galvanized Steel | Pressurized
600916 | 3 | [5 empty] | Removed from Ground | Gas (Historical Use) | 10000 | Bare Steel | 1969-05-04 | Galvanized Steel | Pressurized
600916 | 4 |  |  | yes |  | yes | Removed from Ground | Used Oil | 1000 | Bare Steel | 1969-05-04 | Galvanized Steel | Gravity Fed
600917 | 1 | [5 empty] | Removed from Ground | Gas (Historical Use) | 6000 | Bare Steel | 1970-05-04 | Galvanized Steel | Pressurized
600917 | 2 | [5 empty] | Removed from Ground | Gas (Historical Use) | 8000 | Bare Steel | 1968-05-04 | Galvanized Steel | Pressurized
600917 | 3 | [5 empty] | Removed from Ground | Gas (Historical Use) | 10000 | Bare Steel | 1968-05-04 | Galvanized Steel | Pressurized
600917 | 4 |  | 1992-06-08 |  | 1992-06-08 |  | Currently in Use | Gas (Historical Use) | 12000 | Double Walled | 1992-06-08 | Fiberglass Reinforced Plastic | Pressurized
600917 | 5 |  | 1992-06-08 |  | 1992-06-08 |  | Currently in Use | Gas (Historical Use) | 12000 | Double Walled | 1992-06-08 | Fiberglass Reinforced Plastic | Pressurized
600917 | 6 |  | 1992-06-08 |  | 1992-06-08 |  | Currently in Use | Diesel | 12000 | Double Walled | 1992-06-08 | Fiberglass Reinforced Plastic | Pressurized
600918 | 1 | [5 empty] | Removed from Ground | Gas (Historical Use) | 5000 | Bare Steel | 1967-05-05 | Galvanized Steel | Pressurized
600918 | 2 | [5 empty] | Removed from Ground | Gas (Historical Use) | 5000 | Bare Steel | 1967-05-05 | Galvanized Steel | Pressurized
600918 | 3 | [5 empty] | Removed from Ground | Gas (Historical Use) | 8000 | Bare Steel | 1967-05-05 | Galvanized Steel | Pressurized
600918 | 4 | [5 empty] | Removed from Ground | Gas (Historical Use) | 6000 | Bare Steel | 1970-05-04 | Galvanized Steel | Pressurized
600918 | 5 |  | 1992-06-10 |  | 1992-06-10 |  | Currently in Use | E-10 | 12000 | Fiberglass Double Walled | 1992-06-10 | Fiberglass Reinforced Plastic | Pressurized
600918 | 6 |  | 1992-06-10 |  | 1992-06-10 |  | Currently in Use | Gas (Historical Use) | 12000 | Fiberglass Double Walled | 1992-06-10 | Fiberglass Reinforced Plastic | Pressurized
600918 | 7 |  | 1992-06-10 |  | 1992-06-10 |  | Currently in Use | Gas (Historical Use) | 12000 | Fiberglass Double Walled | 1992-06-10 | Fiberglass Reinforced Plastic | Pressurized
600919 | 1 | [5 empty] | Removed from Ground | Gas (Historical Use) | 6000 | Fiberglass | 1972-05-03 | Fiberglass Reinforced Plastic | Pressurized
600919 | 2 | [5 empty] | Removed from Ground | Gas (Historical Use) | 8000 | Fiberglass | 1972-05-03 | Fiberglass Reinforced Plastic | Pressurized
600919 | 3 | [5 empty] | Removed from Ground | Gas (Historical Use) | 10000 | Fiberglass | 1972-05-03 | Fiberglass Reinforced Plastic | Pressurized
600919 | 4 |  |  | yes |  | yes | Removed from Ground | Used Oil | 1000 | Bare Steel | 1972-05-03 | Fiberglass Reinforced Plastic | Gravity Fed
600919 | 5 |  | 1992-07-01 | yes | 1992-07-01 | yes | Temporarily out of use | Used Oil | 1000 | Double Walled | 1992-07-05 | Not Marked | Gravity Fed
600919 | 6 | Ball Float | 1994-06-20 |  | 1994-06-20 |  | Currently in Use | Gas (Historical Use) | 10000 | Fiberglass | 1994-06-20 | Fiberglass Reinforced Plastic | Pressurized
600919 | 7 | Ball Float | 1994-06-20 |  | 1994-06-20 |  | Currently in Use | Gas (Historical Use) | 10000 | Fiberglass | 1994-06-20 | Fiberglass Reinforced Plastic | Pressurized
600919 | 8 | Ball Float | 1994-06-20 |  | 1994-06-20 |  | Currently in Use | Gas (Historical Use) | 10000 | Fiberglass | 1994-06-20 | Fiberglass Reinforced Plastic | Pressurized
60092 | 1 |  | 1985-01-01 |  | 1985-01-01 |  | Removed from Ground | Diesel | 12000 | Fiberglass | 1985-05-08 | Cathodically Protected | Pressurized
60092 | 2 |  | 1985-01-01 |  | 1985-01-01 |  | Removed from Ground | Diesel | 12000 | Fiberglass | 1985-05-08 | Cathodically Protected | Pressurized
60092 | 3 |  | 1985-01-01 |  | 1985-01-01 |  | Removed from Ground | Diesel | 12000 | Fiberglass | 1985-05-08 | Cathodically Protected | Pressurized
60092 | 4 |  | 1985-01-01 |  | 1985-01-01 |  | Removed from Ground | Diesel | 12000 | Fiberglass | 1985-05-08 | Cathodically Protected | Pressurized
60092 | 5 |  | 1985-01-01 |  | 1985-01-01 |  | Removed from Ground | Diesel | 12000 | Fiberglass | 1985-05-08 | Cathodically Protected | Pressurized
60092 | 6 | [5 empty] | Closed in Ground | Gas (Historical Use) | 0 | Bare Steel |  | Galvanized Steel
60092 | 7 | [5 empty] | Closed in Ground | Gas (Historical Use) | 550 | Bare Steel |  | Galvanized Steel
60092 | 8 |  |  | yes |  | yes | Closed in Ground | Used Oil | 550 | Bare Steel |  | Galvanized Steel
60092 | 9 |  |  | yes |  | yes | Closed in Ground | Used Oil | 1000 | Bare Steel |  | Galvanized Steel
600920 | 1 | [5 empty] | Removed from Ground | Gas (Historical Use) | 6000 | Bare Steel | 1970-05-04 | Galvanized Steel | Pressurized
600920 | 2 | [5 empty] | Removed from Ground | Gas (Historical Use) | 8000 | Bare Steel | 1969-05-04 | Galvanized Steel | Pressurized
600920 | 3 | [5 empty] | Removed from Ground | Gas (Historical Use) | 10000 | Bare Steel | 1969-05-04 | Galvanized Steel | Pressurized
600920 | 4 |  |  | yes |  | yes | Removed from Ground | Used Oil | 1000 | Bare Steel | 1969-05-04 | Galvanized Steel | Pressurized
600920 | 5 |  | 1992-04-27 |  | 1992-04-27 |  | Removed from Ground | Gas (Historical Use) | 12000 | Double Walled | 1992-04-27 | Fiberglass Reinforced Plastic | Pressurized
600920 | 6 |  | 1992-04-27 |  | 1992-04-27 |  | Removed from Ground | Gas (Historical Use) | 12000 | Double Walled | 1992-04-27 | Fiberglass Reinforced Plastic | Pressurized
600920 | 7 |  | 1992-04-27 |  | 1992-04-27 |  | Removed from Ground | Gas (Historical Use) | 12000 | Double Walled | 1992-04-27 | Fiberglass Reinforced Plastic | Pressurized
600921 | 1 |  | 1992-04-22 |  | 1992-04-22 |  | Removed from Ground | Gas (Historical Use) | 4000 | Double Walled | 1965-05-05 | Fiberglass Reinforced Plastic | Pressurized
600921 | 10 | [5 empty] | Removed from Ground | Gas (Historical Use) | 2000 | Marked Unknown | 2001-11-27 | Unknown
600921 | 11 | Ball Float | 2001-11-30 |  | 2001-11-30 |  | Currently in Use | Diesel | 10000 | Composite Double Walled | 2001-11-29 | Double-Walled Flex | Pressurized
600921 | 2 |  | 1992-04-22 |  | 1992-04-22 |  | Removed from Ground | Gas (Historical Use) | 4000 | Double Walled | 1965-05-05 | Fiberglass Reinforced Plastic | Pressurized
600921 | 3 |  | 1992-04-22 |  | 1992-04-22 |  | Removed from Ground | Gas (Historical Use) | 4000 | Double Walled | 1965-05-05 | Fiberglass Reinforced Plastic | Pressurized
600921 | 4 | [5 empty] | Removed from Ground | Gas (Historical Use) | 4000 | Bare Steel | 1965-05-05 | Galvanized Steel | Pressurized
600921 | 5 | [5 empty] | Removed from Ground | Gas (Historical Use) | 6000 | Bare Steel | 1970-05-04 | Galvanized Steel | Pressurized
600921 | 6 |  |  | yes |  | yes | Removed from Ground | Used Oil | 1000 | Fiberglass | 1985-04-30 | Galvanized Steel | Gravity Fed
600921 | 7 | Ball Float | 1992-04-22 |  | 1992-04-22 |  | Currently in Use | Gas (Historical Use) | 12000 | Fiberglass Double Walled | 1992-04-22 | Double-Walled Fiberglass | Pressurized
600921 | 8 | Ball Float | 1992-04-22 |  | 1992-04-22 |  | Temporarily out of use | Gas (Historical Use) | 12000 | Fiberglass Double Walled | 1992-04-22 | Double-Walled Fiberglass | Pressurized
600921 | 9 | Ball Float | 1992-04-22 | no | 1992-04-22 | no | Currently in Use | Gas (Historical Use) | 12000 | Fiberglass Double Walled | 1992-04-22 | Double-Walled Fiberglass | Pressurized
600923 | 1 | [5 empty] | Removed from Ground | Gas (Historical Use) | 6000 | Bare Steel | 1970-05-04 | Galvanized Steel | Pressurized
600923 | 2 | [5 empty] | Removed from Ground | Gas (Historical Use) | 8000 | Bare Steel | 1971-05-04 | Galvanized Steel | Pressurized
600923 | 3 | [5 empty] | Removed from Ground | Gas (Historical Use) | 10000 | Bare Steel | 1971-05-04 | Galvanized Steel
600923 | 4 |  |  | yes |  | yes | Removed from Ground | Used Oil | 1000 | Bare Steel | 1971-05-04 | Galvanized Steel | Gravity Fed
600924 | 1 |  | 1994-09-01 | no | 1994-09-01 | no | Temporarily out of use | Gas (Historical Use) | 10000 | Fiberglass | 1985-04-30 | Galvanized Steel | TOU
600924 | 2 |  | 1994-09-01 | no | 1994-09-01 | no | Temporarily out of use | Gas (Historical Use) | 10000 | Fiberglass | 1985-04-30 | Galvanized Steel | TOU
600924 | 3 |  | 1994-09-01 | no | 1994-09-01 | no | Temporarily out of use | Diesel | 10000 | Fiberglass | 1985-04-30 | Galvanized Steel | TOU
600924 | 4 |  | 1997-07-07 | yes | 1997-07-07 | yes | Temporarily out of use | Used Oil | 1000 | Fiberglass | 1985-04-30 | Fiberglass Reinforced Plastic | TOU
600925 | 1 |  | 1993-08-10 |  | 1993-08-10 |  | Removed from Ground | Gas (Historical Use) | 10000 | Fiberglass | 1972-01-03 | Fiberglass Reinforced Plastic | Pressurized
600925 | 2 |  | 1993-08-10 |  | 1993-08-10 |  | Removed from Ground | Gas (Historical Use) | 10000 | Fiberglass | 1972-01-03 | Fiberglass Reinforced Plastic | Pressurized
600925 | 3 |  | 1993-08-10 |  | 1993-08-10 |  | Removed from Ground | Gas (Historical Use) | 10000 | Fiberglass | 1972-01-03 | Fiberglass Reinforced Plastic | Pressurized
600925 | 4 |  |  | yes |  | yes | Removed from Ground | Used Oil | 1000 | Fiberglass | 1985-01-03 | Galvanized Steel | Gravity Fed
600925 | 5 |  | 1999-07-26 |  | 1999-07-26 |  | Currently in Use | Gas (Historical Use) | 15000 | Fiberglass | 1999-07-26 | Flex | Pressurized
600925 | 6 |  | 1999-07-26 |  | 1999-07-26 |  | Currently in Use | Gas (Historical Use) | 15000 | Fiberglass | 1999-07-26 | Flex | Pressurized
600927 | 1 |  |  | no |  | no | Removed from Ground | Gas (Historical Use) | 10000 | Fiberglass | 1985-04-30 | Fiberglass Reinforced Plastic | Pressurized
600927 | 2 |  |  | no |  | no | Removed from Ground | Gas (Historical Use) | 10000 | Fiberglass | 1985-04-30 | Fiberglass Reinforced Plastic | Pressurized
600927 | 3 |  |  | no |  | no | Removed from Ground | Gas (Historical Use) | 10000 | Fiberglass | 1985-04-30 | Fiberglass Reinforced Plastic | Pressurized
600927 | 4 |  |  | yes |  | yes | Removed from Ground | Used Oil | 1000 | Fiberglass | 1985-04-30 | Fiberglass Reinforced Plastic | Pressurized
600927 | 5 |  | 1995-01-15 | no | 1995-01-15 | no | Currently in Use | Regular | 12000 | Epoxy | 1995-01-15 | Double-Walled Fiberglass | Pressurized
600927 | 6 |  | 1995-01-15 | no | 1995-01-15 | no | Currently in Use | Premium | 12000 | Epoxy | 1995-01-15 | Double-Walled Fiberglass | Pressurized
600928 | 1 |  | 1993-10-23 | no | 1993-10-23 | no | Currently in Use | Gas (Historical Use) | 10000 | Fiberglass | 1986-01-03 | Fiberglass Reinforced Plastic | Pressurized
600928 | 2 |  | 1993-10-23 | no | 1993-10-23 | no | Currently in Use | Gas (Historical Use) | 10000 | Fiberglass | 1986-01-03 | Fiberglass Reinforced Plastic | Pressurized
600928 | 3 |  | 1993-10-23 | no | 1993-10-23 | no | Currently in Use | Gas (Historical Use) | 10000 | Fiberglass | 1986-01-03 | Fiberglass Reinforced Plastic | Pressurized
600928 | 4 |  |  | yes |  | yes | Removed from Ground | Used Oil | 1000 | Fiberglass | 1986-01-03 | Galvanized Steel
600929 | 1 | [5 empty] | Removed from Ground | Gas (Historical Use) | 10000 | Double Walled | 1978-01-03 | Fiberglass Reinforced Plastic | Pressurized
600929 | 2 | [5 empty] | Removed from Ground | Gas (Historical Use) | 10000 | Bare Steel | 1978-01-03 | Bare Steel | Pressurized
600929 | 3 | [5 empty] | Removed from Ground | Gas (Historical Use) | 6000 | Bare Steel | 1978-01-03 | Bare Steel | Pressurized
600929 | 4 | [5 empty] | Removed from Ground | Gas (Historical Use) | 6000 | Bare Steel | 1978-01-03 | Bare Steel | Pressurized
600929 | 5 | Flapper Valve | 1993-09-11 |  | 1993-09-11 |  | Currently in Use | Gas (Historical Use) | 9684 | Fiberglass Double Walled | 1993-09-11 | Double-Walled Fiberglass | Pressurized
600929 | 6 | Flapper Valve | 1993-09-11 |  | 1993-09-11 |  | Currently in Use | Gas (Historical Use) | 9684 | Fiberglass Double Walled | 1993-09-11 | Double-Walled Fiberglass | Pressurized
600929 | 7 | Flapper Valve | 1993-09-11 |  | 1993-09-11 |  | Currently in Use | Gas (Historical Use) | 10000 | Fiberglass Double Walled | 1993-09-11 | Double-Walled Fiberglass | Pressurized
600930 | 1 |  | 1994-09-07 | no | 1994-09-07 | no | Currently in Use | Gas (Historical Use) | 10000 | Fiberglass | 1985-04-30 | Fiberglass Reinforced Plastic | Pressurized
600930 | 2 |  | 1994-09-07 | no | 1994-09-07 | no | Currently in Use | Gas (Historical Use) | 10000 | Fiberglass | 1985-04-30 | Fiberglass Reinforced Plastic | Pressurized
600930 | 3 |  | 1994-09-07 | no | 1994-09-07 | no | Currently in Use | Gas (Historical Use) | 10000 | Fiberglass | 1985-04-30 | Fiberglass Reinforced Plastic | Pressurized
600931 | 1 | [5 empty] | Removed from Ground | Gas (Historical Use) | 10000 | Double Walled | 1977-01-03 | Fiberglass Reinforced Plastic | Pressurized
600931 | 2 | [5 empty] | Removed from Ground | Gas (Historical Use) | 10000 | Double Walled | 1977-01-03 | Fiberglass Reinforced Plastic | Pressurized
600931 | 3 | [5 empty] | Removed from Ground | Gas (Historical Use) | 10000 | Double Walled | 1977-01-03 | Fiberglass Reinforced Plastic | Pressurized
600931 | 4 | Flapper Valve | 1993-08-12 |  | 1993-08-12 |  | Currently in Use | Gas (Historical Use) | 11849 | Fiberglass Double Walled | 1993-08-12 | Double-Walled Fiberglass | Pressurized
600931 | 5 | Flapper Valve | 1993-08-12 | no | 1993-08-12 | no | Currently in Use | Gas (Historical Use) | 11849 | Fiberglass Double Walled | 1993-08-12 | Double-Walled Fiberglass | Pressurized
600931 | 6 | Flapper Valve | 1993-08-12 | no | 1993-08-12 | no | Currently in Use | Gas (Historical Use) | 11849 | Fiberglass Double Walled | 1993-08-12 | Double-Walled Fiberglass | Pressurized
600932 | 1 | [5 empty] | Removed from Ground | Gas (Historical Use) | 10000 | Fiberglass | 1985-04-30 | Fiberglass Reinforced Plastic | Pressurized
600932 | 2 | [5 empty] | Removed from Ground | Gas (Historical Use) | 10000 | Fiberglass | 1985-04-30 | Fiberglass Reinforced Plastic | Pressurized
600932 | 230203 | Ball Float | 1995-12-18 |  | 1995-12-18 |  | Currently in Use | Gas (Historical Use) | 10000 | Galvanic (STIP-3) | 1995-12-18 | Fiberglass Reinforced Plastic | Pressurized
600932 | 230212 | Ball Float | 1995-12-18 |  | 1995-12-18 |  | Currently in Use | Gas (Historical Use) | 10000 | Galvanic (STIP-3) | 1995-12-18 | Fiberglass Reinforced Plastic | Pressurized
600932 | 3 | [5 empty] | Removed from Ground | Gas (Historical Use) | 10000 | Fiberglass | 1985-04-30 | Fiberglass Reinforced Plastic | Pressurized
600933 | 1 | Flapper Valve | 1994-07-20 | no | 1994-07-20 | no | Currently in Use | Regular | 10000 | Fiberglass | 1985-04-30 | Fiberglass Reinforced Plastic | Pressurized
600933 | 2 | Flapper Valve | 1994-07-20 | no | 1994-07-20 | no | Currently in Use | Premium | 10000 | Fiberglass | 1985-04-30 | Fiberglass Reinforced Plastic | Pressurized
600933 | 3 | Flapper Valve | 1994-07-20 | no | 1994-07-20 | no | Currently in Use | Diesel | 10000 | Fiberglass | 1985-04-30 | Fiberglass Reinforced Plastic | Pressurized
600934 | 1 | [5 empty] | Removed from Ground | Gas (Historical Use) | 10000 | Bare Steel | 1980-05-01 | Galvanized Steel | Pressurized
600934 | 2 | [5 empty] | Removed from Ground | Gas (Historical Use) | 10000 | Bare Steel | 1980-05-01 | Galvanized Steel | Pressurized
600934 | 3 | [5 empty] | Removed from Ground | Gas (Historical Use) | 10000 | Bare Steel | 1980-05-01 | Galvanized Steel | Pressurized
600934 | 4 | [5 empty] | Removed from Ground | Empty | 10000 | Bare Steel | 1980-05-01 | Galvanized Steel | Pressurized
600935 | 1 |  | 1994-07-24 |  | 1994-07-24 |  | Currently in Use | Gas (Historical Use) | 10000 | Fiberglass | 1985-04-30 | Fiberglass Reinforced Plastic | Pressurized
600935 | 2 |  | 1994-07-24 |  | 1994-07-24 |  | Currently in Use | Diesel | 10000 | Fiberglass | 1985-04-30 | Fiberglass Reinforced Plastic | Pressurized
600935 | 3 |  | 1994-07-24 |  | 1994-07-24 |  | Currently in Use | Gas (Historical Use) | 10000 | Fiberglass | 1985-04-30 | Fiberglass Reinforced Plastic | Pressurized
600936 | 1 | Ball Float | 1994-09-01 |  | 1994-09-01 |  | Currently in Use | Gas (Historical Use) | 10000 | Fiberglass | 1985-01-03 | Fiberglass Reinforced Plastic | Pressurized
600936 | 2 | Ball Float | 1994-09-01 |  | 1994-09-01 |  | Currently in Use | Diesel | 10000 | Fiberglass | 1985-01-03 | Fiberglass Reinforced Plastic | Pressurized
600936 | 3 | Ball Float | 1994-09-01 |  | 1994-09-01 |  | Currently in Use | Gas (Historical Use) | 10000 | Fiberglass | 1985-01-03 | Fiberglass Reinforced Plastic | Pressurized
600937 | 1 | Ball Float | 1994-08-10 | no | 1994-08-10 | no | Currently in Use | Gas (Historical Use) | 10000 | Fiberglass | 1985-01-03 | Fiberglass Reinforced Plastic | Pressurized
600937 | 2 | Ball Float | 1994-08-10 |  | 1994-08-10 |  | Currently in Use | Gas (Historical Use) | 10000 | Fiberglass | 1985-01-03 | Fiberglass Reinforced Plastic | Pressurized
600937 | 3 | Ball Float | 1994-08-10 |  | 1994-08-10 |  | Currently in Use | Gas (Historical Use) | 10000 | Fiberglass | 1985-01-03 | Fiberglass Reinforced Plastic | Pressurized
600938 | 1 | [5 empty] | Removed from Ground | Gas (Historical Use) | 10000 | Double Walled | 1981-05-01 | Fiberglass Reinforced Plastic | Pressurized
600938 | 2 | [5 empty] | Removed from Ground | Gas (Historical Use) | 10000 | Double Walled | 1981-05-01 | Fiberglass Reinforced Plastic | Pressurized
600938 | 3 | [5 empty] | Removed from Ground | Gas (Historical Use) | 10000 | Double Walled | 1981-05-01 | Fiberglass Reinforced Plastic | Pressurized
600938 | 4 | [5 empty] | Removed from Ground | Diesel | 10000 | Bare Steel | 1981-05-01 | Galvanized Steel | Pressurized
600938 | 5 | Flapper Valve | 1992-06-25 | no | 1992-06-25 | no | Currently in Use | Regular | 12000 | Fiberglass Double Walled | 1992-06-25 | Double-Walled Fiberglass | Pressurized
600938 | 6 | Flapper Valve | 1992-06-25 | no | 1992-06-25 | no | Currently in Use | Plus | 12000 | Fiberglass Double Walled | 1992-06-25 | Double-Walled Fiberglass | Pressurized
600938 | 7 | Flapper Valve | 1992-06-25 | no | 1992-06-25 | no | Currently in Use | Premium | 12000 | Fiberglass Double Walled | 1992-06-25 | Double-Walled Fiberglass | Pressurized
600939 | 1 | [5 empty] | Removed from Ground | Gas (Historical Use) | 5000 | Marked Unknown | 1968-04-08 | Unknown | Pressurized
600939 | 2 | [5 empty] | Removed from Ground | Gas (Historical Use) | 4000 | Marked Unknown | 1968-04-08 | Unknown | Pressurized
600939 | 3 | [5 empty] | Removed from Ground | Gas (Historical Use) | 3000 | Marked Unknown | 1968-04-08 | Unknown | Pressurized
600939 | 4 | [5 empty] | Removed from Ground | Gas (Historical Use) | 3000 | Marked Unknown | 1968-04-08 | Unknown | Pressurized
600939 | 5 |  |  | yes |  | yes | Removed from Ground | Empty | 250 | Marked Unknown | 1968-04-08 | Unknown | Gravity Fed
600940 | 1 | [5 empty] | Removed from Ground | Gas (Historical Use) | 3000 | Bare Steel | 1960-04-29 | Bare Steel
600940 | 2 | [5 empty] | Removed from Ground | Gas (Historical Use) | 3000 | Bare Steel | 1960-04-29 | Bare Steel
600940 | 3 | [5 empty] | Removed from Ground | Gas (Historical Use) | 2000 | Bare Steel | 1960-04-29 | Bare Steel
600940 | 4 | [5 empty] | Removed from Ground | Gas (Historical Use) | 8000 | Bare Steel | 1968-04-27 | Bare Steel
600940 | 5 |  |  | yes |  | yes | Removed from Ground | Used Oil | 250 | Bare Steel | 1960-04-29 | Bare Steel
600940 | 6 |  | 1990-01-01 |  | 1990-01-01 |  | Currently in Use | Gas (Historical Use) | 5000 | Steel-Impressed Current | 1987-01-01 | Fiberglass Reinforced Plastic | Pressurized
600940 | 7 |  | 1990-01-01 |  | 1990-01-01 |  | Currently in Use | Gas (Historical Use) | 5000 | Steel-Impressed Current | 1987-01-01 | Fiberglass Reinforced Plastic | Pressurized
600940 | 8 |  | 1990-01-01 |  | 1990-01-01 |  | Currently in Use | Gas (Historical Use) | 8000 | Steel-Impressed Current | 1970-01-05 | Fiberglass Reinforced Plastic | Pressurized
600941 | 1 | Flapper Valve | 1995-09-01 |  | 1992-01-01 |  | Currently in Use | Gas (Historical Use) | 10000 | Fiberglass | 1983-04-30 | Fiberglass Reinforced Plastic | Pressurized
600941 | 2 | Flapper Valve | 1995-09-01 |  | 1992-01-01 |  | Currently in Use | Gas (Historical Use) | 10000 | Fiberglass | 1983-04-30 | Fiberglass Reinforced Plastic | Pressurized
600941 | 3 | Flapper Valve | 1995-09-01 |  | 1992-01-01 |  | Currently in Use | Gas (Historical Use) | 10000 | Fiberglass | 1983-04-30 | Fiberglass Reinforced Plastic | Pressurized
600941 | 4 | Flapper Valve | 1995-09-01 |  | 1992-01-01 |  | Currently in Use | Diesel | 10000 | Fiberglass | 1983-04-30 | Fiberglass Reinforced Plastic | Pressurized
600943 | 1 | Ball Float | 1996-02-01 | no | 1991-01-01 | no | Currently in Use | Regular | 10000 | Fiberglass | 1981-04-30 | Double-Walled Flex | Pressurized
600943 | 2 | Ball Float | 1996-02-01 | no | 1991-01-01 | no | Currently in Use | Plus | 10000 | Fiberglass | 1981-04-30 | Double-Walled Flex | Pressurized
600943 | 3 | Ball Float | 1996-02-01 | no | 1991-01-01 | no | Currently in Use | Premium | 10000 | Fiberglass | 1981-04-30 | Double-Walled Flex | Pressurized
600943 | 4 | Ball Float | 1996-02-01 | no | 1991-01-01 | no | Currently in Use | Diesel | 10000 | Fiberglass | 1981-04-30 | Double-Walled Flex | Pressurized
600944 | 1 | [5 empty] | Removed from Ground | Gas (Historical Use) | 10000 | Fiberglass | 1981-01-01 | Fiberglass Reinforced Plastic
600944 | 2 | [5 empty] | Removed from Ground | Gas (Historical Use) | 10000 | Fiberglass | 1981-01-01 | Fiberglass Reinforced Plastic
600944 | 3 | [5 empty] | Removed from Ground | Gas (Historical Use) | 10000 | Fiberglass | 1981-01-01 | Fiberglass Reinforced Plastic
600944 | 4 | [5 empty] | Removed from Ground | Diesel | 10000 | Fiberglass | 1981-01-01 | Fiberglass Reinforced Plastic
600944 | 5 | [5 empty] | Removed from Ground | Other | 550 | Bare Steel | 1990-10-16 | Unknown
600946 | 1 | Ball Float | 1986-01-01 |  | 1986-01-01 |  | Currently in Use | Gas (Historical Use) | 10000 | Fiberglass | 1986-01-01 | Fiberglass Reinforced Plastic | Pressurized
600946 | 2 | Ball Float | 1986-01-01 |  | 1986-01-01 |  | Currently in Use | Gas (Historical Use) | 10000 | Fiberglass | 1986-01-01 | Fiberglass Reinforced Plastic | Pressurized
600946 | 3 | Ball Float | 1986-01-01 |  | 1986-01-01 |  | Currently in Use | Gas (Historical Use) | 10000 | Fiberglass | 1986-01-01 | Fiberglass Reinforced Plastic | Pressurized
600946 | 4 | Ball Float | 1986-01-01 |  | 1986-01-01 |  | Currently in Use | Diesel | 8000 | Fiberglass | 1981-04-30 | Fiberglass Reinforced Plastic | Pressurized
600946 | 5 |  | 1986-01-01 |  | 1986-01-01 |  | Removed from Ground | Kerosene | 1000 | Fiberglass | 1986-01-01 | Fiberglass Reinforced Plastic
600946 | 6 |  |  | yes |  | yes | Removed from Ground | Used Oil | 550 | Fiberglass | 1986-01-01 | Fiberglass Reinforced Plastic
600947 | 1 |  | 1995-11-01 |  | 1991-11-01 |  | Currently in Use | Gas (Historical Use) | 10000 | Fiberglass | 1984-04-29 | Fiberglass Reinforced Plastic | Pressurized
600947 | 2 |  | 1995-11-01 |  | 1991-11-01 |  | Currently in Use | Gas (Historical Use) | 10000 | Fiberglass | 1984-04-29 | Fiberglass Reinforced Plastic | Pressurized
600947 | 3 |  | 1995-11-01 |  | 1991-11-01 |  | Currently in Use | Gas (Historical Use) | 10000 | Fiberglass | 1984-04-29 | Fiberglass Reinforced Plastic | Pressurized
600947 | 4 |  | 1995-11-01 |  | 1991-11-01 |  | Currently in Use | Diesel | 10000 | Fiberglass | 1984-04-29 | Fiberglass Reinforced Plastic | Pressurized
600948 | 1 | Ball Float | 1987-01-01 |  | 1987-01-01 |  | Currently in Use | Gas (Historical Use) | 10000 | Galvanic (STIP-3) | 1987-01-01 | Galvanized Steel | Pressurized
600948 | 2 | Ball Float | 1987-01-01 |  | 1987-01-01 |  | Currently in Use | Gas (Historical Use) | 10000 | Galvanic (STIP-3) | 1987-01-01 | Galvanized Steel | Pressurized
600948 | 3 | Ball Float | 1987-01-01 |  | 1987-01-01 |  | Currently in Use | Gas (Historical Use) | 10000 | Galvanic (STIP-3) | 1987-01-01 | Galvanized Steel | Pressurized
600948 | 4 | Ball Float | 1987-01-01 |  | 1987-01-01 |  | Currently in Use | Gas (Historical Use) | 10000 | Galvanic (STIP-3) | 1987-01-01 | Galvanized Steel | Pressurized
600952 | 1 | [5 empty] | Removed from Ground | Gas (Historical Use) | 4000 | Bare Steel | 1979-05-10 | Galvanized Steel
600952 | 2 | [5 empty] | Removed from Ground | Gas (Historical Use) | 3000 | Bare Steel | 1970-05-12 | Galvanized Steel
600952 | 3 | [5 empty] | Removed from Ground | Gas (Historical Use) | 3000 | Bare Steel | 1970-05-12 | Galvanized Steel
600952 | 522047 |  | 1994-08-09 |  | 1994-08-09 |  | Currently in Use | Diesel | 8000 | Composite | 1994-08-09 | Fiberglass Reinforced Plastic | Pressurized
600952 | 522048 |  | 1994-08-09 |  | 1994-08-09 |  | Currently in Use | Gas (Historical Use) | 8000 | Composite | 1994-08-09 | Fiberglass Reinforced Plastic | Pressurized
600953 | 1 |  | 1986-07-22 |  | 1986-07-22 |  | Removed from Ground | Gas (Historical Use) | 10000 | Galvanic (STIP-3) | 1986-07-22 | Galvanized Steel | Pressurized
600953 | 2 |  | 1986-07-22 |  | 1986-07-22 |  | Removed from Ground | Gas (Historical Use) | 10000 | Galvanic (STIP-3) | 1986-07-22 | Galvanized Steel | Pressurized
600953 | 3 |  | 1986-07-22 |  | 1986-07-22 |  | Removed from Ground | Gas (Historical Use) | 10000 | Galvanic (STIP-3) | 1986-07-22 | Galvanized Steel | Pressurized
600953 | 4 |  | 1986-07-22 |  | 1986-07-22 |  | Removed from Ground | Gas (Historical Use) | 10000 | Galvanic (STIP-3) | 1986-07-22 | Galvanized Steel | Pressurized
600954 | 1 |  | 1994-12-28 |  | 1994-12-28 |  | Currently in Use | Gas (Historical Use) | 10000 | Steel-Impressed Current | 1999-07-15 | Steel (Impressed Current) | Pressurized
600954 | 2 |  | 1994-12-28 |  | 1994-12-28 |  | Currently in Use | Gas (Historical Use) | 10000 | Steel-Impressed Current | 1999-07-15 | Steel (Impressed Current) | Pressurized
600954 | 3 |  | 1994-12-28 |  | 1994-12-28 |  | Currently in Use | Gas (Historical Use) | 12000 | Steel-Impressed Current | 1976-04-25 | Steel (Impressed Current) | Pressurized
600954 | 4 |  | 1994-12-28 |  | 1994-12-28 |  | Currently in Use | Diesel | 3000 | Steel-Impressed Current | 1984-01-01 | Steel (Impressed Current) | Pressurized
600954 | 5 | [5 empty] | Removed from Ground | Gas (Historical Use) | 3000 | Bare Steel | 1963-04-29 | Galvanized Steel
600954 | 6 | [5 empty] | Removed from Ground | Gas (Historical Use) | 3000 | Bare Steel | 1963-04-29 | Galvanized Steel
600954 | 7 | [5 empty] | Removed from Ground | Gas (Historical Use) | 3000 | Bare Steel | 1963-04-29 | Galvanized Steel
600954 | 8 |  |  | yes |  | yes | Removed from Ground | Used Oil | 550 | Bare Steel | 1970-01-01 | Galvanized Steel
600957 | 1A |  | 1997-02-01 |  | 1997-02-01 |  | Temporarily out of use | Gas (Historical Use) | 4000 | Cathodically Protected Steel | 1981-05-20 | Cathodically Protected | Pressurized
600957 | 1B |  | 1997-02-01 |  | 1997-02-01 |  | Currently in Use | Gas (Historical Use) | 4000 | Cathodically Protected Steel | 1981-05-20 | Cathodically Protected | Pressurized
600957 | 1C |  | 1997-02-01 |  | 1997-02-01 |  | Currently in Use | Gas (Historical Use) | 4000 | Cathodically Protected Steel | 1981-05-20 | Cathodically Protected | Pressurized
600957 | 1D |  | 1997-02-01 |  | 1997-02-01 |  | Currently in Use | Gas (Historical Use) | 4000 | Cathodically Protected Steel | 1981-05-20 | Cathodically Protected | Pressurized
600957 | 2 |  | 1997-02-01 |  | 1997-02-01 |  | Currently in Use | Gas (Historical Use) | 6000 | Cathodically Protected Steel | 1981-05-20 | Cathodically Protected | Safe Suction (Euro)
600957 | 3 |  | 1997-02-01 |  | 1997-02-01 |  | Temporarily out of use | Diesel | 4000 | Cathodically Protected Steel | 1981-05-20 | Cathodically Protected | Pressurized
600957 | 4 |  | 1997-02-01 |  | 1997-02-01 |  | Temporarily out of use | Kerosene | 4000 | Cathodically Protected Steel | 1981-05-20 | Cathodically Protected | Safe Suction (Euro)
600959 | 1 |  | 1999-02-01 |  | 1999-02-01 |  | Currently in Use | Gas (Historical Use) | 5000 | Steel-Impressed Current | 1978-05-22 | Cathodically Protected | Suction (American)
600959 | 2 |  | 1999-02-01 |  | 1999-02-01 |  | Currently in Use | Gas (Historical Use) | 5000 | Steel-Impressed Current | 1978-05-22 | Cathodically Protected | Suction (American)
600959 | 3 |  | 1999-02-01 |  | 1999-02-01 |  | Currently in Use | Gas (Historical Use) | 5000 | Steel-Impressed Current | 1978-05-22 | Cathodically Protected | Suction (American)
600959 | 4 |  | 1999-02-01 |  | 1999-02-01 |  | Currently in Use | Diesel | 5000 | Steel-Impressed Current | 1978-05-22 | Cathodically Protected | Suction (American)
600962 | 1 | [5 empty] | Removed from Ground | Gas (Historical Use) | 1 | Bare Steel | 1967-05-19 | Unknown
600962 | 2 | [5 empty] | Removed from Ground | Gas (Historical Use) | 1 | Bare Steel | 1967-05-19 | Unknown
600962 | 3 | [5 empty] | Removed from Ground | Kerosene | 1 | Bare Steel | 1967-05-19 | Unknown
600962 | 4 |  |  | yes |  | yes | Removed from Ground | Used Oil | 1 | Bare Steel | 1967-05-19 | Unknown
600963 | 1 |  | 1998-05-25 |  | 1998-05-25 |  | Removed from Ground | Empty | 8000 | Steel-Impressed Current | 1987-05-27 | Fiberglass Reinforced Plastic | Pressurized
600963 | 2 |  | 1998-05-25 |  | 1998-05-25 |  | Removed from Ground | Gas (Historical Use) | 8000 | Steel-Impressed Current | 1987-05-27 | Fiberglass Reinforced Plastic | Pressurized
600963 | 3 |  | 1998-05-25 |  | 1998-05-25 |  | Removed from Ground | Gas (Historical Use) | 8000 | Steel-Impressed Current | 1987-05-21 | Fiberglass Reinforced Plastic | Pressurized
600963 | 4 |  |  | no |  | no | Closed in Ground |  | 500 | Unknown
600963 | 5 |  |  | no |  | no | Closed in Ground |  | 500 | Unknown
600963 | 6 |  |  | no |  | no | Closed in Ground |  | 500 | Unknown
600963 | 7 |  |  | no |  | no | Closed in Ground |  | 2500 | Unknown
600966 | 1 | [5 empty] | Removed from Ground | Gas (Historical Use) | 4000 | Marked Unknown | 1999-09-01 | Unknown | Pressurized
600966 | 2 | [5 empty] | Removed from Ground | Gas (Historical Use) | 4000 | Marked Unknown | 1999-09-01 | Unknown | Pressurized
600966 | 3 | [5 empty] | Removed from Ground | Gas (Historical Use) | 4000 | Marked Unknown | 1999-09-01 | Unknown
600966 | 4 | [5 empty] | Removed from Ground | Diesel | 4000 | Marked Unknown | 1999-09-01 | Unknown
600966 | 5 |  |  | yes |  | yes | Removed from Ground | Used Oil | 250 | Marked Unknown | 1999-09-01 | Unknown
600969 | 1 | [5 empty] | Removed from Ground | Gas (Historical Use) | 2000 | Bare Steel | 1986-10-01 | Galvanized Steel
600971 | 1 | [5 empty] | Removed from Ground | Other | 8000 | Bare Steel | 1975-01-04 | Bare Steel | Suction (American)
600971 | 2 |  | 1997-02-03 |  | 1997-02-03 |  | Removed from Ground | Diesel | 6000 | Double Walled | 1997-02-03 | Copper | Suction (American)
600971 | 3 |  | 2000-10-02 | no | 2000-10-02 | no | Currently in Use | Diesel | 10000 |  | 2000-10-02 | Copper | Suction (American)
600972 | 1 | [5 empty] | Removed from Ground | Gas (Historical Use) | 12000 | Fiberglass | 1984-01-02 | Fiberglass Reinforced Plastic
600972 | 2 | [5 empty] | Removed from Ground | Gas (Historical Use) | 12000 | Fiberglass | 1985-01-01 | Fiberglass Reinforced Plastic
600972 | 3 | [5 empty] | Removed from Ground | Gas (Historical Use) | 12000 | Fiberglass | 1985-01-01 | Fiberglass Reinforced Plastic
600972 | 4 | [5 empty] | Removed from Ground | Empty | 550 | Bare Steel | 1964-04-22 | Galvanized Steel
600972 | 5 | [5 empty] | Removed from Ground | Empty | 550 | Bare Steel | 1964-04-22 | Galvanized Steel
600972 | 6 | [5 empty] | Removed from Ground | Empty | 550 | Bare Steel | 1964-04-22 | Galvanized Steel
600973 | 1 | [5 empty] | Removed from Ground | Diesel | 10000 | Fiberglass | 1980-01-01 | Fiberglass Reinforced Plastic | Pressurized
600973 | 2 | [5 empty] | Removed from Ground | Gas (Historical Use) | 10000 | Cathodically Protected Steel | 1973-01-01 | Cathodically Protected | Pressurized
600973 | 3 | [5 empty] | Removed from Ground | Gas (Historical Use) | 10000 | Cathodically Protected Steel | 1973-01-01 | Cathodically Protected | Pressurized
600973 | 4 | [5 empty] | Removed from Ground | Gas (Historical Use) | 3000 | Cathodically Protected Steel | 1964-01-01 | Cathodically Protected | Pressurized
600973 | 5 | [5 empty] | Removed from Ground | Gas (Historical Use) | 3000 | Cathodically Protected Steel | 1964-01-01 | Cathodically Protected | Pressurized
600973 | 6 |  |  | yes |  | yes | Removed from Ground | Used Oil | 550 | Cathodically Protected Steel | 1964-01-01 | Cathodically Protected
600975 | 1 | [5 empty] | Removed from Ground | Gas (Historical Use) | 10000 | Cathodically Protected Steel | 1970-01-05 | Galvanized Steel
600975 | 2 | [5 empty] | Removed from Ground | Gas (Historical Use) | 10000 | Cathodically Protected Steel | 1970-01-05 | Galvanized Steel
600975 | 3 | [5 empty] | Removed from Ground | Gas (Historical Use) | 5000 | Cathodically Protected Steel | 1970-01-05 | Galvanized Steel
600975 | 4 |  |  | yes |  | yes | Removed from Ground | Used Oil | 550 | Cathodically Protected Steel | 1971-01-05 | Galvanized Steel
600975 | 5 |  | 1993-09-15 |  | 1993-09-15 |  | Removed from Ground | Gas (Historical Use) | 10000 | Fiberglass | 1988-06-09 | Double-Walled Fiberglass | Pressurized
600975 | 6 |  | 1993-09-15 |  | 1993-09-15 |  | Removed from Ground | Gas (Historical Use) | 10000 | Fiberglass | 1988-06-09 | Double-Walled Fiberglass | Pressurized
600975 | 7 |  | 1993-09-15 |  | 1993-09-15 |  | Removed from Ground | Gas (Historical Use) | 10000 | Fiberglass | 1988-06-09 | Double-Walled Fiberglass | Pressurized
600975 | 8 |  |  | yes |  | yes | Removed from Ground | Used Oil | 1000 | Double Walled | 1988-06-09 | Fiberglass Reinforced Plastic | Gravity Fed
600976 | 1 | [5 empty] | Removed from Ground | Gas (Historical Use) | 10000 | Cathodically Protected Steel | 1972-01-05 | Galvanized Steel
600976 | 2 | [5 empty] | Removed from Ground | Gas (Historical Use) | 10000 | Cathodically Protected Steel | 1972-01-05 | Galvanized Steel
600976 | 3 | [5 empty] | Removed from Ground | Gas (Historical Use) | 5000 | Cathodically Protected Steel | 1972-01-05 | Galvanized Steel
600976 | 4 |  |  | yes |  | yes | Removed from Ground | Used Oil | 550 | Cathodically Protected Steel | 1972-01-05 | Galvanized Steel
600977 | 1 | Flapper Valve | 1998-05-01 | no | 1998-05-01 | no | Currently in Use | Diesel | 5000 | Steel-Impressed Current | 1970-01-05 | Fiberglass Reinforced Plastic | Pressurized
600977 | 2 | Ball Float | 1998-05-01 | no | 1998-05-01 | no | Currently in Use | Premium | 10000 | Steel-Impressed Current | 1970-01-05 | Fiberglass Reinforced Plastic | Pressurized
600977 | 3 | Ball Float | 1998-05-01 | no | 1998-05-01 | no | Currently in Use | Regular | 10000 | Steel-Impressed Current | 1970-01-05 | Fiberglass Reinforced Plastic | Pressurized
600977 | 4 |  |  | yes |  | yes | Removed from Ground | Used Oil | 550 | Bare Steel | 1970-01-05 | Galvanized Steel
600980 | 1 | [5 empty] | Removed from Ground | Gas (Historical Use) | 10000 | Cathodically Protected Steel | 1964-01-07 | Galvanized Steel
600980 | 2 | [5 empty] | Removed from Ground | Gas (Historical Use) | 3000 | Cathodically Protected Steel | 1964-01-07 | Galvanized Steel
600980 | 3 | [5 empty] | Removed from Ground | Gas (Historical Use) | 3000 | Cathodically Protected Steel | 1964-01-07 | Galvanized Steel
600980 | 4 | [5 empty] | Removed from Ground | Gas (Historical Use) | 3000 | Cathodically Protected Steel | 1964-01-07 | Galvanized Steel
600980 | 5 | [5 empty] | Removed from Ground | Gas (Historical Use) | 3000 | Cathodically Protected Steel | 1964-01-07 | Galvanized Steel
600980 | 6 |  |  | yes |  | yes | Removed from Ground | Used Oil | 550 | Cathodically Protected Steel | 1964-01-07 | Cathodically Protected
600983 | 1 | Flapper Valve | 1994-11-01 |  | 1994-11-01 |  | Currently in Use | Gas (Historical Use) | 10000 | Steel-Impressed Current | 1971-05-04 | Steel (Impressed Current) | Pressurized
600983 | 2 | Flapper Valve | 1994-11-01 |  | 1994-11-01 |  | Currently in Use | Gas (Historical Use) | 5000 | Steel-Impressed Current | 1961-05-06 | Steel (Impressed Current) | Pressurized
600983 | 3 | Flapper Valve | 1994-11-01 |  | 1994-11-01 |  | Currently in Use | Gas (Historical Use) | 5000 | Steel-Impressed Current | 1961-05-06 | Steel (Impressed Current) | Pressurized
600983 | 4 | Flapper Valve | 1994-11-01 |  | 1994-11-01 |  | Currently in Use | Diesel | 1000 | Steel-Impressed Current | 1961-05-06 | Steel (Impressed Current) | Pressurized
600984 | 1 | [5 empty] | Removed from Ground | Gas (Historical Use) | 6000 | Bare Steel | 1968-05-04 | Unknown
600984 | 2 | [5 empty] | Removed from Ground | Gas (Historical Use) | 6000 | Bare Steel | 1968-05-04 | Unknown
600985 | 1 |  | 1993-06-01 |  | 1993-06-01 |  | Currently in Use | Diesel | 10000 | Fiberglass Double Walled | 1979-04-25 | Double-Walled Fiberglass | Pressurized
600985 | 2 |  | 1993-06-01 |  | 1993-06-01 |  | Currently in Use | Gas (Historical Use) | 10000 | Fiberglass Double Walled | 1979-04-25 | Double-Walled Fiberglass | Pressurized
600985 | 3 |  | 1993-06-01 |  | 1993-06-01 |  | Currently in Use | Gas (Historical Use) | 10000 | Fiberglass Double Walled | 1979-04-25 | Double-Walled Fiberglass | Pressurized
600985 | 4 |  | 1993-06-01 |  | 1993-06-01 |  | Currently in Use | Gas (Historical Use) | 10000 | Fiberglass Double Walled | 1979-04-25 | Double-Walled Fiberglass | Pressurized
600986 | 1 | [5 empty] | Removed from Ground | Other | 3000 | Cathodically Protected Steel | 1987-01-01 | Galvanized Steel
600986 | 2 | [5 empty] | Removed from Ground | Other | 3000 | Cathodically Protected Steel | 1987-01-01 | Galvanized Steel
600986 | 3 |  |  | yes |  | yes | Removed from Ground | Used Oil | 1000 | Cathodically Protected Steel | 1987-01-01 | Galvanized Steel
600987 | 1 | [5 empty] | Removed from Ground | Diesel | 3000 | Bare Steel | 1979-01-03 | Galvanized Steel
600988 | 1 | [5 empty] | Removed from Ground | Gas (Historical Use) | 10000 | Cathodically Protected Steel | 1971-04-27 | Galvanized Steel
600988 | 2 | [5 empty] | Removed from Ground | Gas (Historical Use) | 10000 | Cathodically Protected Steel | 1971-04-27 | Galvanized Steel
600988 | 3 | [5 empty] | Removed from Ground | Gas (Historical Use) | 5000 | Cathodically Protected Steel | 1971-04-27 | Galvanized Steel
600988 | 4 |  |  | yes |  | yes | Removed from Ground | Used Oil | 550 | Cathodically Protected Steel | 1971-04-27 | Galvanized Steel
600989 | 1 | [5 empty] | Removed from Ground | Gas (Historical Use) | 3000 | Bare Steel | 1952-05-01 | Galvanized Steel
600989 | 2 | [5 empty] | Removed from Ground | Gas (Historical Use) | 3000 | Bare Steel | 1952-05-01 | Galvanized Steel
600989 | 3 | [5 empty] | Removed from Ground | Gas (Historical Use) | 3000 | Bare Steel | 1952-05-01 | Galvanized Steel
600989 | 4 |  |  | yes |  | yes | Permanently Out of Use - historical purposes | Used Oil | 600 | Bare Steel | 1952-05-01 | Galvanized Steel
600993 | 1 | [5 empty] | Removed from Ground | Gas (Historical Use) | 5000 | Cathodically Protected Steel | 1967-04-28 | Fiberglass Reinforced Plastic
600993 | 1A | Ball Float | 2001-11-29 | no | 2001-11-29 | no | Currently in Use | Regular | 12000 | Fiberglass Double Walled | 2002-01-03 | Double-Walled Fiberglass | Pressurized
600993 | 2 | [5 empty] | Removed from Ground | Gas (Historical Use) | 10000 | Cathodically Protected Steel | 1967-04-28 | Fiberglass Reinforced Plastic
600993 | 2A | Ball Float | 2002-01-03 | no | 2002-01-03 | no | Currently in Use | Premium | 15000 | Fiberglass Double Walled | 2002-01-03 | Double-Walled Fiberglass | Pressurized
600993 | 3 | [5 empty] | Removed from Ground | Gas (Historical Use) | 10000 | Cathodically Protected Steel | 1967-04-28 | Fiberglass Reinforced Plastic
600993 | 4 |  |  | yes |  | yes | Removed from Ground | Used Oil | 550 | Cathodically Protected Steel | 1967-04-28 | Galvanized Steel
600993 | 5 |  | 1993-11-09 |  | 1993-11-09 |  | Removed from Ground | Gas (Historical Use) | 8775 | Double Walled | 1987-11-05 | Fiberglass Reinforced Plastic | Pressurized
600993 | 6 |  | 1993-11-09 |  | 1993-11-09 |  | Removed from Ground | Gas (Historical Use) | 8775 | Double Walled | 1987-11-05 | Fiberglass Reinforced Plastic | Pressurized
600993 | 7 |  | 1993-11-09 |  | 1993-11-09 |  | Removed from Ground | Gas (Historical Use) | 10000 | Double Walled | 1987-11-05 | Fiberglass Reinforced Plastic | Pressurized
600994 | 1 | [5 empty] | Removed from Ground | Gas (Historical Use) | 5000 | Cathodically Protected Steel | 1968-04-27 | Galvanized Steel | Pressurized
600994 | 2 | [5 empty] | Removed from Ground | Gas (Historical Use) | 10000 | Cathodically Protected Steel | 1968-04-27 | Galvanized Steel | Pressurized
600994 | 3 | [5 empty] | Removed from Ground | Gas (Historical Use) | 10000 | Cathodically Protected Steel | 1968-04-27 | Galvanized Steel | Pressurized
600994 | 4 |  |  | yes |  | yes | Removed from Ground | Used Oil | 550 | Cathodically Protected Steel | 1968-04-27 | Galvanized Steel
600994 | 674017 | Flapper Valve | 1995-01-01 |  | 1995-01-01 |  | Currently in Use | Gas (Historical Use) | 10000 | Composite | 1995-01-01 | Fiberglass Reinforced Plastic | Pressurized
600994 | 674019 | Flapper Valve | 1995-01-01 |  | 1995-01-01 |  | Currently in Use | Gas (Historical Use) | 10000 | Composite | 1995-01-01 | Fiberglass Reinforced Plastic | Pressurized
600994 | 674020 | Ball Float | 1995-01-01 |  | 1995-05-01 |  | Currently in Use | Diesel | 10000 | Composite | 1995-01-01 | Fiberglass Reinforced Plastic | Pressurized
600997 | 1 |  | 1993-07-12 | no | 1993-07-12 | no | Currently in Use | Regular | 10000 | Fiberglass | 1986-01-01 | Fiberglass Reinforced Plastic | Pressurized
600997 | 2 | Ball Float | 1993-07-12 | no | 1993-07-12 | no | Currently in Use | Plus | 10000 | Fiberglass | 1986-01-01 | Fiberglass Reinforced Plastic | Pressurized
600997 | 3 | Ball Float | 1993-07-12 | no | 1993-07-12 | no | Currently in Use | Premium | 10000 | Fiberglass | 1986-01-01 | Fiberglass Reinforced Plastic | Pressurized
600998 | 1 | [5 empty] | Removed from Ground | Gas (Historical Use) | 5000 | Bare Steel | 1968-04-27 | Galvanized Steel
600998 | 2 | [5 empty] | Removed from Ground | Gas (Historical Use) | 10000 | Bare Steel | 1968-04-27 | Galvanized Steel
600998 | 3 | [5 empty] | Removed from Ground | Gas (Historical Use) | 10000 | Bare Steel | 1968-04-27 | Galvanized Steel
600998 | 4 |  |  | yes |  | yes | Removed from Ground | Used Oil | 550 | Bare Steel | 1968-04-27 | Galvanized Steel
600998 | 5 | [5 empty] | Removed from Ground | Gas (Historical Use) | 10000 | Fiberglass | 1987-01-01 | Fiberglass Reinforced Plastic
600998 | 6 | [5 empty] | Removed from Ground | Gas (Historical Use) | 10000 | Fiberglass | 1987-01-01 | Fiberglass Reinforced Plastic
600998 | 7 | [5 empty] | Removed from Ground | Gas (Historical Use) | 10000 | Fiberglass | 1987-01-01 | Fiberglass Reinforced Plastic
601002 | 1 | [5 empty] | Removed from Ground | Gas (Historical Use) | 5000 | Bare Steel | 1967-04-28 | Galvanized Steel
601002 | 2 | [5 empty] | Removed from Ground | Gas (Historical Use) | 10000 | Bare Steel | 1967-04-28 | Galvanized Steel
601002 | 3 | [5 empty] | Removed from Ground | Gas (Historical Use) | 4000 | Bare Steel | 1967-04-28 | Galvanized Steel
601002 | 4 | [5 empty] | Removed from Ground | Gas (Historical Use) | 4000 | Bare Steel | 1967-04-28 | Galvanized Steel
601002 | 5 |  |  | yes |  | yes | Removed from Ground | Used Oil | 550 | Bare Steel | 1967-04-28 | Galvanized Steel
601002 | 6 |  | 1993-07-10 |  | 1993-07-10 |  | Currently in Use | Gas (Historical Use) | 10000 | Fiberglass | 1986-10-01 | Fiberglass Reinforced Plastic | Pressurized
601002 | 7 |  | 1993-07-10 |  | 1993-07-10 |  | Currently in Use | Gas (Historical Use) | 10000 | Fiberglass | 1986-10-01 | Fiberglass Reinforced Plastic | Pressurized
601002 | 8 |  | 1993-07-10 |  | 1993-07-10 |  | Currently in Use | Gas (Historical Use) | 10000 | Fiberglass | 1986-10-01 | Fiberglass Reinforced Plastic | Pressurized
601003 | 1 | [5 empty] | Removed from Ground | Gas (Historical Use) | 10000 | Cathodically Protected Steel | 1969-04-27 | Galvanized Steel
601003 | 2 | [5 empty] | Removed from Ground | Gas (Historical Use) | 10000 | Cathodically Protected Steel | 1969-04-27 | Galvanized Steel
601003 | 3 | [5 empty] | Removed from Ground | Gas (Historical Use) | 5000 | Cathodically Protected Steel | 1969-04-27 | Galvanized Steel
601003 | 4 |  |  | yes |  | yes | Removed from Ground | Used Oil | 550 | Cathodically Protected Steel | 1969-04-27 | Galvanized Steel
601004 | 1 | [5 empty] | Removed from Ground | Gas (Historical Use) | 10000 | Bare Steel | 1968-04-27 | Fiberglass Reinforced Plastic
601004 | 2 | [5 empty] | Removed from Ground | Gas (Historical Use) | 10000 | Bare Steel | 1968-04-27 | Fiberglass Reinforced Plastic
601004 | 3 | [5 empty] | Removed from Ground | Gas (Historical Use) | 5000 | Bare Steel | 1968-04-27 | Fiberglass Reinforced Plastic
601004 | 4 |  |  | yes |  | yes | Removed from Ground | Used Oil | 550 | Bare Steel | 1968-04-27 | Galvanized Steel
601006 | 1 | Ball Float | 1994-08-19 | no | 1994-08-19 | no | Currently in Use | Regular | 8775 | Fiberglass | 1981-04-24 | Fiberglass Reinforced Plastic | Pressurized
601006 | 2 |  | 1994-08-19 | no | 1994-08-19 | no | Currently in Use | Premium | 10000 | Fiberglass | 1981-04-24 | Fiberglass Reinforced Plastic | Pressurized
601006 | 3 | Ball Float | 1994-08-19 | no | 1994-08-19 | no | Currently in Use | Diesel | 10000 | Fiberglass | 1981-04-24 | Fiberglass Reinforced Plastic | Pressurized
601006 | 4 |  |  | yes |  | yes | Removed from Ground | Used Oil | 1000 | Fiberglass | 1981-04-24 | Fiberglass Reinforced Plastic | Pressurized
601008 | 1 | [5 empty] | Removed from Ground | Gas (Historical Use) | 10000 | Bare Steel | 1969-04-27 | Galvanized Steel
601008 | 2 | [5 empty] | Removed from Ground | Gas (Historical Use) | 10000 | Bare Steel | 1969-04-27 | Galvanized Steel
601008 | 3 | [5 empty] | Removed from Ground | Gas (Historical Use) | 5000 | Bare Steel | 1969-04-27 | Galvanized Steel
601008 | 4 |  |  | yes |  | yes | Removed from Ground | Used Oil | 550 | Bare Steel | 1969-04-27 | Galvanized Steel
601008 | 5 |  | 1993-05-25 |  | 1993-05-25 |  | Currently in Use | Gas (Historical Use) | 9763 | Fiberglass | 1987-07-01 | Double-Walled Fiberglass | Pressurized
601008 | 6 |  | 1993-05-25 |  | 1993-05-25 |  | Currently in Use | Gas (Historical Use) | 9763 | Fiberglass | 1987-07-01 | Double-Walled Fiberglass | Pressurized
601008 | 7 |  | 1993-05-25 |  | 1993-05-25 |  | Currently in Use | Gas (Historical Use) | 9763 | Fiberglass | 1987-07-01 | Double-Walled Fiberglass | Pressurized
601008 | 8 |  | 2009-04-15 | no | 2009-04-15 | no | Currently in Use | E-85 | 4000 | Composite Double Walled | 2009-04-15 | Double-Walled Fiberglass | Pressurized
601010 | 1 | [5 empty] | Removed from Ground | Gas (Historical Use) | 10000 | Cathodically Protected Steel | 1969-04-27 | Galvanized Steel
601010 | 2 | [5 empty] | Removed from Ground | Gas (Historical Use) | 3000 | Cathodically Protected Steel | 1964-04-28 | Galvanized Steel
601010 | 3 | [5 empty] | Removed from Ground | Gas (Historical Use) | 3000 | Cathodically Protected Steel | 1964-04-28 | Galvanized Steel
601010 | 4 | [5 empty] | Removed from Ground | Gas (Historical Use) | 3000 | Cathodically Protected Steel | 1964-04-28 | Galvanized Steel
601010 | 5 |  |  | yes |  | yes | Removed from Ground | Used Oil | 550 | Cathodically Protected Steel | 1964-04-28 | Galvanized Steel
601011 | 1 | [5 empty] | Currently in Use | Gas (Historical Use) | 3000 | Bare Steel | 1967-04-28 | Galvanized Steel
601011 | 2 | [5 empty] | Currently in Use | Gas (Historical Use) | 4000 | Bare Steel | 1967-04-28 | Galvanized Steel
601011 | 3 | [5 empty] | Currently in Use | Gas (Historical Use) | 4000 | Bare Steel | 1967-04-28 | Galvanized Steel
601011 | 4 | [5 empty] | Currently in Use | Gas (Historical Use) | 5000 | Bare Steel | 1967-04-28 | Galvanized Steel
601011 | 5 |  |  | yes |  | yes | Currently in Use | Used Oil | 550 | Bare Steel | 1967-04-28 | Galvanized Steel
601012 | 1 |  | 1993-07-22 |  | 1993-07-22 |  | Currently in Use | Gas (Historical Use) | 10000 | Fiberglass | 1983-01-01 | Fiberglass Reinforced Plastic | Pressurized
601012 | 2 |  | 1993-07-22 |  | 1993-07-22 |  | Currently in Use | Gas (Historical Use) | 10000 | Fiberglass | 1983-01-01 | Fiberglass Reinforced Plastic | Pressurized
601012 | 3 |  | 1993-07-22 |  | 1993-07-22 |  | Currently in Use | Gas (Historical Use) | 10000 | Fiberglass | 1983-01-01 | Fiberglass Reinforced Plastic | Pressurized
601012 | 4 |  | 1993-07-22 |  | 1993-07-22 |  | Currently in Use | Diesel | 10000 | Fiberglass | 1983-01-01 | Fiberglass Reinforced Plastic | Pressurized
601012 | 5 |  |  | yes |  | yes | Removed from Ground | Used Oil | 500 | Fiberglass | 1983-01-01 | Not Marked
601015 | 1 | [5 empty] | Removed from Ground | Gas (Historical Use) | 3000 | Cathodically Protected Steel | 1963-04-29 | Galvanized Steel
601015 | 2 | [5 empty] | Removed from Ground | Gas (Historical Use) | 3000 | Cathodically Protected Steel | 1963-04-29 | Galvanized Steel
601015 | 3 | [5 empty] | Removed from Ground | Gas (Historical Use) | 10000 | Cathodically Protected Steel | 1963-04-29 | Galvanized Steel
601015 | 4 | [5 empty] | Removed from Ground | Gas (Historical Use) | 10000 | Cathodically Protected Steel | 1973-04-26 | Cathodically Protected
601015 | 5 |  |  | yes |  | yes | Removed from Ground | Used Oil | 550 | Cathodically Protected Steel | 1973-04-26 | Galvanized Steel
601015 | 6 | Flapper Valve | 1993-10-01 |  | 1993-10-01 |  | Currently in Use | Gas (Historical Use) | 8775 | Double Walled | 1988-10-21 | Fiberglass Reinforced Plastic | Pressurized
601015 | 7 | Flapper Valve | 1993-10-01 |  | 1993-10-01 |  | Currently in Use | Gas (Historical Use) | 8775 | Double Walled | 1988-10-21 | Fiberglass Reinforced Plastic | Pressurized
601015 | 8 | Flapper Valve | 1993-10-01 |  | 1993-10-01 |  | Currently in Use | Gas (Historical Use) | 8775 | Double Walled | 1988-10-21 | Fiberglass Reinforced Plastic | Pressurized
601016 | 1 | [5 empty] | Removed from Ground | Gas (Historical Use) | 10000 | Bare Steel | 1968-04-27 | Galvanized Steel
601016 | 2 | [5 empty] | Removed from Ground | Gas (Historical Use) | 10000 | Bare Steel | 1968-04-27 | Galvanized Steel
601016 | 3 | [5 empty] | Removed from Ground | Gas (Historical Use) | 5000 | Bare Steel | 1968-04-27 | Galvanized Steel
601016 | 4 |  |  | yes |  | yes | Removed from Ground | Used Oil | 550 | Bare Steel | 1968-04-27 | Galvanized Steel
601016 | 5 | Ball Float | 1993-10-05 |  | 1993-10-05 |  | Currently in Use | Gas (Historical Use) | 9842 | Fiberglass | 1986-11-01 | Fiberglass Reinforced Plastic | Pressurized
601016 | 6 | Ball Float | 1993-10-05 |  | 1993-10-05 |  | Currently in Use | Gas (Historical Use) | 9842 | Fiberglass | 1986-11-01 | Fiberglass Reinforced Plastic | Pressurized
601016 | 7 | Ball Float | 1993-10-05 |  | 1993-10-05 |  | Currently in Use | Gas (Historical Use) | 9842 | Fiberglass | 1986-11-01 | Fiberglass Reinforced Plastic | Pressurized
601017 | 1 | Flapper Valve | 1993-06-23 |  | 1993-06-23 |  | Currently in Use | Gas (Historical Use) | 10000 | Fiberglass | 1984-11-09 | Fiberglass Reinforced Plastic | Pressurized
601017 | 2 | Flapper Valve | 1993-06-23 |  | 1993-06-23 |  | Currently in Use | Gas (Historical Use) | 10000 | Fiberglass | 1984-11-09 | Fiberglass Reinforced Plastic | Pressurized
601017 | 3 | Flapper Valve | 1993-06-23 |  | 1993-06-23 |  | Currently in Use | Gas (Historical Use) | 10000 | Fiberglass | 1984-11-09 | Fiberglass Reinforced Plastic | Pressurized
601018 | 1 | [5 empty] | Removed from Ground | Gas (Historical Use) | 5000 | Bare Steel | 1972-04-26 | Galvanized Steel
601018 | 2 | [5 empty] | Removed from Ground | Gas (Historical Use) | 10000 | Bare Steel | 1972-04-26 | Galvanized Steel
601018 | 3 | [5 empty] | Removed from Ground | Gas (Historical Use) | 10000 | Bare Steel | 1972-04-26 | Galvanized Steel
601018 | 4 |  |  | yes |  | yes | Removed from Ground | Used Oil | 550 | Bare Steel | 1972-04-26 | Galvanized Steel
601019 | 1 | [5 empty] | Removed from Ground | Gas (Historical Use) | 10000 | Bare Steel | 1971-04-27 | Galvanized Steel
601019 | 2 | [5 empty] | Removed from Ground | Gas (Historical Use) | 10000 | Bare Steel | 1971-04-27 | Galvanized Steel
601019 | 3 | [5 empty] | Removed from Ground | Gas (Historical Use) | 5000 | Bare Steel | 1971-04-27 | Galvanized Steel
601019 | 4 |  |  | yes |  | yes | Removed from Ground | Used Oil | 550 | Bare Steel | 1971-04-27 | Galvanized Steel
601019 | 5 |  | 2007-06-05 |  | 2007-09-18 |  | Currently in Use | Gas (Historical Use) | 10000 | Fiberglass | 1998-08-26 | Fiberglass Reinforced Plastic | Pressurized
601019 | 6 |  | 2007-06-05 |  | 2000-09-01 |  | Currently in Use | Gas (Historical Use) | 10000 | Fiberglass | 1998-08-26 | Fiberglass Reinforced Plastic | Pressurized
601019 | 7 |  | 2007-06-05 |  | 2000-09-01 |  | Currently in Use | Gas (Historical Use) | 5000 | Fiberglass | 1998-08-26 | Fiberglass Reinforced Plastic | Pressurized
601020 | 1 |  |  | no |  | no | Removed from Ground | Gas (Historical Use) | 5000 |  | 1970-04-27 | Galvanized Steel | Pressurized
601020 | 2 |  |  | no |  | no | Removed from Ground | Gas (Historical Use) | 5000 |  | 1970-04-27 | Galvanized Steel | Pressurized
601020 | 3 |  |  | no |  | no | Removed from Ground | Gas (Historical Use) | 5000 |  | 1970-04-27 | Galvanized Steel | Pressurized
601020 | 4 |  |  | no |  | no | Removed from Ground | Gas (Historical Use) | 5000 |  | 1970-04-27 | Galvanized Steel | Pressurized
601020 | 5 |  |  | yes |  | yes | Removed from Ground | Used Oil | 600 | Bare Steel | 1981-04-24 | Galvanized Steel
601020 | 6 | Ball Float | 2005-04-19 | no | 2005-04-19 | no | Currently in Use | Regular | 15000 | Composite | 2005-04-15 | Fiberglass Reinforced Plastic | Pressurized
601020 | 7 | Ball Float | 2005-04-19 | no | 2005-04-19 | no | Currently in Use | Premium | 10000 | Composite | 2005-04-15 | Fiberglass Reinforced Plastic | Pressurized
601020 | 8 | Ball Float | 2005-04-19 | no | 2005-04-19 | no | Currently in Use | Diesel | 5000 | Composite | 2005-04-15 | Fiberglass Reinforced Plastic | Pressurized
601021 | 1 |  | 1998-08-24 |  | 1998-08-24 |  | Currently in Use | Gas (Historical Use) | 5000 | Steel-Impressed Current | 1970-04-27 | Cathodically Protected | Pressurized
601021 | 2 |  | 1998-08-24 |  | 1998-08-24 |  | Currently in Use | Gas (Historical Use) | 5000 | Steel-Impressed Current | 1970-04-27 | Cathodically Protected | Pressurized
601021 | 3 |  | 1998-08-24 |  | 1998-08-24 |  | Currently in Use | Gas (Historical Use) | 5000 | Steel-Impressed Current | 1970-04-27 | Cathodically Protected | Pressurized
601021 | 4 |  | 1998-08-24 |  | 1998-08-24 |  | Currently in Use | Gas (Historical Use) | 5000 | Steel-Impressed Current | 1970-04-27 | Cathodically Protected | Pressurized
601021 | 5 | [5 empty] | Permanently Out of Use - historical purposes | Kerosene | 600 | Cathodically Protected Steel | 1970-04-27 | Galvanized Steel
601021 | 6 |  |  | yes |  | yes | Permanently Out of Use - historical purposes | Used Oil | 600 | Cathodically Protected Steel | 1970-04-27 | Galvanized Steel
601023 | 1 | [5 empty] | Removed from Ground | Gas (Historical Use) | 3000 | Bare Steel | 1968-04-27 | Galvanized Steel
601023 | 2 | [5 empty] | Removed from Ground | Gas (Historical Use) | 5000 | Bare Steel | 1968-04-27 | Galvanized Steel
601023 | 3 | [5 empty] | Removed from Ground | Gas (Historical Use) | 5000 | Bare Steel | 1968-04-27 | Galvanized Steel
601023 | 4 | [5 empty] | Removed from Ground | Gas (Historical Use) | 5000 | Bare Steel | 1968-04-27 | Galvanized Steel
601023 | 5 | [5 empty] | Removed from Ground | Diesel | 3000 | Bare Steel | 1968-04-27 | Galvanized Steel
601023 | 6 |  |  | yes |  | yes | Removed from Ground | Used Oil | 600 | Bare Steel | 1968-04-27 | Galvanized Steel
601024 | 1 |  | 1993-07-16 |  | 1993-07-16 |  | Removed from Ground | Gas (Historical Use) | 4000 | Galvanic (STIP-3) | 1974-01-01 | Fiberglass Reinforced Plastic | Pressurized
601024 | 2 |  | 1993-07-16 |  | 1993-07-16 |  | Removed from Ground | Gas (Historical Use) | 4000 | Galvanic (STIP-3) | 1974-01-01 | Fiberglass Reinforced Plastic | Pressurized
601024 | 3 |  | 1993-07-16 |  | 1993-07-16 |  | Removed from Ground | Gas (Historical Use) | 4000 | Galvanic (STIP-3) | 1974-01-01 | Fiberglass Reinforced Plastic | Pressurized
601024 | 4 |  | 1993-07-16 |  | 1993-07-16 |  | Removed from Ground | Diesel | 4000 | Galvanic (STIP-3) | 1974-01-01 | Fiberglass Reinforced Plastic | Pressurized
601024 | 5 |  |  | yes |  | yes | Removed from Ground | Used Oil | 600 | Steel-Impressed Current | 1967-04-28 | Fiberglass Reinforced Plastic
601024 | 6 |  | 2015-11-27 | yes | 2000-07-01 | yes | Temporarily out of use | Used Oil | 600 | Galvanic (STIP-3) | 1967-04-28 | Cathodically Protected
601024 | 7 |  | 2000-07-01 |  | 2000-07-01 | yes | Currently in Use | Gas (Historical Use) | 12000 | Fiberglass | 2000-07-01 | Double-Walled Fiberglass | Pressurized
601024 | 8 |  | 2000-07-01 |  | 2000-07-01 | yes | Currently in Use | Gas (Historical Use) | 12000 | Fiberglass | 2000-07-01 | Double-Walled Fiberglass | Pressurized
601026 | 1 | [5 empty] | Removed from Ground | Gas (Historical Use) | 3000 | Bare Steel | 1959-04-30 | Galvanized Steel
601026 | 2 | [5 empty] | Removed from Ground | Gas (Historical Use) | 3000 | Bare Steel | 1959-04-30 | Bare Steel
601026 | 3 | [5 empty] | Removed from Ground | Gas (Historical Use) | 3000 | Bare Steel | 1959-04-30 | Bare Steel
601026 | 4 | [5 empty] | Removed from Ground | Gas (Historical Use) | 3000 | Bare Steel | 1959-04-30 | Bare Steel
601026 | 5 |  |  | yes |  | yes | Removed from Ground | Used Oil | 600 | Bare Steel | 1978-04-25 | Galvanized Steel
601026 | 6 | [5 empty] | Currently in Use | Other | 0 | Not Marked/Unknown |  | Not Marked
601027 | 1 | [5 empty] | Removed from Ground | Gas (Historical Use) | 4000 | Cathodically Protected Steel | 1959-04-30 | Galvanized Steel
601027 | 10 |  | 1994-08-08 |  | 1994-08-08 |  | Currently in Use | Gas (Historical Use) | 10000 | Epoxy | 1994-06-01 | Double-Walled Flex | Pressurized
601027 | 11 |  | 1994-08-08 |  | 1994-08-08 |  | Currently in Use | Gas (Historical Use) | 10000 | Epoxy | 1994-06-01 | Double-Walled Flex | Pressurized
601027 | 12 |  | 1994-08-08 |  | 1994-08-08 |  | Currently in Use | Gas (Historical Use) | 10000 | Epoxy | 1994-06-01 | Double-Walled Flex | Pressurized
601027 | 2 | [5 empty] | Removed from Ground | Gas (Historical Use) | 4000 | Cathodically Protected Steel | 1959-04-30 | Galvanized Steel
601027 | 3 | [5 empty] | Removed from Ground | Gas (Historical Use) | 4000 | Cathodically Protected Steel | 1959-04-30 | Galvanized Steel
601027 | 4 | [5 empty] | Removed from Ground | Gas (Historical Use) | 4000 | Cathodically Protected Steel | 1959-04-30 | Galvanized Steel
601027 | 5 |  |  | yes |  | yes | Removed from Ground | Used Oil | 1000 | Bare Steel | 1959-04-30 | Galvanized Steel
601027 | 6 |  |  | yes |  | yes | Removed from Ground | Used Oil | 550 | Bare Steel | 1959-04-30 | Galvanized Steel | Pressurized
601027 | 7 | [5 empty] | Removed from Ground | Diesel | 600 | Bare Steel | 1959-01-01 | Not Marked | Pressurized
601027 | 8 | [5 empty] | Removed from Ground | Diesel | 600 | Bare Steel | 1959-01-01 | Not Marked | Pressurized
601027 | 9 |  |  | yes |  | yes | Closed in Ground | Used Oil | 6000 | Not Marked/Unknown | 1994-05-24 | Not Marked
601028 | 1 | [5 empty] | Removed from Ground | Gas (Historical Use) | 3000 | Bare Steel | 1957-04-30 | Galvanized Steel
601028 | 2 | [5 empty] | Removed from Ground | Gas (Historical Use) | 3000 | Bare Steel | 1957-04-30 | Galvanized Steel
601028 | 3 | [5 empty] | Removed from Ground | Gas (Historical Use) | 3000 | Bare Steel | 1957-04-30 | Galvanized Steel
601028 | 4 | [5 empty] | Removed from Ground | Gas (Historical Use) | 6000 | Bare Steel | 1979-04-25 | Galvanized Steel
601028 | 6 |  |  | yes |  | yes | Removed from Ground | Used Oil | 1000 | Bare Steel | 1959-04-30 | Galvanized Steel
601028 | 7 | [5 empty] | Removed from Ground | Diesel | 6000 | Fiberglass | 1990-02-14 | Fiberglass Reinforced Plastic | Pressurized
601028 | 8 | [5 empty] | Removed from Ground | Gas (Historical Use) | 6000 | Fiberglass | 1990-02-14 | Fiberglass Reinforced Plastic | Pressurized
601028 | 9 | [5 empty] | Removed from Ground | Gas (Historical Use) | 6000 | Fiberglass | 1990-02-14 | Fiberglass Reinforced Plastic | Pressurized
601030 | 1 | [5 empty] | Removed from Ground | Gas (Historical Use) | 5000 | Cathodically Protected Steel | 1969-04-27 | Galvanized Steel
601030 | 2 | [5 empty] | Removed from Ground | Gas (Historical Use) | 5000 | Cathodically Protected Steel | 1969-04-27 | Galvanized Steel
601030 | 3 | [5 empty] | Removed from Ground | Gas (Historical Use) | 5000 | Cathodically Protected Steel | 1969-04-27 | Galvanized Steel
601030 | 4 | [5 empty] | Removed from Ground | Gas (Historical Use) | 5000 | Cathodically Protected Steel | 1969-04-27 | Galvanized Steel
601030 | 5 |  |  | yes |  | yes | Removed from Ground | Used Oil | 600 | Bare Steel | 1969-04-27 | Unknown
601032 | 1 | [5 empty] | Closed in Ground | Other | 8000 | Cathodically Protected Steel | 1976-01-04 | Fiberglass Reinforced Plastic | Suction (American)
601033 | 1 | [5 empty] | Removed from Ground | Gas (Historical Use) | 12000 | Bare Steel | 1981-01-02 | Galvanized Steel | Pressurized
601033 | 2 | [5 empty] | Removed from Ground | Gas (Historical Use) | 4000 | Bare Steel | 1973-01-01 | Unknown | Pressurized
601033 | 3 |  |  | yes |  | yes | Removed from Ground | Used Oil | 550 | Bare Steel | 1973-01-01 | Unknown | Gravity Fed
601034 | 1 | [5 empty] | Removed from Ground | E-10 | 12000 | Bare Steel | 1981-01-02 | Galvanized Steel | Pressurized
601035 | 0 | [5 empty] | Removed from Ground | Diesel | 1000 | Bare Steel | 1990-02-06 |  | Suction (American)
601035 | 1 | [5 empty] | Removed from Ground | Diesel | 2000 | Bare Steel | 1981-01-02 | Copper | Suction (American)
601035 | 2 | [5 empty] | Removed from Ground | Diesel | 550 | Bare Steel | 1961-01-07
601035 | 3 |  | 1991-08-05 |  | 1991-08-05 |  | Removed from Ground | Diesel | 7500 | Composite | 1991-08-05 | Fiberglass Reinforced Plastic
601035 | 4 |  | 1997-09-03 | no | 1997-09-03 | no | Currently in Use | Diesel | 8000 | Fiberglass Double Walled | 1997-09-03 | Steel/FG Secondary containment | Suction (American)
601036 | 1 | [5 empty] | Removed from Ground | Diesel | 10000 | Bare Steel | 1974-01-04 | Bare Steel | Suction (American)
601036 | 2 | [5 empty] | Closed in Ground | Other | 1000 | Bare Steel | 1989-12-01 | Bare Steel
601036 | 3 | [5 empty] | Removed from Ground | Other | 300 | Bare Steel | 1989-12-28 | Bare Steel
601036 | 4 | Overfill Alarm | 1994-06-22 | no | 1994-06-22 | no | Currently in Use | Diesel | 5000 |  | 1994-06-22 | Steel/FG Secondary containment | Suction (American)
601037 | 2 |  | 1992-07-09 | no | 1992-07-09 | no | Currently in Use | Diesel | 7500 |  | 1992-07-09 | Steel/FG Secondary containment | Suction (American)
601037 | 3 | [5 empty] | Removed from Ground | Diesel | 5000 | Bare Steel | 1967-01-01 |  | Suction (American)
601037 | 4 |  | 1998-04-15 | no | 1998-04-15 | no | Currently in Use | Diesel | 10000 |  | 1998-04-15 | Steel/FG Secondary containment | Suction (American)
601038 | 1 | [5 empty] | Removed from Ground | Diesel | 20000 | Bare Steel | 1974-01-01 | Copper | Suction (American)
601038 | 2 | [5 empty] | Removed from Ground | Diesel | 550 | Bare Steel | 1962-01-01 | Galvanized Steel | Suction (American)
601038 | 3 | [5 empty] | Removed from Ground | Diesel | 5000 | Bare Steel | 1971-08-01 |  | Suction (American)
601038 | 4 |  | 1996-03-03 | no | 1996-03-03 | no | Currently in Use | Diesel | 20000 | Fiberglass Double Walled | 1995-03-03 | Copper | Suction (American)
601038 | 5 | [5 empty] | Closed in Ground | Diesel | 120 | Bare Steel
601039 | 1 | [5 empty] | Removed from Ground | Gas (Historical Use) | 12000 | Bare Steel | 1982-01-02 | Unknown | Pressurized
601039 | 2 | [5 empty] | Removed from Ground | Gas (Historical Use) | 12000 | Double Walled | 1990-10-30 | Fiberglass Reinforced Plastic | Pressurized
601039 | 3 |  |  | yes |  | yes | Removed from Ground | Used Oil | 550 | Bare Steel | 1970-01-01 | Bare Steel | Gravity Fed
601040 | 1 | [5 empty] | Removed from Ground | Other | 2000 | Bare Steel | 1973-01-04 | Copper | Suction (American)
601040 | 2 | [5 empty] | Removed from Ground | Diesel | 1000 | Bare Steel | 1949-01-01 | Unknown
601040 | 3 |  | 1995-09-01 | no | 1995-09-01 | no | Currently in Use | Diesel | 2500 | Fiberglass Double Walled | 1995-09-01 | Copper | Suction (American)
601041 | 1 | [5 empty] | Removed from Ground | Other | 12000 | Cathodically Protected Steel | 1973-01-01 | Copper | Suction (American)
601041 | 1A | [5 empty] | Removed from Ground | Gas (Historical Use) | 3000 | Bare Steel | 1971-01-05 | Unknown
601041 | 2 | [5 empty] | Removed from Ground | Gas (Historical Use) | 12000 | Bare Steel | 1981-01-02 | Unknown
601041 | 3 |  |  | yes |  | yes | Removed from Ground | Used Oil | 1 | Marked Unknown | 1989-10-01
601041 | 5 |  | 1996-11-22 | no | 1996-11-22 | no | Currently in Use | Diesel | 6000 | Fiberglass Double Walled | 1996-11-22 | Steel/FG Secondary containment | Suction (American)
601042 | 1 | [5 empty] | Removed from Ground | Diesel | 2000 | Bare Steel | 1963-01-07 | Bare Steel | Suction (American)
601044 | 1 | [5 empty] | Removed from Ground | Gas (Historical Use) | 12000 | Bare Steel | 1975-01-04 | Unknown
601044 | 2 | [5 empty] | Removed from Ground | Empty | 3000 | Bare Steel | 1974-01-01 | Unknown
601044 | 3 |  |  | yes |  | yes | Removed from Ground | Used Oil | 550 | Bare Steel | 1974-01-01 | Unknown | Gravity Fed
601045 | 1 | [5 empty] | Removed from Ground | Gas (Historical Use) | 12000 | Cathodically Protected Steel | 1982-01-02 | Fiberglass Reinforced Plastic | Pressurized
601045 | 10 | [5 empty] | Removed from Ground | Other | 3000 | Bare Steel | 1976-01-01 | Bare Steel
601045 | 11 | [5 empty] | Removed from Ground | Other | 3000 | Bare Steel | 1980-01-03 | Unknown
601045 | 12 |  |  | yes |  | yes | Removed from Ground | Used Oil | 3000 | Bare Steel | 1980-01-03 | Unknown
601045 | 2 |  |  | yes |  | yes | Removed from Ground | Used Oil | 500 | Bare Steel | 1980-01-03 | Unknown
601045 | 3 | [5 empty] | Removed from Ground | Other | 1000 | Bare Steel | 1976-01-01 | Bare Steel
601045 | 4 | [5 empty] | Removed from Ground | Other | 1000 | Bare Steel | 1976-01-01 | Bare Steel
601045 | 5 | [5 empty] | Removed from Ground | Other | 3000 | Bare Steel | 1980-01-03 | Double Walled
601045 | 6 | [5 empty] | Removed from Ground | Other | 4000 | Bare Steel | 1976-01-01 | Bare Steel
601045 | 7 | [5 empty] | Removed from Ground | Other | 1000 | Bare Steel | 1976-01-01 | Bare Steel
601045 | 8 | [5 empty] | Removed from Ground | Other | 1000 | Bare Steel | 1976-01-01 | Bare Steel
601045 | 9 | [5 empty] | Removed from Ground | Other | 2000 | Bare Steel | 1976-01-01 | Bare Steel
601046 | 1 | [5 empty] | Removed from Ground | Other | 2000 | Bare Steel | 1973-01-04 | Bare Steel | Suction (American)
601046 | 2 | [5 empty] | Removed from Ground | Diesel | 1000 | Bare Steel | 1969-01-01 | Bare Steel | Suction (American)
601046 | 3 |  | 1998-04-08 | no | 1998-04-08 | no | Currently in Use | Diesel | 3000 |  | 1994-05-10 | Copper | Suction (American)
601047 | 1 | [5 empty] | Removed from Ground | Gas (Historical Use) | 12000 | Cathodically Protected Steel | 1982-08-01 | Fiberglass Reinforced Plastic | Pressurized
601047 | 2 | [5 empty] | Removed from Ground | Diesel | 7500 | Bare Steel | 1992-02-07 | Unknown | Suction (American)
601049 | 1AST | [5 empty] | Permanently Out of Use - historical purposes | Diesel | 25000 | Composite | 1980-07-31 | Bare Steel | Suction (American)
601049 | 2 |  | 1994-05-13 | no | 1994-05-13 | no | Currently in Use | Kerosene | 20000 | Fiberglass Double Walled | 1994-05-13 | Fiberglass Reinforced Plastic | Suction (American)
601049 | 3 |  | 1994-05-13 | no | 1994-05-13 | no | Currently in Use | Kerosene | 20000 | Fiberglass Double Walled | 1994-05-13 | Fiberglass Reinforced Plastic | Suction (American)
601051 | 1 | [5 empty] | Removed from Ground | Gas (Historical Use) | 3000 | Bare Steel | 1958-04-30 | Galvanized Steel
601051 | 2 | [5 empty] | Removed from Ground | Gas (Historical Use) | 3000 | Bare Steel | 1951-05-02 | Galvanized Steel
601051 | 3 | [5 empty] | Removed from Ground | Gas (Historical Use) | 3000 | Bare Steel | 1951-05-02 | Galvanized Steel
601051 | 4 | [5 empty] | Removed from Ground | Diesel | 3000 | Bare Steel | 1951-05-02 | Galvanized Steel
601051 | 5 |  |  | yes |  | yes | Removed from Ground | Used Oil | 550 | Bare Steel | 1951-05-02 | Galvanized Steel
601051 | 6 |  |  | yes |  | yes | Removed from Ground | Used Oil | 550 | Bare Steel | 1951-05-02 | Galvanized Steel
601052 | 1 | [5 empty] | Removed from Ground | Gas (Historical Use) | 6000 | Cathodically Protected Steel | 1971-01-01 | Galvanized Steel
601052 | 2 | [5 empty] | Removed from Ground | Gas (Historical Use) | 6000 | Cathodically Protected Steel | 1971-01-01 | Galvanized Steel
601052 | 3 | [5 empty] | Removed from Ground | Gas (Historical Use) | 6000 | Cathodically Protected Steel | 1971-01-01 | Galvanized Steel
601052 | 4 | [5 empty] | Removed from Ground | Gas (Historical Use) | 6000 | Cathodically Protected Steel | 1971-01-01 | Galvanized Steel
601052 | 5 |  |  | yes |  | yes | Removed from Ground | Used Oil | 600 | Cathodically Protected Steel | 1970-04-27 | Galvanized Steel
601053 | 1 | [5 empty] | Removed from Ground | Gas (Historical Use) | 5000 | Cathodically Protected Steel | 1970-04-27 | Galvanized Steel
601053 | 2 | [5 empty] | Removed from Ground | Gas (Historical Use) | 5000 | Cathodically Protected Steel | 1970-04-27 | Galvanized Steel
601053 | 3 | [5 empty] | Removed from Ground | Gas (Historical Use) | 5000 | Cathodically Protected Steel | 1970-04-27 | Galvanized Steel
601053 | 4 | [5 empty] | Removed from Ground | Gas (Historical Use) | 5000 | Cathodically Protected Steel | 1970-04-27 | Galvanized Steel
601053 | 5 |  |  | yes |  | yes | Removed from Ground | Used Oil | 600 | Bare Steel | 1970-04-27 | Galvanized Steel | Gravity Fed
601053 | 6 | Ball Float | 1991-07-08 |  | 1991-07-08 |  | Currently in Use | Gas (Historical Use) | 5000 | Galvanic (STIP-3) | 1991-07-08 | Fiberglass Reinforced Plastic | Pressurized
601053 | 7 | Ball Float | 1991-07-08 |  | 1991-07-08 |  | Currently in Use | Gas (Historical Use) | 6000 | Galvanic (STIP-3) | 1991-07-08 | Fiberglass Reinforced Plastic | Pressurized
601053 | 8 | Ball Float | 1991-07-08 |  | 1991-07-08 |  | Currently in Use | Gas (Historical Use) | 8000 | Galvanic (STIP-3) | 1991-07-08 | Fiberglass Reinforced Plastic | Pressurized
601053 | 9 |  |  | yes | 1991-07-08 | yes | Removed from Ground | Used Oil | 550 | Cathodically Protected Steel | 1991-07-08 | Fiberglass Reinforced Plastic
601054 | 1 |  | 1995-01-01 |  |  |  | Removed from Ground | Gas (Historical Use) | 12000 | Double Walled | 1956-04-30 | Fiberglass Reinforced Plastic | Pressurized
601054 | 2 |  |  | yes |  | yes | Removed from Ground | Used Oil | 550 | Bare Steel | 1991-04-15 | Galvanized Steel
601054 | 3 | [5 empty] | Removed from Ground | Gas (Historical Use) | 3000 | Bare Steel | 1956-04-30 | Galvanized Steel
601054 | 4 | [5 empty] | Removed from Ground | Gas (Historical Use) | 3000 | Bare Steel | 1956-04-30 | Galvanized Steel
601054 | 5 | [5 empty] | Removed from Ground | Gas (Historical Use) | 3000 | Bare Steel | 1956-04-30 | Galvanized Steel
601054 | 6 | [5 empty] | Removed from Ground | Other | 1000 | Bare Steel | 1956-04-30 | Galvanized Steel
601054 | 7 |  | 1994-06-13 |  | 1994-06-13 |  | Currently in Use | Gas (Historical Use) | 12000 | Composite Double Walled | 1994-06-13 | Double-Walled Fiberglass | Pressurized
601054 | 8 |  | 1994-06-13 |  | 1994-06-13 |  | Currently in Use | Diesel | 12000 | Composite Double Walled | 1994-06-13 | Double-Walled Fiberglass | Pressurized
601054 | 9 |  | 1994-06-13 |  | 1994-06-13 |  | Currently in Use | Gas (Historical Use) | 12000 | Composite Double Walled | 1994-06-13 | Double-Walled Fiberglass | Pressurized
601056 | 1 | Ball Float | 1997-06-21 |  | 1984-04-23 |  | Currently in Use | Gas (Historical Use) | 10000 | Fiberglass | 1984-04-23 | Double-Walled Flex | Pressurized
601056 | 2 | Ball Float | 1997-06-21 |  | 1984-04-23 |  | Currently in Use | Gas (Historical Use) | 10000 | Fiberglass | 1984-04-23 | Double-Walled Flex | Pressurized
601056 | 3 | Ball Float | 1997-06-21 |  | 1984-04-23 |  | Currently in Use | Gas (Historical Use) | 10000 | Fiberglass | 1984-04-23 | Double-Walled Flex | Pressurized
601058 | 1 | [5 empty] | Removed from Ground | Gas (Historical Use) | 10000 | Cathodically Protected Steel | 1983-04-24 | Galvanized Steel | Pressurized
601058 | 1A |  | 1991-09-17 |  | 1991-09-17 |  | Currently in Use | Diesel | 12000 | Galvanic (STIP-3) | 1991-09-17 | Galvanized Steel | Pressurized
601058 | 2 | [5 empty] | Removed from Ground | Gas (Historical Use) | 10000 | Cathodically Protected Steel | 1983-04-24 | Galvanized Steel | Pressurized
601058 | 2A |  | 1991-09-17 |  | 1991-09-17 |  | Currently in Use | Gas (Historical Use) | 12000 | Galvanic (STIP-3) | 1991-09-17 | Galvanized Steel | Pressurized
601058 | 3 | [5 empty] | Removed from Ground | Gas (Historical Use) | 10000 | Cathodically Protected Steel | 1983-04-24 | Galvanized Steel | Pressurized
601058 | 3A |  | 1991-09-17 |  | 1991-09-17 |  | Currently in Use | Gas (Historical Use) | 12000 | Galvanic (STIP-3) | 1991-09-17 | Galvanized Steel | Pressurized
601058 | 4 | [5 empty] | Removed from Ground | Gas (Historical Use) | 10000 | Cathodically Protected Steel | 1983-04-24 | Galvanized Steel | Pressurized
601060 | 1 | [5 empty] | Removed from Ground | Gas (Historical Use) | 3000 | Cathodically Protected Steel | 1953-05-01 | Galvanized Steel
601060 | 2 | [5 empty] | Removed from Ground | Gas (Historical Use) | 4000 | Cathodically Protected Steel | 1953-05-01 | Galvanized Steel
601060 | 3 | [5 empty] | Removed from Ground | Gas (Historical Use) | 6000 | Cathodically Protected Steel | 1953-05-01 | Galvanized Steel
601060 | 4 | [5 empty] | Removed from Ground | Gas (Historical Use) | 3000 | Cathodically Protected Steel | 1953-05-01 | Galvanized Steel
601060 | 5 | [5 empty] | Removed from Ground | Gas (Historical Use) | 1000 | Cathodically Protected Steel | 1953-05-01 | Galvanized Steel
601060 | 6 | [5 empty] | Removed from Ground | Gas (Historical Use) | 500 | Cathodically Protected Steel | 1953-05-01 | Galvanized Steel
601061 | 1 | [5 empty] | Permanently Out of Use - historical purposes | Gas (Historical Use) | 3000 | Bare Steel | 1959-04-30 | Galvanized Steel
601061 | 2 | [5 empty] | Permanently Out of Use - historical purposes | Gas (Historical Use) | 3000 | Bare Steel | 1959-04-30 | Galvanized Steel
601061 | 3 | [5 empty] | Permanently Out of Use - historical purposes | Gas (Historical Use) | 3000 | Bare Steel | 1958-04-30 | Galvanized Steel
601061 | 4 | [5 empty] | Permanently Out of Use - historical purposes | Gas (Historical Use) | 3000 | Bare Steel | 1958-04-30 | Galvanized Steel
601061 | 5 | [5 empty] | Permanently Out of Use - historical purposes | Gas (Historical Use) | 4000 | Bare Steel | 1970-04-27 | Galvanized Steel
601061 | 6 |  |  | yes |  | yes | Permanently Out of Use - historical purposes | Used Oil | 500 | Bare Steel | 1951-05-02 | Galvanized Steel
601062 | 1 | [5 empty] | Removed from Ground | Gas (Historical Use) | 4000 | Bare Steel | 1967-04-28 | Galvanized Steel
601062 | 2 | [5 empty] | Removed from Ground | Gas (Historical Use) | 4000 | Bare Steel | 1967-04-28 | Galvanized Steel
601062 | 3 | [5 empty] | Removed from Ground | Gas (Historical Use) | 4000 | Bare Steel | 1967-04-28 | Galvanized Steel
601062 | 4 | [5 empty] | Removed from Ground | Gas (Historical Use) | 4000 | Bare Steel | 1967-04-28 | Galvanized Steel
601062 | 5 | [5 empty] | Removed from Ground | Gas (Historical Use) | 8000 | Bare Steel | 1967-04-28 | Galvanized Steel
601062 | 6 |  |  | yes |  | yes | Removed from Ground | Used Oil | 500 | Bare Steel | 1967-04-28 | Galvanized Steel
601062 | 7 | Flapper Valve | 1993-10-01 | no | 1993-10-01 | no | Currently in Use | Regular | 10000 | Fiberglass | 1993-10-01 | Fiberglass Reinforced Plastic | Pressurized
601062 | 8 | Flapper Valve | 1993-10-01 | no | 1993-10-01 | no | Currently in Use | Premium | 10000 | Fiberglass | 1993-10-01 | Fiberglass Reinforced Plastic | Pressurized
601062 | 9 | Flapper Valve | 1993-10-01 | no | 1993-10-01 | no | Currently in Use | Diesel | 10000 | Fiberglass | 1993-10-01 | Fiberglass Reinforced Plastic | Pressurized
601064 | 1 |  | 1982-04-24 |  | 1982-04-24 |  | Currently in Use | Gas (Historical Use) | 10000 | Fiberglass | 1982-04-24 | Fiberglass Reinforced Plastic | Pressurized
601064 | 2 |  | 1982-04-24 |  | 1982-04-24 |  | Currently in Use | Gas (Historical Use) | 10000 | Fiberglass | 1982-04-24 | Fiberglass Reinforced Plastic | Pressurized
601064 | 3 |  | 1982-04-24 |  | 1982-04-24 |  | Currently in Use | Gas (Historical Use) | 10000 | Fiberglass | 1982-04-24 | Fiberglass Reinforced Plastic | Pressurized
601064 | 4 |  | 1982-04-24 |  | 1982-04-24 |  | Currently in Use | Gas (Historical Use) | 10000 | Fiberglass | 1982-04-24 | Fiberglass Reinforced Plastic | Pressurized
601064 | 5 |  | 2007-01-16 | yes | 1966-04-28 | yes | Currently in Use | Used Oil | 500 | Fiberglass | 1966-04-28 | Fiberglass Reinforced Plastic | Pressurized
601065 | 1 |  | 1984-04-23 |  | 1984-04-23 |  | Removed from Ground | Gas (Historical Use) | 10000 | Cathodically Protected Steel | 1984-04-23 | Galvanized Steel | Pressurized
601065 | 2 |  | 1984-04-23 |  | 1984-04-23 |  | Removed from Ground | Gas (Historical Use) | 10000 | Galvanic (STIP-3) | 1984-04-23 | Galvanized Steel | Pressurized
601065 | 247008 | Ball Float | 2005-03-25 | no | 2005-03-25 | no | Currently in Use | Premium | 12000 | Fiberglass | 2005-02-07 | Double-Walled Fiberglass | Pressurized
601065 | 247022A | Ball Float | 2005-03-25 | no | 2005-03-25 | no | Currently in Use | Regular | 8000 | Fiberglass | 2005-02-07 | Double-Walled Fiberglass | Pressurized
601065 | 247022B | Ball Float | 2005-03-25 | no | 2005-03-25 | no | Currently in Use | Diesel | 4000 | Fiberglass | 2005-02-07 | Double-Walled Fiberglass | Pressurized
601065 | 3 |  | 1984-04-23 |  | 1984-04-23 |  | Removed from Ground | Gas (Historical Use) | 10000 | Galvanic (STIP-3) | 1984-04-23 | Galvanized Steel | Pressurized
601065 | 4 |  | 1984-04-23 |  | 1984-04-23 |  | Removed from Ground | Gas (Historical Use) | 10000 | Galvanic (STIP-3) | 1984-04-23 | Galvanized Steel | Pressurized
601067 | 1 | [5 empty] | Removed from Ground | Gas (Historical Use) | 4000 | Bare Steel | 1968-04-27 | Galvanized Steel
601067 | 10 | Ball Float | 1987-01-01 |  | 1987-01-01 |  | Removed from Ground | Gas (Historical Use) | 10000 | Cathodically Protected Steel | 1987-01-01 | Galvanized Steel | Pressurized
601067 | 11 | Ball Float | 1987-01-01 |  | 1987-01-01 |  | Removed from Ground | Gas (Historical Use) | 10000 | Cathodically Protected Steel | 1987-01-01 | Galvanized Steel | Pressurized
601067 | 12 |  |  | no |  | no | Removed from Ground | Not Marked/Tank Removed | 500 | Unknown | 2015-08-10
601067 | 13 |  |  | no |  | no | Removed from Ground | Not Marked/Tank Removed | 500 | Unknown | 2015-08-10
601067 | 2 | [5 empty] | Removed from Ground | Gas (Historical Use) | 4000 | Bare Steel | 1968-04-27 | Galvanized Steel
601067 | 3 | [5 empty] | Removed from Ground | Gas (Historical Use) | 4000 | Bare Steel | 1968-04-27 | Galvanized Steel
601067 | 4 | Ball Float |  |  |  |  | Removed from Ground | Gas (Historical Use) | 4000 | Galvanic (STIP-3) | 1968-04-27 | Galvanized Steel
601067 | 5 | Ball Float | 1977-04-25 |  | 1977-04-25 |  | Removed from Ground | Gas (Historical Use) | 10000 | Galvanic (STIP-3) | 1976-04-25 | Galvanized Steel | Pressurized
601067 | 6 |  | 1977-04-25 |  | 1977-04-25 |  | Removed from Ground | Gas (Historical Use) | 6000 | Bare Steel | 1977-04-25 | Galvanized Steel | Pressurized
601067 | 7 | [5 empty] | Removed from Ground | Gas (Historical Use) | 10000 | Cathodically Protected Steel | 1977-04-25 | Galvanized Steel
601067 | 8 |  |  | yes |  | yes | Removed from Ground | Used Oil | 500 | Bare Steel | 1968-04-27 | Galvanized Steel
601067 | 9 | Ball Float | 1987-01-01 |  | 1987-01-01 |  | Removed from Ground | Gas (Historical Use) | 10000 | Galvanic (STIP-3) | 1987-01-01 | Galvanized Steel | Pressurized
601068 | 1 | Ball Float | 1983-04-24 |  | 1983-04-24 |  | Currently in Use | Gas (Historical Use) | 10000 | Steel-Impressed Current | 1983-04-24 | Steel (Impressed Current) | Pressurized
601068 | 2 | Ball Float | 1983-04-24 |  | 1983-04-24 |  | Currently in Use | Gas (Historical Use) | 10000 | Steel-Impressed Current | 1983-04-24 | Steel (Impressed Current) | Pressurized
601068 | 3 | Ball Float | 1983-04-24 |  | 1983-04-24 |  | Currently in Use | Gas (Historical Use) | 10000 | Steel-Impressed Current | 1983-04-24 | Steel (Impressed Current) | Pressurized
601068 | 4 | Ball Float | 1983-04-24 |  | 1983-04-24 |  | Currently in Use | Gas (Historical Use) | 10000 | Steel-Impressed Current | 1983-04-24 | Steel (Impressed Current) | Pressurized
601069 | 1 | Overfill Alarm | 1989-03-01 |  | 1989-03-01 |  | Temporarily out of use | Gas (Historical Use) | 10000 | Steel-Impressed Current | 1989-03-01 | Steel (Impressed Current) | Pressurized
601069 | 2 | Overfill Alarm | 1989-03-01 |  | 1989-03-01 |  | Temporarily out of use | Gas (Historical Use) | 10000 | Steel-Impressed Current | 1989-03-01 | Steel (Impressed Current) | Pressurized
601069 | 3 | Overfill Alarm | 1989-03-01 |  | 1989-03-01 |  | Temporarily out of use | Gas (Historical Use) | 10000 | Steel-Impressed Current | 1989-03-01 | Steel (Impressed Current) | Pressurized
601069 | 4 | Overfill Alarm | 1989-03-01 |  | 1989-03-01 |  | Temporarily out of use | Gas (Historical Use) | 10000 | Steel-Impressed Current | 1989-03-01 | Steel (Impressed Current) | Pressurized
601070 | 1 | [5 empty] | Removed from Ground | Gas (Historical Use) | 6000 | Bare Steel | 1968-04-27 | Galvanized Steel
601070 | 2 | [5 empty] | Removed from Ground | Gas (Historical Use) | 6000 | Bare Steel | 1968-04-27 | Galvanized Steel
601070 | 3 | [5 empty] | Removed from Ground | Gas (Historical Use) | 6000 | Bare Steel | 1968-04-27 | Galvanized Steel
601070 | 4 | [5 empty] | Removed from Ground | Gas (Historical Use) | 6000 | Bare Steel | 1968-04-27 | Galvanized Steel
601070 | 5 |  |  | yes |  | yes | Removed from Ground | Used Oil | 550 | Bare Steel | 1968-04-27 | Galvanized Steel
601070 | 6 | [5 empty] | Removed from Ground | Diesel | 550 | Bare Steel | 1968-04-27 | Galvanized Steel
601070 | 7 |  | 2001-06-21 |  | 2001-06-21 |  | Currently in Use | Gas (Historical Use) | 12000 | Fiberglass | 2001-05-31 | Fiberglass Reinforced Plastic | Pressurized
601070 | 8 |  | 2001-06-21 |  | 2001-06-21 |  | Currently in Use | Gas (Historical Use) | 10000 | Fiberglass | 2001-05-31 | Fiberglass Reinforced Plastic | Pressurized
601070 | 9 |  | 2001-06-21 |  | 2001-06-21 |  | Currently in Use | Diesel | 10000 | Fiberglass | 2001-05-31 | Fiberglass Reinforced Plastic | Pressurized
601071 | 1 | Ball Float | 1969-04-27 | no | 1969-04-27 | no | Currently in Use | Regular | 10000 | Steel-Impressed Current | 1969-04-27 | Fiberglass Reinforced Plastic | Pressurized
601071 | 2 | Ball Float | 1969-04-27 | no | 1969-04-27 | no | Currently in Use | Premium | 8000 | Steel-Impressed Current | 1969-04-27 | Fiberglass Reinforced Plastic | Pressurized
601071 | 3 | Ball Float | 1969-04-27 | no | 1969-04-27 | no | Currently in Use | Diesel | 8000 | Steel-Impressed Current | 1969-04-27 | Fiberglass Reinforced Plastic | Pressurized
601071 | 4 |  |  | yes | 1969-04-27 | yes | Removed from Ground | Used Oil | 1000 | Steel-Impressed Current | 1969-04-27 | Cathodically Protected | Pressurized
601072 | 1 | [5 empty] | Permanently Out of Use - historical purposes | Gas (Historical Use) | 8000 | Bare Steel | 1970-04-27 | Galvanized Steel
601072 | 1A |  | 1987-10-30 |  | 1987-10-30 |  | Currently in Use | Gas (Historical Use) | 10000 | Galvanic (STIP-3) | 1987-10-30 | Galvanized Steel | Pressurized
601072 | 2 | [5 empty] | Permanently Out of Use - historical purposes | Gas (Historical Use) | 6000 | Bare Steel | 1970-04-27 | Galvanized Steel
601072 | 2A |  | 1987-10-30 |  | 1987-10-30 |  | Currently in Use | Gas (Historical Use) | 10000 | Galvanic (STIP-3) | 1987-10-30 | Galvanized Steel | Pressurized
601072 | 3 | [5 empty] | Permanently Out of Use - historical purposes | Gas (Historical Use) | 6000 | Bare Steel | 1970-04-27 | Galvanized Steel
601072 | 3A |  | 1987-10-30 |  | 1987-10-30 |  | Currently in Use | Gas (Historical Use) | 10000 | Galvanic (STIP-3) | 1987-10-30 | Galvanized Steel | Pressurized
601072 | 4 |  |  | yes |  | yes | Permanently Out of Use - historical purposes | Used Oil | 1000 | Bare Steel | 1970-04-27 | Galvanized Steel
601072 | 4A |  | 1987-10-30 |  | 1987-10-30 |  | Currently in Use | Diesel | 10000 | Galvanic (STIP-3) | 1987-01-30 | Galvanized Steel
601073 | 1 | [5 empty] | Removed from Ground | Gas (Historical Use) | 10000 | Bare Steel | 1971-04-27 | Galvanized Steel
601073 | 2 | [5 empty] | Removed from Ground | Gas (Historical Use) | 8000 | Bare Steel | 1971-04-27 | Galvanized Steel
601073 | 3 | [5 empty] | Removed from Ground | Gas (Historical Use) | 6000 | Bare Steel | 1971-04-27 | Galvanized Steel
601073 | 4 |  |  | yes |  | yes | Removed from Ground | Used Oil | 1000 | Bare Steel | 1971-04-27 | Galvanized Steel
601074 | 1 |  | 1983-04-24 |  | 1983-04-24 |  | Currently in Use | Gas (Historical Use) | 10000 | Galvanic (STIP-3) | 1983-04-24 | Steel (Impressed Current) | Pressurized
601074 | 2 |  | 1983-04-24 |  | 1983-04-24 |  | Currently in Use | Gas (Historical Use) | 10000 | Galvanic (STIP-3) | 1983-04-24 | Steel (Impressed Current) | Pressurized
601074 | 3 |  | 1983-04-24 |  | 1983-04-24 |  | Currently in Use | Gas (Historical Use) | 10000 | Galvanic (STIP-3) | 1983-04-24 | Steel (Impressed Current) | Pressurized
601074 | 4 |  | 1983-04-24 |  | 1983-04-24 |  | Temporarily out of use | Diesel | 10000 | Galvanic (STIP-3) | 1983-04-24 | Steel (Impressed Current) | Pressurized
601075 | 1 | [5 empty] | Removed from Ground | Gas (Historical Use) | 10000 | Bare Steel | 1969-04-27 | Galvanized Steel
601075 | 2 | [5 empty] | Removed from Ground | Gas (Historical Use) | 8000 | Bare Steel | 1969-04-27 | Galvanized Steel
601075 | 3 | [5 empty] | Removed from Ground | Gas (Historical Use) | 8000 | Bare Steel | 1969-04-27 | Galvanized Steel
601075 | 4 |  |  | yes |  | yes | Removed from Ground | Used Oil | 1000 | Bare Steel | 1969-04-27 | Galvanized Steel
601075 | 5 | Overfill Alarm | 1987-11-01 |  | 1987-11-01 |  | Currently in Use | Gas (Historical Use) | 10000 | Fiberglass | 1987-11-01 | Fiberglass Reinforced Plastic | Pressurized
601075 | 6 | Overfill Alarm | 1987-11-01 |  | 1987-11-01 |  | Currently in Use | Gas (Historical Use) | 10000 | Fiberglass | 1987-11-01 | Fiberglass Reinforced Plastic | Pressurized
601075 | 7 | Overfill Alarm | 1987-11-01 |  | 1987-11-01 |  | Currently in Use | Gas (Historical Use) | 10000 | Fiberglass | 1987-11-01 | Fiberglass Reinforced Plastic | Pressurized
601075 | 8 | Overfill Alarm | 1987-11-01 |  | 1987-11-01 |  | Currently in Use | Gas (Historical Use) | 10000 | Fiberglass | 1987-11-01 | Fiberglass Reinforced Plastic | Pressurized
601076 | 1 | Ball Float | 1970-04-27 |  | 1970-04-27 | yes | Removed from Ground | Gas (Historical Use) | 10000 | Steel-Impressed Current | 1970-04-27 | Steel (Impressed Current) | Pressurized
601076 | 2 | Ball Float | 1970-04-27 |  | 1970-04-27 | yes | Removed from Ground | Gas (Historical Use) | 10000 | Steel-Impressed Current | 1970-04-27 | Steel (Impressed Current) | Pressurized
601076 | 3 | Ball Float | 1970-04-24 |  | 1970-04-24 | yes | Removed from Ground | Gas (Historical Use) | 8000 | Steel-Impressed Current | 1970-04-27 | Steel (Impressed Current) | Pressurized
601076 | 4 |  | 1970-04-27 | yes | 2010-04-27 | yes | Removed from Ground | Used Oil | 1000 | Steel-Impressed Current | 1970-04-27 | Not Marked | Gravity Fed
601076 | 5 | Ball Float | 2014-06-05 | no | 2014-06-05 | no | Currently in Use | Diesel | 6000 | Tank Jacket | 2014-06-05 | Fiberglass Reinforced Plastic | Pressurized
601076 | 6 | Ball Float | 2014-06-05 | no | 2014-06-05 | no | Currently in Use | Gas (Historical Use) | 6000 | Tank Jacket | 2014-06-05 | Double-Walled Fiberglass | Pressurized
601076 | 7 | Ball Float | 2014-06-05 | no | 2014-06-05 | no | Currently in Use | Gas (Historical Use) | 12000 | Tank Jacket | 2014-06-05 | Double-Walled Flex | Pressurized
601077 | 1 | [5 empty] | Removed from Ground | Gas (Historical Use) | 1000 | Bare Steel | 1969-04-27 | Galvanized Steel
601077 | 2 | [5 empty] | Removed from Ground | Gas (Historical Use) | 8000 | Bare Steel | 1969-04-27 | Galvanized Steel
601077 | 3 | [5 empty] | Removed from Ground | Gas (Historical Use) | 8000 | Bare Steel | 1969-04-27 | Galvanized Steel
601077 | 4 |  |  | yes |  | yes | Removed from Ground | Used Oil | 1000 | Bare Steel | 1969-04-27 | Galvanized Steel
601078 | 1 |  | 1978-04-25 |  | 1978-04-25 |  | Removed from Ground | Gas (Historical Use) | 10000 | Steel-Impressed Current | 1978-04-25 | Galvanized Steel | Pressurized
601078 | 2 |  | 1978-04-25 |  | 1978-04-25 |  | Removed from Ground | Gas (Historical Use) | 10000 | Steel-Impressed Current | 1978-04-25 | Galvanized Steel | Pressurized
601078 | 3 |  | 1978-04-25 |  | 1978-04-25 |  | Removed from Ground | Gas (Historical Use) | 10000 | Steel-Impressed Current | 1978-04-25 | Galvanized Steel | Pressurized
601078 | 4 |  |  | yes | 1978-04-25 | yes | Removed from Ground | Used Oil | 1000 | Steel-Impressed Current | 1978-04-25 | Galvanized Steel | Pressurized
601079 | 1 | [5 empty] | Removed from Ground | Gas (Historical Use) | 6000 | Bare Steel | 1976-04-25 | Galvanized Steel
601079 | 2 | [5 empty] | Removed from Ground | Gas (Historical Use) | 8000 | Bare Steel | 1976-04-25 | Galvanized Steel
601079 | 3 | [5 empty] | Removed from Ground | Gas (Historical Use) | 8000 | Bare Steel | 1976-04-25 | Galvanized Steel
601079 | 4 | [5 empty] | Removed from Ground | Gas (Historical Use) | 8000 | Bare Steel | 1976-04-25 | Galvanized Steel
601079 | 5 | Ball Float | 1987-01-01 |  | 1987-01-01 |  | Removed from Ground | Gas (Historical Use) | 10000 | Galvanic (STIP-3) | 1987-01-01 | Galvanized Steel | Pressurized
601079 | 6 | Ball Float | 1987-01-01 |  | 1987-01-01 |  | Removed from Ground | Gas (Historical Use) | 10000 | Galvanic (STIP-3) | 1987-01-01 | Galvanized Steel | Pressurized
601079 | 7 | Ball Float | 1987-01-01 |  | 1987-01-01 |  | Removed from Ground | Gas (Historical Use) | 10000 | Galvanic (STIP-3) | 1987-01-01 | Galvanized Steel | Pressurized
601081 | 1 | Ball Float | 1996-12-12 | no | 1996-12-12 | no | Currently in Use | Gas (Historical Use) | 10000 | Steel-Impressed Current | 1981-04-24 | Double-Walled Fiberglass | Pressurized
601081 | 2 | Ball Float | 1996-12-12 | no | 1996-12-12 | no | Currently in Use | Diesel | 10000 | Composite | 1981-04-24 | Double-Walled Fiberglass | Pressurized
601081 | 3 | Flapper Valve | 1996-12-12 | no | 1996-12-12 | no | Currently in Use | Regular | 10000 | Steel-Impressed Current | 1981-04-24 | Double-Walled Fiberglass | Pressurized
601082 | 1 |  | 1981-04-24 |  | 1981-04-24 |  | Removed from Ground | Gas (Historical Use) | 10000 | Steel-Impressed Current | 1981-04-24 | Galvanized Steel | Pressurized
601082 | 2 |  | 1981-04-24 |  | 1981-04-24 |  | Removed from Ground | Gas (Historical Use) | 10000 | Steel-Impressed Current | 1981-04-24 | Galvanized Steel | Pressurized
601082 | 3 |  | 1981-04-24 |  | 1981-04-24 |  | Removed from Ground | Gas (Historical Use) | 10000 | Steel-Impressed Current | 1981-04-24 | Galvanized Steel | Pressurized
601082 | 4 |  | 2000-11-04 |  | 2000-11-04 |  | Currently in Use | Gas (Historical Use) | 10000 | Double Walled | 2000-11-01 | Double Walled | Pressurized
601082 | 5 |  | 2000-11-04 |  | 2000-11-04 |  | Currently in Use | Gas (Historical Use) | 10000 | Double Walled | 2000-11-01 | Double Walled | Pressurized
601082 | 6 |  | 2000-11-04 |  | 2000-11-04 |  | Currently in Use | Gas (Historical Use) | 10000 | Double Walled | 2000-11-01 | Double Walled | Pressurized
601082 | 7 |  | 2000-11-04 |  | 2000-11-04 |  | Currently in Use | Gas (Historical Use) | 10000 | Double Walled | 2000-11-01 | Double Walled | Pressurized
601083 | 1 | [5 empty] | Removed from Ground | Gas (Historical Use) | 12000 | Bare Steel | 1984-04-23 | Galvanized Steel
601083 | 2 | [5 empty] | Removed from Ground | Gas (Historical Use) | 12000 | Bare Steel | 1984-04-23 | Galvanized Steel
601083 | 3 | [5 empty] | Removed from Ground | Gas (Historical Use) | 12000 | Bare Steel | 1984-04-23 | Galvanized Steel
601083 | 4 | Flapper Valve | 1991-04-05 |  | 1991-04-05 |  | Currently in Use | Diesel | 10000 | Galvanic (STIP-3) | 1991-04-05 | Steel (Impressed Current) | Pressurized
601083 | 5 | Flapper Valve | 1991-04-05 |  | 1991-04-05 |  | Currently in Use | Gas (Historical Use) | 10000 | Galvanic (STIP-3) | 1991-04-05 | Steel (Impressed Current) | Pressurized
601083 | 6 | Flapper Valve | 1991-04-05 |  | 1991-04-05 |  | Currently in Use | Gas (Historical Use) | 10000 | Galvanic (STIP-3) | 1991-04-05 | Steel (Impressed Current) | Pressurized
601084 | 1 |  | 1977-04-25 |  | 1977-04-25 |  | Permanently Out of Use - historical purposes | Gas (Historical Use) | 6000 | Cathodically Protected Steel | 1977-04-25 | Galvanized Steel | Pressurized
601084 | 2 |  | 1977-04-25 |  | 1977-04-25 |  | Permanently Out of Use - historical purposes | Gas (Historical Use) | 6000 | Cathodically Protected Steel | 1977-04-25 | Galvanized Steel | Pressurized
601084 | 3 |  | 1977-04-25 |  | 1977-04-25 |  | Permanently Out of Use - historical purposes | Gas (Historical Use) | 8000 | Cathodically Protected Steel | 1977-04-25 | Galvanized Steel | Pressurized
601084 | 4 |  | 1977-04-25 |  | 1977-04-25 |  | Permanently Out of Use - historical purposes | Gas (Historical Use) | 8000 | Cathodically Protected Steel | 1977-04-25 | Galvanized Steel | Pressurized
601084 | 5 | Ball Float | 1998-03-05 |  | 1998-03-05 |  | Currently in Use | Gas (Historical Use) | 10000 | Fiberglass Double Walled | 1998-02-22 | Double-Walled Flex | Pressurized
601084 | 6 | Ball Float | 1998-03-05 |  | 1998-03-05 |  | Currently in Use | Gas (Historical Use) | 10000 | Fiberglass Double Walled | 1998-02-22 | Double-Walled Flex | Pressurized
601084 | 7 | Ball Float | 1998-03-05 |  | 1998-03-05 |  | Currently in Use | Gas (Historical Use) | 10000 | Fiberglass Double Walled | 1998-02-22 | Double-Walled Flex | Pressurized
601085 | 1 | [5 empty] | Removed from Ground | Gas (Historical Use) | 10000 | Bare Steel | 1981-04-24 | Galvanized Steel
601085 | 10 | Ball Float | 2001-10-01 |  | 2001-08-30 |  | Currently in Use | Gas (Historical Use) | 10000 | Double Walled | 2001-07-31 | Double Walled | Pressurized
601085 | 11 | Ball Float | 2001-10-01 |  | 2001-08-30 |  | Currently in Use | Gas (Historical Use) | 10000 | Double Walled | 2001-07-31 | Double Walled | Pressurized
601085 | 2 | [5 empty] | Removed from Ground | Gas (Historical Use) | 10000 | Bare Steel | 1981-04-24 | Galvanized Steel
601085 | 3 | [5 empty] | Removed from Ground | Gas (Historical Use) | 10000 | Bare Steel | 1981-04-24 | Galvanized Steel
601085 | 4 |  | 1989-02-20 |  | 1989-02-20 |  | Removed from Ground | Gas (Historical Use) | 10000 | Galvanic (STIP-3) | 1989-02-20 | Galvanized Steel | Pressurized
601085 | 5 |  | 1989-02-20 |  | 1989-02-20 |  | Removed from Ground | Gas (Historical Use) | 10000 | Galvanic (STIP-3) | 1989-02-20 | Galvanized Steel | Pressurized
601085 | 6 |  | 1989-02-20 |  | 1989-02-20 |  | Removed from Ground | Gas (Historical Use) | 10000 | Galvanic (STIP-3) | 1989-02-20 | Galvanized Steel | Pressurized
601085 | 7 |  | 1989-02-20 |  | 1989-02-20 |  | Removed from Ground | Gas (Historical Use) | 10000 | Galvanic (STIP-3) | 1989-02-20 | Galvanized Steel | Pressurized
601085 | 8 | Ball Float | 2001-10-01 |  | 2001-08-30 |  | Currently in Use | Gas (Historical Use) | 10000 | Double Walled | 2001-07-31 | Double Walled | Pressurized
601085 | 9 | Ball Float | 2001-10-01 |  | 2001-08-30 |  | Currently in Use | Diesel | 10000 | Double Walled | 2001-07-31 | Double Walled | Pressurized
601086 | 1 | Ball Float | 1984-04-23 |  | 1984-04-23 |  | Currently in Use | Diesel | 10000 | Galvanic (STIP-3) | 1984-04-23 | Fiberglass Reinforced Plastic | Pressurized
601086 | 2 | Ball Float | 1984-04-23 |  | 1984-04-23 |  | Currently in Use | Gas (Historical Use) | 10000 | Galvanic (STIP-3) | 1984-04-23 | Fiberglass Reinforced Plastic | Pressurized
601086 | 3 | Ball Float | 1984-04-23 |  | 1984-04-23 |  | Currently in Use | Gas (Historical Use) | 10000 | Galvanic (STIP-3) | 1984-04-23 | Fiberglass Reinforced Plastic | Pressurized
601087 | 1 |  | 1983-04-24 |  | 1983-04-24 |  | Removed from Ground | Gas (Historical Use) | 10000 | Galvanic (STIP-3) | 1983-04-24 | Fiberglass Reinforced Plastic | Pressurized
601087 | 2 |  | 1983-04-24 |  | 1983-04-24 |  | Removed from Ground | Gas (Historical Use) | 10000 | Galvanic (STIP-3) | 1983-04-24 | Fiberglass Reinforced Plastic | Pressurized
601087 | 3 |  | 1983-04-24 |  | 1983-04-24 |  | Removed from Ground | Gas (Historical Use) | 10000 | Galvanic (STIP-3) | 1983-04-24 | Fiberglass Reinforced Plastic | Pressurized
601087 | 4 |  | 1983-04-24 |  | 1983-04-24 |  | Removed from Ground | Gas (Historical Use) | 10000 | Galvanic (STIP-3) | 1983-04-24 | Fiberglass Reinforced Plastic | Pressurized
601087 | 5 |  | 2004-01-01 | no | 2004-01-01 | no | Currently in Use | Gas (Historical Use) | 10000 | Fiberglass Double Walled | 2003-12-30 | Double Walled | Pressurized
601087 | 6 |  | 2004-01-01 | no | 2004-01-01 | no | Currently in Use | Gas (Historical Use) | 10000 | Fiberglass Double Walled | 2003-12-30 | Double Walled | Pressurized
601087 | 7 |  | 2004-01-01 | no | 2004-01-01 | no | Currently in Use | Gas (Historical Use) | 10000 | Fiberglass Double Walled | 2003-12-30 | Double Walled | Pressurized
601087 | 8 |  | 2004-01-01 | no | 2004-01-01 | no | Currently in Use | Gas (Historical Use) | 10000 | Fiberglass Double Walled | 2004-12-30 | Double Walled | Pressurized
601088 | 1 | [5 empty] | Removed from Ground | Gas (Historical Use) | 3000 | Bare Steel | 1960-04-29 | Galvanized Steel
601088 | 2 | [5 empty] | Removed from Ground | Gas (Historical Use) | 3000 | Bare Steel | 1960-04-29 | Galvanized Steel
601088 | 3 | [5 empty] | Removed from Ground | Gas (Historical Use) | 3000 | Bare Steel | 1960-04-29 | Galvanized Steel
601088 | 4 | [5 empty] | Removed from Ground | Gas (Historical Use) | 3000 | Bare Steel | 1960-04-29 | Galvanized Steel
601088 | 5 | [5 empty] | Removed from Ground | Gas (Historical Use) | 4000 | Bare Steel | 1970-04-27 | Galvanized Steel
601088 | 6 | [5 empty] | Removed from Ground | Gas (Historical Use) | 4000 | Bare Steel | 1978-04-25 | Galvanized Steel
601088 | 7 |  |  | yes |  | yes | Removed from Ground | Used Oil | 500 | Bare Steel | 1960-04-29 | Galvanized Steel
601089 | 1 | Flapper Valve | 1984-04-23 | no | 1984-04-23 | no | Currently in Use | Regular | 10000 | Galvanic (STIP-3) | 1984-04-23 |  | Pressurized
601089 | 2 | Flapper Valve | 1984-04-23 | no | 1984-04-23 | no | Currently in Use | Premium | 10000 | Galvanic (STIP-3) | 1984-04-23 |  | Pressurized
601089 | 3 | Flapper Valve | 1984-04-23 | no | 1984-04-23 | no | Currently in Use | Diesel | 10000 | Galvanic (STIP-3) | 1984-04-23 |  | Pressurized
601090 | 1 |  | 1998-03-01 |  | 1998-03-01 |  | Currently in Use | Diesel | 4000 | Steel-Impressed Current | 1963-04-29 | Fiberglass Reinforced Plastic | Pressurized
601090 | 2 |  | 1998-03-01 |  | 1998-03-01 |  | Currently in Use | Gas (Historical Use) | 4000 | Steel-Impressed Current | 1963-04-29 | Fiberglass Reinforced Plastic | Pressurized
601090 | 3 |  | 1998-03-01 |  | 1998-03-01 |  | Currently in Use | Gas (Historical Use) | 6000 | Steel-Impressed Current | 1963-04-29 | Fiberglass Reinforced Plastic | Pressurized
601092 | 1 | [5 empty] | Removed from Ground | Gas (Historical Use) | 6000 | Bare Steel | 1961-04-08 | Galvanized Steel
601092 | 2 | [5 empty] | Removed from Ground | Gas (Historical Use) | 6000 | Bare Steel | 1971-04-06 | Galvanized Steel
601092 | 3 | [5 empty] | Removed from Ground | Gas (Historical Use) | 4000 | Bare Steel | 1978-04-04 | Galvanized Steel
601092 | 4 | [5 empty] | Removed from Ground | Diesel | 2000 | Bare Steel | 1961-04-08 | Galvanized Steel
601092 | 5 | [5 empty] | Removed from Ground | Other | 4000 | Bare Steel | 1978-04-04 | Galvanized Steel
601092 | 6 | [5 empty] | Removed from Ground | Other | 280 | Bare Steel | 1981-04-03 | Galvanized Steel
601092 | 7 | [5 empty] | Removed from Ground | Empty | 1500 | Bare Steel | 1978-04-04 | Galvanized Steel
601092 | 8 | [5 empty] | Removed from Ground | Empty | 1000 | Bare Steel | 1968-04-06 | Galvanized Steel
601092 | 9 | [5 empty] | Removed from Ground | Other | 6000 | Bare Steel | 1978-04-04 | Galvanized Steel
601093 | 1 | [5 empty] | Removed from Ground | Gas (Historical Use) | 12000 | Fiberglass | 1980-05-01 | Bare Steel | Pressurized
601093 | 10 |  | 1993-12-17 |  | 1993-12-17 |  | Removed from Ground | Gas (Historical Use) | 10000 | Fiberglass Double Walled | 1993-12-17 | Double-Walled Fiberglass | Pressurized
601093 | 11 |  | 1993-12-17 |  | 1993-12-17 |  | Removed from Ground | Gas (Historical Use) | 10000 | Fiberglass Double Walled | 1993-12-17 | Double-Walled Fiberglass | Pressurized
601093 | 12 |  | 1993-12-17 |  | 1993-12-17 |  | Removed from Ground | Diesel | 10000 | Fiberglass Double Walled | 1993-12-17 | Double-Walled Fiberglass | Pressurized
601093 | 2 | [5 empty] | Removed from Ground | Gas (Historical Use) | 12000 | Fiberglass | 1980-05-01 | Fiberglass Reinforced Plastic | Pressurized
601093 | 3 | [5 empty] | Removed from Ground | Gas (Historical Use) | 12000 | Bare Steel | 1980-05-01 | Fiberglass Reinforced Plastic | Pressurized
601093 | 4 | [5 empty] | Removed from Ground | Gas (Historical Use) | 12000 | Fiberglass | 1980-05-01 | Fiberglass Reinforced Plastic | Pressurized
601093 | 5 | [5 empty] | Removed from Ground | Gas (Historical Use) | 12000 | Fiberglass | 1980-05-01 | Fiberglass Reinforced Plastic | Pressurized
601093 | 6 |  |  | yes |  | yes | Removed from Ground | Used Oil | 550 | Fiberglass | 1980-05-01 | Not Marked
601093 | 7 |  |  | yes |  | yes | Removed from Ground | Used Oil | 550 | Fiberglass | 1980-05-01 | Not Marked
601093 | 8 |  | 1993-12-17 |  | 1993-12-17 |  | Removed from Ground | Gas (Historical Use) | 10000 | Fiberglass Double Walled | 1993-12-17 | Double-Walled Fiberglass | Pressurized
601093 | 9 |  | 1993-12-17 |  | 1993-12-17 |  | Removed from Ground | Gas (Historical Use) | 10000 | Fiberglass Double Walled | 1993-12-17 | Double-Walled Fiberglass | Pressurized
601094 | 1 | [5 empty] | Removed from Ground | Gas (Historical Use) | 10000 | Bare Steel | 1979-05-02 | Galvanized Steel
601094 | 2 | [5 empty] | Removed from Ground | Gas (Historical Use) | 10000 | Bare Steel | 1979-05-02 | Galvanized Steel
601094 | 3 | [5 empty] | Removed from Ground | Gas (Historical Use) | 10000 | Bare Steel | 1979-05-02 | Galvanized Steel
601094 | 4 | [5 empty] | Removed from Ground | Gas (Historical Use) | 10000 | Bare Steel | 1979-05-02 | Galvanized Steel
601094 | 5 | [5 empty] | Removed from Ground | Diesel | 10000 | Bare Steel | 1994-09-21 | Galvanized Steel
601097 | 1 | Ball Float | 1992-07-01 | no | 1992-07-01 | no | Currently in Use | Gas (Historical Use) | 12000 | Galvanic (STIP-3) | 1992-07-01 | Fiberglass Reinforced Plastic | Pressurized
601097 | 1/464798 | [5 empty] | Removed from Ground | Gas (Historical Use) | 8000 | Bare Steel | 1974-04-25 | Galvanized Steel
601097 | 2 | Ball Float | 1992-07-01 | no | 1992-07-01 | no | Currently in Use | Gas (Historical Use) | 10000 | Galvanic (STIP-3) | 1992-07-01 | Fiberglass Reinforced Plastic | Pressurized
601097 | 2/384764 | [5 empty] | Removed from Ground | Gas (Historical Use) | 4000 | Bare Steel | 1965-04-27 | Galvanized Steel
601097 | 3 | Ball Float | 1992-07-01 | no | 1992-07-01 | no | Currently in Use | Gas (Historical Use) | 10000 | Galvanic (STIP-3) | 1992-07-01 | Fiberglass Reinforced Plastic | Pressurized
601097 | 3/384757 | [5 empty] | Removed from Ground | Gas (Historical Use) | 4000 | Bare Steel | 1965-04-27 | Galvanized Steel
601097 | 4 | Ball Float | 1992-07-01 | no | 1992-07-01 | no | Currently in Use | Diesel | 10000 | Galvanic (STIP-3) | 1992-07-01 | Fiberglass Reinforced Plastic | Pressurized
601097 | 4/384755 | [5 empty] | Removed from Ground | Gas (Historical Use) | 6000 | Bare Steel | 1965-04-27 | Galvanized Steel
601098 | 1 | Flapper Valve | 1998-01-01 |  | 1998-01-01 |  | Temporarily out of use | Gas (Historical Use) | 10000 | Steel-Impressed Current | 1981-05-02 | Steel (Impressed Current) | Pressurized
601098 | 2 | Flapper Valve | 1998-01-01 |  | 1998-01-01 |  | Temporarily out of use | Gas (Historical Use) | 8000 | Steel-Impressed Current | 1981-05-02 | Steel (Impressed Current) | Pressurized
601098 | 3 | Flapper Valve | 1998-01-01 |  | 1998-01-01 |  | Temporarily out of use | Diesel | 8000 | Steel-Impressed Current | 1981-05-02 | Steel (Impressed Current) | Pressurized
601099 | 1 |  | 1998-10-22 |  | 1998-10-22 |  | Currently in Use | Gas (Historical Use) | 8000 | Steel-Impressed Current | 1984-05-01 | Fiberglass Reinforced Plastic | Pressurized
601099 | 2 |  | 1998-10-22 |  | 1998-10-22 |  | Currently in Use | Gas (Historical Use) | 8000 | Steel-Impressed Current | 1984-05-01 | Fiberglass Reinforced Plastic | Pressurized
601099 | 3 |  | 1998-10-22 |  | 1998-10-22 |  | Currently in Use | Gas (Historical Use) | 10000 | Steel-Impressed Current | 1984-05-01 | Fiberglass Reinforced Plastic | Pressurized
601100 | 1 | Flapper Valve | 1997-05-01 | no | 1997-05-01 | no | Currently in Use | Regular | 10000 | Steel-Impressed Current | 1982-05-02 | Steel (Impressed Current) | Pressurized
601100 | 2 | Flapper Valve | 1997-05-01 | no | 1997-05-01 | no | Currently in Use | Regular | 8000 | Steel-Impressed Current | 1982-05-02 | Steel (Impressed Current) | Pressurized
601100 | 3 | Ball Float | 1997-05-01 | no | 1997-05-01 | no | Currently in Use | Diesel | 8000 | Steel-Impressed Current | 1982-05-02 | Steel (Impressed Current) | Pressurized
601100 | 4 | Flapper Valve | 1997-05-01 | no | 1997-05-01 | no | Currently in Use | Premium | 6000 | Steel-Impressed Current | 1982-05-02 | Steel (Impressed Current) | Pressurized
601101 | 1-REG |  | 1998-12-01 |  | 1998-12-01 |  | Removed from Ground | Gas (Historical Use) | 10000 | Steel-Impressed Current | 1979-05-03 | Cathodically Protected | Pressurized
601101 | 2-UNL |  | 1998-12-01 |  | 1998-12-01 |  | Removed from Ground | Gas (Historical Use) | 8000 | Steel-Impressed Current | 1979-05-03 | Cathodically Protected | Pressurized
601101 | 3-SUL |  | 1998-12-01 |  | 1998-12-01 |  | Removed from Ground | Gas (Historical Use) | 8000 | Steel-Impressed Current | 1979-05-03 | Cathodically Protected | Pressurized
601102 | 1 |  | 1997-05-23 |  | 1997-05-23 |  | Removed from Ground | Gas (Historical Use) | 6000 | Cathodically Protected Steel | 1968-05-05 | Cathodically Protected
601102 | 2 |  | 1997-05-23 |  | 1997-05-02 |  | Removed from Ground | Gas (Historical Use) | 6000 | Cathodically Protected Steel | 1968-05-05 | Cathodically Protected
601102 | 3 |  | 1997-05-23 |  | 1997-05-23 |  | Removed from Ground | Gas (Historical Use) | 6000 | Cathodically Protected Steel | 1968-05-05 | Cathodically Protected
601104 | 1 |  | 1998-12-30 |  | 1998-12-30 |  | Closed in Ground | Diesel | 2000 | Bare Steel | 1999-10-01 | Unknown | Suction (American)
601106 | 1 | [5 empty] | Removed from Ground | Diesel | 5000 | Bare Steel | 1984-04-30 | Galvanized Steel
601107 | 1 | [5 empty] | Removed from Ground | Gas (Historical Use) | 1000 | Bare Steel | 1986-04-30 | Unknown | Suction (American)
601107 | 2 | [5 empty] | Removed from Ground | Empty | 2000 | Bare Steel | 1986-04-30 | Unknown
601108 | 1 | [5 empty] | Removed from Ground | Gas (Historical Use) | 1000 | Bare Steel | 1999-11-01 | Unknown | Suction (American)
601110 | 1 | [5 empty] | Removed from Ground | Gas (Historical Use) | 5000 | Bare Steel | 1972-05-02 | Unknown
601110 | 2 | [5 empty] | Removed from Ground | Gas (Historical Use) | 5000 | Bare Steel | 1972-05-02 | Unknown
601111 | 1 | [5 empty] | Removed from Ground | Diesel | 1200 | Bare Steel | 1976-05-01 | Bare Steel
601112 | 1AST | [5 empty] | Currently in Use | Diesel | 1000 | Marked Unknown | 1982-04-30 | Bare Steel
601113 | 1 | [5 empty] | Removed from Ground | Diesel | 500 | Bare Steel | 1976-03-01 | Bare Steel | Safe Suction (Euro)
601114 | 1AST | [5 empty] | Currently in Use | Diesel | 1000 | Marked Unknown | 1977-05-01 | Bare Steel
601115 | 1 | [5 empty] | Removed from Ground | Diesel | 500 | Bare Steel | 1976-05-01 | Bare Steel | Safe Suction (Euro)
601118 | 1 | [5 empty] | Removed from Ground | Diesel | 500 | Bare Steel | 1976-05-01 | Bare Steel | Safe Suction (Euro)
601120 | 1 | [5 empty] | Removed from Ground | Gas (Historical Use) | 10000 | Cathodically Protected Steel | 1978-01-01 | Galvanized Steel
601120 | 10 | [5 empty] | Removed from Ground | Other | 4000 | Bare Steel | 1985-01-01 | Galvanized Steel
601120 | 11 | Ball Float | 1992-04-17 | no | 1992-04-17 | yes | Currently in Use | Diesel | 20000 | Fiberglass Double Walled | 1992-04-17 | Fiberglass Reinforced Plastic | Pressurized
601120 | 12 | Ball Float | 1992-04-17 | no | 1992-04-17 | yes | Currently in Use | Diesel | 20000 | Fiberglass Double Walled | 1992-04-17 | Fiberglass Reinforced Plastic | Pressurized
601120 | 13 | Ball Float | 1992-04-17 | no | 1992-04-17 | yes | Currently in Use | Diesel | 20000 | Fiberglass Double Walled | 1992-04-17 | Fiberglass Reinforced Plastic | Pressurized
601120 | 14 | Ball Float | 1992-04-17 | no | 1992-04-17 | yes | Currently in Use | Diesel | 20000 | Fiberglass Double Walled | 1992-04-17 | Fiberglass Reinforced Plastic | Pressurized
601120 | 15 | Ball Float | 1992-04-17 | no | 1992-04-17 | yes | Currently in Use |  | 10000 | Fiberglass Double Walled | 1992-04-17 | Fiberglass Reinforced Plastic | Suction (American)
601120 | 16 | Ball Float | 1992-04-17 | no | 1992-04-17 | yes | Currently in Use |  | 8000 | Fiberglass Double Walled | 1992-04-17 | Fiberglass Reinforced Plastic | Suction (American)
601120 | 17 | Ball Float | 1992-04-17 | no | 1992-04-17 | yes | Currently in Use |  | 8000 | Fiberglass Double Walled | 1992-04-17 | Fiberglass Reinforced Plastic | Gravity Fed
601120 | 19 | Flapper Valve | 2014-10-30 | no |  | no | Installed | Gas (Historical Use) | 30000 | Fiberglass Double Walled | 2014-08-25 | Double-Walled Fiberglass | Pressurized
601120 | 2 | [5 empty] | Removed from Ground | Gas (Historical Use) | 10000 | Cathodically Protected Steel | 1978-01-01 | Galvanized Steel
601120 | 20A | Flapper Valve | 2014-10-30 | no | 1992-04-17 | no | Currently in Use | Gas (Historical Use) | 8000 | Fiberglass Double Walled | 2014-08-24 | Double-Walled Fiberglass | Pressurized
601120 | 20B | Flapper Valve | 2014-10-15 | no | 1992-04-17 | no | Currently in Use | Diesel | 7000 | Fiberglass Double Walled | 2014-08-25 | Double-Walled Fiberglass | Pressurized
601120 | 21 | Flapper Valve | 2017-04-20 | no |  | no | Currently in Use | Biodiesel | 20000 | Fiberglass Double Walled | 2015-04-01 | Double-Walled Fiberglass | Pressurized
601120 | 3 | [5 empty] | Removed from Ground | Gas (Historical Use) | 10000 | Cathodically Protected Steel | 1978-01-01 | Galvanized Steel
601120 | 4 | [5 empty] | Removed from Ground | Diesel | 20000 | Cathodically Protected Steel | 1978-01-01 | Galvanized Steel
601120 | 5 | [5 empty] | Removed from Ground | Diesel | 20000 | Cathodically Protected Steel | 1978-01-01 | Galvanized Steel
601120 | 6 | [5 empty] | Removed from Ground | Diesel | 20000 | Cathodically Protected Steel | 1978-01-01 | Galvanized Steel
601120 | 7 |  |  | yes |  | yes | Removed from Ground | Used Oil | 1000 | Bare Steel | 1978-01-01 | Galvanized Steel
601120 | 8 | [5 empty] | Removed from Ground | Other | 2000 | Bare Steel | 1985-01-01 | Galvanized Steel
601120 | 9 | [5 empty] | Removed from Ground | Other | 2000 | Bare Steel | 1985-01-01 | Galvanized Steel
601121 | 1 |  | 1993-10-01 |  | 1993-10-01 |  | Currently in Use | Gas (Historical Use) | 10000 | Composite | 1985-12-01 | Fiberglass Reinforced Plastic | Pressurized
601121 | 2 |  | 1993-10-01 |  | 1993-10-01 |  | Currently in Use | Gas (Historical Use) | 10000 | Composite | 1985-12-01 | Fiberglass Reinforced Plastic | Pressurized
601121 | 3 |  | 1993-10-01 |  | 1993-10-01 |  | Currently in Use | Gas (Historical Use) | 8000 | Composite | 1985-12-01 | Fiberglass Reinforced Plastic | Pressurized
601121 | 4 |  | 1993-10-01 |  | 1993-10-01 |  | Currently in Use | Diesel | 8000 | Composite | 1985-12-01 | Fiberglass Reinforced Plastic | Pressurized
601121 | 5 |  | 1993-10-01 |  | 1993-10-01 |  | Currently in Use | Kerosene | 4000 | Composite | 1985-12-01 | Fiberglass Reinforced Plastic | Pressurized
601122 | 1 |  | 1993-12-01 |  | 1993-12-01 |  | Currently in Use | Gas (Historical Use) | 10000 | Composite | 1985-12-01 | Fiberglass Reinforced Plastic | Pressurized
601122 | 2 |  | 1993-12-01 |  | 1993-12-01 |  | Currently in Use | Gas (Historical Use) | 10000 | Composite | 1985-12-01 | Fiberglass Reinforced Plastic | Pressurized
601122 | 3 |  | 1993-12-01 |  | 1993-12-01 |  | Currently in Use | Gas (Historical Use) | 8000 | Composite | 1985-12-01 | Fiberglass Reinforced Plastic | Pressurized
601122 | 4 |  | 1993-12-01 |  | 1993-12-01 |  | Currently in Use | Gas (Historical Use) | 8000 | Composite | 1985-12-01 | Fiberglass Reinforced Plastic | Pressurized
601122 | 5 |  | 1993-12-01 |  | 1993-12-01 |  | Currently in Use | Kerosene | 4000 | Composite | 1985-12-01 | Fiberglass Reinforced Plastic | Pressurized
601125 | 1 |  | 1999-02-01 |  | 1999-02-01 |  | Currently in Use | Gas (Historical Use) | 8000 | Steel-Impressed Current | 1981-05-02 | Fiberglass Reinforced Plastic | Pressurized
601125 | 2 |  | 1999-02-01 |  | 1999-02-01 |  | Currently in Use | Gas (Historical Use) | 8000 | Steel-Impressed Current | 1981-05-02 | Fiberglass Reinforced Plastic | Pressurized
601125 | 3 |  | 1999-02-01 |  | 1999-02-01 |  | Currently in Use | Gas (Historical Use) | 8000 | Steel-Impressed Current | 1981-05-02 | Fiberglass Reinforced Plastic | Pressurized
601125 | 4 |  | 1999-02-01 |  | 1999-02-01 |  | Currently in Use | Diesel | 4000 | Steel-Impressed Current | 1981-05-02 | Fiberglass Reinforced Plastic | Pressurized
601125 | 5 |  | 1999-02-01 |  | 1999-02-01 |  | Currently in Use | Kerosene | 4000 | Steel-Impressed Current | 1987-08-15 | Fiberglass Reinforced Plastic | Pressurized
601126 | 1 | [5 empty] | Removed from Ground | Diesel | 10000 | Bare Steel | 1981-05-02 | Galvanized Steel
601126 | 2 | [5 empty] | Removed from Ground | Gas (Historical Use) | 10000 | Bare Steel | 1981-05-02 | Galvanized Steel
601126 | 3 | [5 empty] | Removed from Ground | Gas (Historical Use) | 10000 | Bare Steel | 1981-05-02 | Galvanized Steel
601126 | 4 | [5 empty] | Removed from Ground | Gas (Historical Use) | 10000 | Bare Steel | 1981-05-02 | Galvanized Steel
601127 | 1 | [5 empty] | Removed from Ground | Diesel | 5000 | Bare Steel | 1970-05-05 | Galvanized Steel
601127 | 2 | [5 empty] | Removed from Ground | Gas (Historical Use) | 5000 | Bare Steel | 1970-05-05 | Galvanized Steel
601127 | 3 | [5 empty] | Removed from Ground | Gas (Historical Use) | 5000 | Bare Steel | 1970-05-05 | Galvanized Steel
601127 | 4 | [5 empty] | Removed from Ground | Gas (Historical Use) | 5000 | Bare Steel | 1970-05-05 | Galvanized Steel
601128 | 1 | [5 empty] | Permanently Out of Use - historical purposes | Empty | 10000 | Bare Steel | 1979-05-03 | Galvanized Steel
601128 | 2 | [5 empty] | Permanently Out of Use - historical purposes | Empty | 10000 | Bare Steel | 1979-05-03 | Galvanized Steel
601128 | 3 | [5 empty] | Permanently Out of Use - historical purposes | Empty | 10000 | Bare Steel | 1979-05-03 | Galvanized Steel
601129 | 1 |  | 1989-01-01 |  | 1989-01-01 |  | Currently in Use | Gas (Historical Use) | 12000 | Fiberglass | 1985-05-06 | Fiberglass Reinforced Plastic | Pressurized
601129 | 2 |  | 1989-01-01 |  | 1989-01-01 |  | Currently in Use | Gas (Historical Use) | 10000 | Fiberglass | 1985-05-06 | Fiberglass Reinforced Plastic | Pressurized
601129 | 3 |  | 1989-01-01 |  | 1989-01-01 |  | Currently in Use | Diesel | 10000 | Fiberglass | 1985-05-06 | Fiberglass Reinforced Plastic | Pressurized
601129 | 4 |  | 1989-01-01 |  | 1989-01-01 |  | Currently in Use | Gas (Historical Use) | 8000 | Fiberglass | 1985-05-06 | Fiberglass Reinforced Plastic | Pressurized
601130 | 1 | [5 empty] | Removed from Ground | Empty | 8000 | Cathodically Protected Steel | 1987-10-08 | Galvanized Steel
601130 | 2 | [5 empty] | Removed from Ground | Empty | 8000 | Cathodically Protected Steel | 1987-10-08 | Galvanized Steel
601130 | 3 | [5 empty] | Removed from Ground | Empty | 6000 | Cathodically Protected Steel | 1987-10-08 | Galvanized Steel
601130 | 4 | [5 empty] | Removed from Ground | Empty | 500 | Cathodically Protected Steel | 1987-10-08 | Galvanized Steel
601131 | 1 | [5 empty] | Removed from Ground | Diesel | 10000 | Fiberglass | 1981-05-07 | Fiberglass Reinforced Plastic
601131 | 1A |  | 1988-06-01 |  | 1988-06-01 |  | Removed from Ground | Gas (Historical Use) | 12000 | Fiberglass | 1988-10-31 | Fiberglass Reinforced Plastic | Pressurized
601131 | 2 | [5 empty] | Removed from Ground | Gas (Historical Use) | 6000 | Cathodically Protected Steel | 1968-05-10 | Galvanized Steel
601131 | 2A |  | 1988-06-01 |  | 1988-06-01 |  | Removed from Ground | Gas (Historical Use) | 10000 | Fiberglass | 1988-10-31 | Fiberglass Reinforced Plastic | Pressurized
601131 | 3 | [5 empty] | Removed from Ground | Gas (Historical Use) | 6000 | Cathodically Protected Steel | 1968-05-10 | Galvanized Steel
601131 | 3A |  | 1988-06-01 |  | 1988-06-01 |  | Removed from Ground | Gas (Historical Use) | 10000 | Fiberglass | 1988-10-31 | Fiberglass Reinforced Plastic | Pressurized
601131 | 4 | [5 empty] | Removed from Ground | Gas (Historical Use) | 4000 | Cathodically Protected Steel | 1968-05-10 | Galvanized Steel
601131 | 4A |  | 1988-06-01 |  | 1988-06-01 |  | Removed from Ground | Diesel | 6000 | Fiberglass | 1988-10-31 | Fiberglass Reinforced Plastic | Pressurized
601131 | 5 |  |  | yes |  | yes | Removed from Ground | Used Oil | 500 | Cathodically Protected Steel | 1968-05-10 | Galvanized Steel
601131 | 5A |  | 2010-08-30 | yes | 1988-06-01 | yes | Removed from Ground | Used Oil | 1000 | Fiberglass | 1988-10-31 | Fiberglass Reinforced Plastic | Gravity Fed
601131 | 6 |  |  | yes |  | yes | Removed from Ground | Used Oil | 500 | Cathodically Protected Steel | 1968-05-10 | Galvanized Steel
601131 | 7 | [5 empty] | Removed from Ground | Gas (Historical Use) | 8000 | Fiberglass | 1981-05-07 | Fiberglass Reinforced Plastic
601132 | 1 | Ball Float | 1994-01-01 |  | 1994-01-01 |  | Currently in Use | Gas (Historical Use) | 10000 | Fiberglass | 1985-05-06 | Flex | Pressurized
601132 | 2 | Ball Float | 1994-01-01 |  | 1994-01-01 |  | Currently in Use | Gas (Historical Use) | 12000 | Fiberglass | 1985-05-06 | Flex | Pressurized
601132 | 3 | Ball Float | 1994-01-01 |  | 1994-01-01 |  | Currently in Use | Gas (Historical Use) | 8000 | Fiberglass | 1985-05-06 | Flex | Pressurized
601132 | 4 |  |  | yes |  | yes | Removed from Ground | Used Oil | 1000 | Fiberglass | 1985-05-06 | Fiberglass Reinforced Plastic | Pressurized
601133 | 1 |  | 1985-01-01 |  | 1985-01-01 |  | Currently in Use | Gas (Historical Use) | 12000 | Fiberglass | 1985-05-06 | Fiberglass Reinforced Plastic | Pressurized
601133 | 2 |  | 1985-01-01 |  | 1985-01-01 |  | Currently in Use | Gas (Historical Use) | 10000 | Fiberglass | 1985-05-06 | Fiberglass Reinforced Plastic | Pressurized
601133 | 3 |  | 1985-01-01 |  | 1985-01-01 |  | Currently in Use | Gas (Historical Use) | 8000 | Fiberglass | 1985-05-06 | Fiberglass Reinforced Plastic | Pressurized
601134 | 1 | Ball Float | 1998-04-01 | no | 1998-04-01 | no | Currently in Use | Regular | 10000 | Fiberglass | 1984-05-06 | Fiberglass Reinforced Plastic | Pressurized
601134 | 2 | Ball Float | 1998-04-01 | no | 1998-04-01 | no | Currently in Use | Premium | 10000 | Fiberglass | 1984-05-06 | Fiberglass Reinforced Plastic | Pressurized
601134 | 3 | Ball Float | 1998-04-01 | no | 1998-04-01 | no | Currently in Use | Diesel | 10000 | Fiberglass | 1984-05-06 | Fiberglass Reinforced Plastic | Pressurized
601134 | 4 |  |  | yes |  | yes | Removed from Ground | Used Oil | 1000 | Fiberglass | 1984-05-06 | Fiberglass Reinforced Plastic
601137 | 1 | [5 empty] | Removed from Ground | Kerosene | 4000 | Bare Steel | 1978-03-19 | Galvanized Steel | Pressurized
601137 | 2 | [5 empty] | Removed from Ground | Diesel | 4000 | Bare Steel | 1978-03-19 | Galvanized Steel | Pressurized
601137 | 3 | [5 empty] | Removed from Ground | Gas (Historical Use) | 10000 | Bare Steel | 1978-03-19 | Galvanized Steel | Pressurized
601137 | 4 | [5 empty] | Removed from Ground | Gas (Historical Use) | 8000 | Bare Steel | 1978-03-19 | Galvanized Steel | Pressurized
601137 | 5 | [5 empty] | Removed from Ground | Gas (Historical Use) | 12000 | Bare Steel | 1978-03-19 | Galvanized Steel | Pressurized
601137 | 6 |  | 1995-08-01 |  | 1995-08-01 |  | Currently in Use | Gas (Historical Use) | 10000 | Fiberglass | 1995-04-10 | Fiberglass Reinforced Plastic | Pressurized
601137 | 7 |  | 1995-08-01 |  | 1995-08-01 |  | Currently in Use | Gas (Historical Use) | 10000 | Fiberglass | 1995-04-10 | Fiberglass Reinforced Plastic | Pressurized
601138 | 1 | [5 empty] | Removed from Ground | Gas (Historical Use) | 10000 | Bare Steel | 1976-03-19 | Galvanized Steel
601138 | 2 | [5 empty] | Removed from Ground | Gas (Historical Use) | 10000 | Bare Steel | 1976-03-19 | Galvanized Steel
601138 | 3 | [5 empty] | Removed from Ground | Gas (Historical Use) | 4000 | Bare Steel | 1976-03-19 | Galvanized Steel
601138 | 4 | [5 empty] | Removed from Ground | Kerosene | 4000 | Bare Steel | 1976-03-19 | Galvanized Steel
601138 | 5 | [5 empty] | Removed from Ground | Diesel | 4000 | Bare Steel | 1976-03-19 | Galvanized Steel
601138 | 6 | [5 empty] | Removed from Ground | Diesel | 4000 | Bare Steel | 1976-03-19 | Galvanized Steel
601139 | 1 | [5 empty] | Removed from Ground | Gas (Historical Use) | 3000 | Bare Steel | 1978-03-19 | Galvanized Steel
601139 | 2 | [5 empty] | Removed from Ground | Gas (Historical Use) | 4000 | Bare Steel | 1978-03-19 | Galvanized Steel
601139 | 3 | [5 empty] | Removed from Ground | Gas (Historical Use) | 5000 | Bare Steel | 1978-03-19 | Galvanized Steel
601139 | 4 | [5 empty] | Removed from Ground | Gas (Historical Use) | 10000 | Bare Steel | 1978-03-19 | Galvanized Steel
601139 | 5 | [5 empty] | Removed from Ground | Diesel | 3000 | Bare Steel | 1978-03-19 | Galvanized Steel
601139 | 6 | Ball Float | 2004-01-06 | no | 2004-01-06 | no | Currently in Use | Regular | 12000 | Fiberglass | 2004-01-06 | Double-Walled Flex | Pressurized
601139 | 7 | Ball Float | 2004-01-06 | no | 2004-01-06 | no | Currently in Use | Premium | 8000 | Fiberglass | 2004-01-06 | Double-Walled Flex | Pressurized
601139 | 8 | Ball Float | 2004-01-06 | no | 2004-01-06 | no | Currently in Use | Diesel | 4000 | Fiberglass | 2004-01-06 | Double-Walled Flex | Pressurized
601140 | 1 | Flapper Valve | 1998-11-02 |  | 1992-01-01 |  | Currently in Use | Kerosene | 4000 | Composite | 1985-03-17 | Fiberglass Reinforced Plastic | Pressurized
601140 | 2 | Flapper Valve | 1998-11-02 |  | 1992-01-01 |  | Currently in Use | Diesel | 8000 | Composite | 1985-03-17 | Fiberglass Reinforced Plastic | Pressurized
601140 | 3 | Flapper Valve | 1998-11-02 |  | 1992-01-01 |  | Currently in Use | Gas (Historical Use) | 8000 | Composite | 1985-03-17 | Fiberglass Reinforced Plastic | Pressurized
601140 | 4 | Flapper Valve | 1998-11-02 |  | 1992-01-01 |  | Currently in Use | Gas (Historical Use) | 10000 | Composite | 1985-03-17 | Fiberglass Reinforced Plastic | Pressurized
601140 | 5 | Flapper Valve | 1998-11-02 |  | 1992-01-01 |  | Currently in Use | E-10 | 10000 | Composite | 1985-03-17 | Fiberglass Reinforced Plastic | Pressurized
601141 | 1 | [5 empty] | Removed from Ground | Gas (Historical Use) | 10000 | Bare Steel | 1988-11-01 | Galvanized Steel
601141 | 2 | [5 empty] | Removed from Ground | Gas (Historical Use) | 8000 | Bare Steel | 1988-11-01 | Galvanized Steel
601141 | 3 | [5 empty] | Removed from Ground | Gas (Historical Use) | 6000 | Bare Steel | 1988-11-01 | Galvanized Steel
601141 | 4 | [5 empty] | Removed from Ground | Gas (Historical Use) | 6000 | Bare Steel | 1988-11-01 | Galvanized Steel
601141 | 5 | [5 empty] | Removed from Ground | Diesel | 12000 | Bare Steel | 1988-11-01 | Galvanized Steel
601142 | 1 | [5 empty] | Removed from Ground | Gas (Historical Use) | 10000 | Bare Steel | 1972-05-02 | Galvanized Steel
601142 | 2 | [5 empty] | Removed from Ground | Gas (Historical Use) | 10000 | Bare Steel | 1972-05-02 | Galvanized Steel
601142 | 3 | [5 empty] | Removed from Ground | Gas (Historical Use) | 10000 | Bare Steel | 1972-05-02 | Galvanized Steel
601146 | 1 | [5 empty] | Removed from Ground | Gas (Historical Use) | 10000 | Bare Steel | 1976-05-02 | Galvanized Steel
601146 | 2 | [5 empty] | Removed from Ground | Gas (Historical Use) | 10000 | Bare Steel | 1976-05-02 | Galvanized Steel
601146 | 3 | Ball Float | 1993-10-12 |  | 1993-10-12 |  | Currently in Use | Diesel | 9816 | Fiberglass | 1988-01-01 | Fiberglass Reinforced Plastic | Pressurized
601146 | 4 | Ball Float | 1993-10-12 |  | 1993-10-12 |  | Currently in Use | Gas (Historical Use) | 9816 | Fiberglass | 1988-01-01 | Fiberglass Reinforced Plastic | Pressurized
601146 | 5 | Ball Float | 1993-10-12 |  | 1993-10-12 |  | Currently in Use | Gas (Historical Use) | 9816 | Fiberglass | 1988-01-01 | Fiberglass Reinforced Plastic | Pressurized
601147 | 1 | [5 empty] | Removed from Ground | Gas (Historical Use) | 4000 | Bare Steel | 1976-05-02 | Galvanized Steel
601147 | 2 | [5 empty] | Removed from Ground | Gas (Historical Use) | 4000 | Bare Steel | 1976-05-02 | Galvanized Steel
601148 | 1 | Flapper Valve | 1995-01-15 |  | 1995-01-15 |  | Currently in Use | Gas (Historical Use) | 10000 | Steel-Impressed Current | 1980-01-01 | Fiberglass Reinforced Plastic | Pressurized
601148 | 2 | Flapper Valve | 1995-01-15 |  | 1995-01-15 |  | Currently in Use | Gas (Historical Use) | 10000 | Steel-Impressed Current | 1980-01-01 | Fiberglass Reinforced Plastic | Pressurized
601150 | 1 | [5 empty] | Removed from Ground | Other | 10000 | Bare Steel | 1969-05-09 | Galvanized Steel
601150 | 2 | [5 empty] | Removed from Ground | Other | 10000 | Bare Steel | 1969-05-09 | Galvanized Steel
601150 | 3 | [5 empty] | Removed from Ground | Other | 10000 | Bare Steel | 1969-05-09 | Galvanized Steel
601150 | 4 | [5 empty] | Removed from Ground | Other | 10000 | Bare Steel | 1969-05-09 | Galvanized Steel
601151 | 1 | Ball Float | 1990-01-01 | no | 1990-01-01 | no | Currently in Use | Regular | 10000 | Galvanic (STIP-3) | 1990-01-01 | Fiberglass Reinforced Plastic | Pressurized
601151 | 2 | Ball Float | 1990-01-01 | no | 1990-01-01 | no | Currently in Use | Premium | 10000 | Galvanic (STIP-3) | 1990-01-01 | Fiberglass Reinforced Plastic | Pressurized
601151 | 3 | Ball Float | 1990-01-01 | no | 1990-01-01 | no | Currently in Use | Diesel | 10000 | Galvanic (STIP-3) | 1990-01-01 | Fiberglass Reinforced Plastic | Pressurized
601151 | 4 | Flapper Valve | 2006-01-23 | no | 2006-01-23 | no | Currently in Use | Kerosene | 1000 | Composite | 2006-01-23 | Fiberglass Reinforced Plastic | Pressurized
601152 | 1 | [5 empty] | Currently in Use | Gas (Historical Use) | 3000 | Bare Steel | 1959-04-30 | Galvanized Steel
601152 | 2 | [5 empty] | Currently in Use | Gas (Historical Use) | 3000 | Bare Steel | 1959-04-30 | Galvanized Steel
601152 | 3 | [5 empty] | Currently in Use | Gas (Historical Use) | 3000 | Bare Steel | 1959-04-30 | Galvanized Steel
601152 | 4 | [5 empty] | Currently in Use | Gas (Historical Use) | 3000 | Bare Steel | 1959-04-30 | Galvanized Steel
601152 | 5 |  |  | yes |  | yes | Currently in Use | Used Oil | 600 | Bare Steel | 1959-04-30 | Galvanized Steel
601152 | 6 |  |  | yes |  | yes | Currently in Use | Used Oil | 600 | Bare Steel | 1959-04-30 | Galvanized Steel
601155 | 1 | [5 empty] | Removed from Ground | Gas (Historical Use) | 10000 | Fiberglass | 1985-12-01 | Fiberglass Reinforced Plastic | Pressurized
601155 | 2 | [5 empty] | Removed from Ground | Gas (Historical Use) | 10000 | Fiberglass | 1985-12-01 | Fiberglass Reinforced Plastic | Pressurized
601155 | 3 | [5 empty] | Removed from Ground | Gas (Historical Use) | 10000 | Fiberglass | 1985-12-01 | Fiberglass Reinforced Plastic | Pressurized
601158 | 1 | Ball Float | 1994-10-19 | no | 1994-10-19 | no | Currently in Use | Regular | 9816 | Fiberglass | 1981-07-01 | Fiberglass Reinforced Plastic | Pressurized
601158 | 2 | Ball Float | 1994-10-19 | no | 1994-10-19 | no | Currently in Use | Premium | 9816 | Fiberglass | 1981-07-01 | Fiberglass Reinforced Plastic | Pressurized
601158 | 3 | Ball Float | 1994-10-19 | no | 1994-10-19 | no | Currently in Use | Diesel | 9816 | Fiberglass | 1981-05-09 | Fiberglass Reinforced Plastic | Pressurized
601159 | 1 |  | 1996-01-01 |  | 1996-01-01 |  | Currently in Use | Gas (Historical Use) | 6000 | Cathodically Protected Steel | 1986-05-01 | Fiberglass Reinforced Plastic | Pressurized
601159 | 2 |  | 1996-01-01 |  | 1996-01-01 |  | Currently in Use | Gas (Historical Use) | 6000 | Cathodically Protected Steel | 1986-05-01 | Fiberglass Reinforced Plastic | Pressurized
601159 | 3 |  | 1996-01-01 |  | 1996-01-01 |  | Currently in Use | Gas (Historical Use) | 6000 | Cathodically Protected Steel | 1986-05-01 | Fiberglass Reinforced Plastic | Pressurized
601161 | 1 |  | 1997-07-01 |  | 1997-07-01 |  | Removed from Ground | Gas (Historical Use) | 2000 | Steel-Impressed Current | 1966-05-10 | Cathodically Protected | Pressurized
601161 | 2 |  | 1997-07-01 |  | 1997-07-01 |  | Removed from Ground | Gas (Historical Use) | 2000 | Steel-Impressed Current | 1966-05-10 | Cathodically Protected | Pressurized
601161 | 3 |  | 1997-07-01 |  | 1997-07-01 |  | Removed from Ground | Gas (Historical Use) | 2000 | Steel-Impressed Current | 1966-05-10 | Cathodically Protected | Pressurized
601161 | 4 |  | 1997-07-01 |  | 1997-07-01 |  | Removed from Ground | Gas (Historical Use) | 7500 | Steel-Impressed Current | 1981-05-06 | Cathodically Protected | Pressurized
601161 | 5 |  | 1997-07-01 |  | 1997-07-01 |  | Removed from Ground | Gas (Historical Use) | 7500 | Steel-Impressed Current | 1981-05-06 | Cathodically Protected | Pressurized
601161 | 6 |  | 2003-10-15 | no | 2003-10-15 | no | Removed from Ground | Gas (Historical Use) | 8000 | Epoxy | 2003-10-15 | Fiberglass Reinforced Plastic | Pressurized
601161 | 7A |  | 2003-10-15 | no | 2003-10-15 | no | Removed from Ground | Gas (Historical Use) | 4000 | Epoxy | 2003-10-15 | Fiberglass Reinforced Plastic | Pressurized
601161 | 7B |  | 2003-10-15 | no | 2003-10-15 | no | Removed from Ground | Gas (Historical Use) | 4000 | Epoxy | 2003-10-15 | Fiberglass Reinforced Plastic | Pressurized
601162 | 1 | [5 empty] | Removed from Ground | Diesel | 4000 | Cathodically Protected Steel | 1988-01-01 | Fiberglass Reinforced Plastic
601165 | 1 | [5 empty] | Removed from Ground | Diesel | 8000 | Bare Steel | 1966-02-04 | Bare Steel
601165 | 2 | [5 empty] | Removed from Ground | Diesel | 8000 | Bare Steel | 1966-02-04 | Bare Steel
601166 | 1 |  | 1997-08-20 |  | 1997-08-20 |  | Removed from Ground | Gas (Historical Use) | 10000 | Steel-Impressed Current | 1985-02-21 | Fiberglass Reinforced Plastic | Pressurized
601168 | 1 |  | 1998-07-28 |  | 1998-07-28 |  | Currently in Use | Gas (Historical Use) | 6100 | Steel-Impressed Current | 1971-02-25 | Cathodically Protected | Suction (American)
601168 | 2 |  | 1998-07-28 |  | 1998-07-28 |  | Currently in Use | Gas (Historical Use) | 6100 | Steel-Impressed Current | 1971-02-25 | Cathodically Protected | Suction (American)
601168 | 3 | [5 empty] | Removed from Ground | Gas (Historical Use) | 5000 | Bare Steel | 1971-02-25 | Bare Steel
601170 | 1 | [5 empty] | Removed from Ground | Diesel | 20000 | Bare Steel | 1980-03-28 | Galvanized Steel | Suction (American)
601170 | 2 | [5 empty] | Removed from Ground | Diesel | 10000 | Bare Steel | 1980-03-28 | Galvanized Steel | Suction (American)
601170 | 3 |  |  | yes |  | yes | Removed from Ground | Used Oil | 550 | Bare Steel | 1980-03-28 | Galvanized Steel
601170 | 4 |  | 1998-01-01 |  | 1998-01-01 |  | Removed from Ground | Diesel | 20000 | Double Walled | 1998-01-01 | Double Walled | Pressurized
601170 | 5 |  | 1998-01-01 |  | 1998-01-01 |  | Removed from Ground | Diesel | 15000 | Double Walled | 1998-01-01 | Double Walled | Pressurized
601170 | 6 |  |  | no |  | no | Removed from Ground | Used Oil | 1000 | Bare Steel | 2003-07-30 | Unknown
601171 | 1 | [5 empty] | Temporarily out of use | Gas (Historical Use) | 4000 | Bare Steel | 1956-04-28 | Galvanized Steel | Safe Suction (Euro)
601171 | 2 | [5 empty] | Temporarily out of use | Gas (Historical Use) | 4000 | Bare Steel | 1956-04-28 | Galvanized Steel | Safe Suction (Euro)
601171 | 3 | [5 empty] | Temporarily out of use | Gas (Historical Use) | 3000 | Bare Steel | 1956-04-28 | Galvanized Steel | Safe Suction (Euro)
601171 | 4 | [5 empty] | Temporarily out of use | Gas (Historical Use) | 3000 | Bare Steel | 1956-04-28 | Galvanized Steel | Safe Suction (Euro)
601171 | 5 |  |  | no |  | no | Temporarily out of use |  | 1000 | Unknown | 2017-01-06 | Unknown
601172 | 1 |  |  | yes |  | yes | Removed from Ground | Used Oil | 500 | Bare Steel | 1968-04-25 | Bare Steel | Pressurized
601175 | 1 | [5 empty] | Currently in Use | Gas (Historical Use) | 10000 | Bare Steel | 1979-04-19 | Galvanized Steel
601175 | 2 | [5 empty] | Currently in Use | Gas (Historical Use) | 10000 | Bare Steel | 1979-04-19 | Galvanized Steel
601175 | 3 | [5 empty] | Currently in Use | Diesel | 10000 | Bare Steel | 1979-04-19 | Galvanized Steel
601175 | 4 | [5 empty] | Currently in Use | Gas (Historical Use) | 10000 | Bare Steel | 1979-04-19 | Galvanized Steel
601178 | 1 | Ball Float | 1994-09-01 | no | 1994-09-01 | no | Currently in Use | Gas (Historical Use) | 12000 | Fiberglass | 1985-04-17 | Fiberglass Reinforced Plastic | Pressurized
601178 | 2 | Ball Float | 1994-09-01 | no | 1994-09-01 | no | Currently in Use | Gas (Historical Use) | 12000 | Fiberglass | 1985-04-17 | Fiberglass Reinforced Plastic | Pressurized
601178 | 3 | Ball Float | 1994-09-01 | no | 1994-09-01 | no | Currently in Use | Gas (Historical Use) | 12000 | Fiberglass | 1985-04-17 | Fiberglass Reinforced Plastic | Pressurized
601179 | 1 |  | 1993-10-07 | no | 1993-10-07 | no | Currently in Use | Regular | 12000 | Fiberglass | 1984-04-17 | Fiberglass Reinforced Plastic | Pressurized
601179 | 2 |  | 1993-10-07 |  | 1993-10-07 |  | Currently in Use | Gas (Historical Use) | 12000 | Fiberglass | 1984-04-17 | Fiberglass Reinforced Plastic | Pressurized
601179 | 3 |  | 1993-10-07 |  | 1993-10-07 |  | Currently in Use | Gas (Historical Use) | 12000 | Fiberglass | 1984-04-17 | Fiberglass Reinforced Plastic | Pressurized
601180 | 1 | [5 empty] | Removed from Ground | Gas (Historical Use) | 4000 | Bare Steel | 1983-04-18 | Galvanized Steel | Pressurized
601180 | 2 | [5 empty] | Removed from Ground | Gas (Historical Use) | 4000 | Bare Steel | 1983-04-18 | Galvanized Steel | Pressurized
601180 | 3 | [5 empty] | Removed from Ground | Gas (Historical Use) | 4000 | Bare Steel | 1983-04-18 | Galvanized Steel | Pressurized
601180 | 4 | [5 empty] | Removed from Ground | Gas (Historical Use) | 12000 | Fiberglass | 1984-01-01 | Galvanized Steel | Pressurized
601180 | 5 | [5 empty] | Removed from Ground | Gas (Historical Use) | 12000 | Fiberglass | 1984-01-01 | Galvanized Steel | Pressurized
601181 | 1 | [5 empty] | Removed from Ground | Gas (Historical Use) | 10000 | Bare Steel | 1972-04-20 | Galvanized Steel
601181 | 2 | [5 empty] | Removed from Ground | Gas (Historical Use) | 10000 | Bare Steel | 1972-04-20 | Galvanized Steel
601181 | 3 |  |  | yes |  | yes | Removed from Ground | Used Oil | 1000 | Bare Steel | 1972-01-01 | Galvanized Steel
601181 | 4 | [5 empty] | Removed from Ground | Empty | 550 | Bare Steel | 1955-04-25 | Galvanized Steel
601181 | 5 |  |  | yes |  | yes | Removed from Ground | Used Oil | 550 | Double Walled | 1990-01-01 | Fiberglass Reinforced Plastic | Gravity Fed
601181 | 6 | [5 empty] | Removed from Ground | Gas (Historical Use) | 12000 | Fiberglass | 1988-11-01 | Fiberglass Reinforced Plastic | Pressurized
601181 | 7 | [5 empty] | Removed from Ground | Gas (Historical Use) | 12000 | Fiberglass | 1988-11-01 | Fiberglass Reinforced Plastic | Pressurized
601181 | 8 | [5 empty] | Removed from Ground | Gas (Historical Use) | 12000 | Fiberglass | 1988-11-01 | Fiberglass Reinforced Plastic | Pressurized
601182 | 1 | Flapper Valve | 1995-08-18 |  | 1995-08-18 |  | Currently in Use | Gas (Historical Use) | 12000 | Fiberglass | 1982-04-18 | Double-Walled Fiberglass | Pressurized
601182 | 2 | Flapper Valve | 1995-08-18 |  | 1995-08-18 |  | Currently in Use | Gas (Historical Use) | 12000 | Fiberglass | 1982-04-18 | Double-Walled Fiberglass | Pressurized
601182 | 3 | Flapper Valve | 1995-08-18 |  | 1995-08-18 |  | Currently in Use | Diesel | 12000 | Fiberglass | 1982-04-18 | Double-Walled Fiberglass | Pressurized
601183 | 1 | Ball Float | 1995-04-15 | no | 1995-04-15 | no | Currently in Use | Regular | 12000 | Fiberglass | 1985-04-17 | Fiberglass Reinforced Plastic | Pressurized
601183 | 2 | Ball Float | 1995-04-15 | no | 1995-04-15 | no | Currently in Use | Diesel On Road | 12000 | Fiberglass | 1985-04-17 | Fiberglass Reinforced Plastic | Pressurized
601183 | 3 | Ball Float | 1995-04-15 | no | 1995-04-15 | no | Currently in Use | Diesel | 12000 | Fiberglass | 1985-04-17 | Fiberglass Reinforced Plastic | Pressurized
601184 | 1 | Ball Float | 1985-04-01 |  | 1985-04-01 |  | Currently in Use | Gas (Historical Use) | 12000 | Fiberglass | 1985-04-17 | Flex | Pressurized
601184 | 2 | Ball Float | 1985-04-01 |  | 1985-04-01 |  | Currently in Use | Gas (Historical Use) | 12000 | Fiberglass | 1985-04-17 | Flex | Pressurized
601184 | 3 | Ball Float | 1985-04-01 |  | 1985-04-01 |  | Currently in Use | Diesel | 12000 | Fiberglass | 1985-04-17 | Flex | Pressurized
601185 | 1 | Ball Float | 1985-04-01 | no | 1985-04-01 | no | Currently in Use | Regular | 12000 | Fiberglass | 1985-04-17 | Fiberglass Reinforced Plastic | Pressurized
601185 | 2 | Ball Float | 1985-04-01 | no | 1985-04-01 | no | Currently in Use | Premium | 12000 | Fiberglass | 1985-04-17 | Fiberglass Reinforced Plastic | Pressurized
601185 | 3 | Ball Float | 1985-04-01 | no | 1985-04-01 | no | Currently in Use | Diesel | 12000 | Fiberglass | 1985-04-17 | Fiberglass Reinforced Plastic | Pressurized
601186 | 1 |  | 2013-01-08 |  | 2013-01-08 |  | Currently in Use | Gas (Historical Use) | 12000 | Fiberglass | 1984-04-17 | Fiberglass Reinforced Plastic | Pressurized
601186 | 2 |  | 2013-01-08 | no | 2013-01-08 | no | Currently in Use | Gas (Historical Use) | 12000 | Fiberglass | 1984-04-17 | Fiberglass Reinforced Plastic | Pressurized
601186 | 3 |  | 2013-01-08 |  | 2013-01-08 |  | Currently in Use | Diesel | 12000 | Fiberglass | 1984-04-17 | Fiberglass Reinforced Plastic | Pressurized
601188 | 1 | [5 empty] | Removed from Ground | Gas (Historical Use) | 10000 | Bare Steel | 1969-04-21 | Galvanized Steel
601188 | 2 | [5 empty] | Removed from Ground | Gas (Historical Use) | 10000 | Bare Steel | 1969-04-21 | Galvanized Steel
601188 | 3 |  |  | yes |  | yes | Removed from Ground | Used Oil | 550 | Bare Steel | 1969-04-21 | Galvanized Steel | Gravity Fed
601188 | 4 | [5 empty] | Removed from Ground | Diesel | 1000 | Bare Steel | 1990-06-25 | Galvanized Steel
601189 | 1 | [5 empty] | Removed from Ground | Gas (Historical Use) | 4000 | Bare Steel | 1961-04-23 | Galvanized Steel
601189 | 2 | [5 empty] | Removed from Ground | Gas (Historical Use) | 4000 | Bare Steel | 1970-04-21 | Galvanized Steel
601189 | 3 | [5 empty] | Removed from Ground | Gas (Historical Use) | 4000 | Bare Steel | 1961-04-23 | Galvanized Steel
601189 | 4 | [5 empty] | Removed from Ground | Gas (Historical Use) | 4000 | Bare Steel | 1961-04-23 | Galvanized Steel
601189 | 5 |  |  | yes |  | yes | Removed from Ground | Used Oil | 550 | Bare Steel | 1961-04-23 | Galvanized Steel
601189 | 6 | [5 empty] | Removed from Ground | Diesel | 550 | Bare Steel | 1961-04-23 | Galvanized Steel
601189 | 7 | [5 empty] | Removed from Ground | Diesel | 550 | Bare Steel | 1961-04-23 | Galvanized Steel
601189 | 8 | [5 empty] | Removed from Ground | Other | 550 | Bare Steel | 1961-04-23 | Galvanized Steel
601191 | 1 | [5 empty] | Removed from Ground | Gas (Historical Use) | 12000 | Bare Steel | 1979-01-01 | Galvanized Steel
601191 | 1A | [5 empty] | Removed from Ground | Gas (Historical Use) | 12000 | Fiberglass | 1989-01-01 | Fiberglass Reinforced Plastic | Pressurized
601191 | 2 | [5 empty] | Removed from Ground | Gas (Historical Use) | 10000 | Bare Steel | 1977-04-23 | Galvanized Steel
601191 | 2A | [5 empty] | Removed from Ground | Diesel | 12000 | Fiberglass | 1989-01-01 | Fiberglass Reinforced Plastic | Pressurized
601191 | 3 | [5 empty] | Removed from Ground | Diesel | 12000 | Bare Steel | 1981-04-22 | Galvanized Steel
601191 | 3A | [5 empty] | Removed from Ground | Other | 550 | Marked Unknown | 1993-04-01 | Not Marked
601191 | 4 |  |  | yes |  | yes | Removed from Ground | Used Oil | 300 | Bare Steel | 1977-04-23 | Galvanized Steel
601191 | 4A |  |  | yes |  | yes | Removed from Ground | Used Oil | 550 | Marked Unknown | 1993-04-01 | Not Marked
601192 | 1 | [5 empty] | Removed from Ground | Diesel | 10000 | Bare Steel | 1973-04-24 | Galvanized Steel
601192 | 2 | [5 empty] | Removed from Ground | Diesel | 10000 | Bare Steel | 1973-04-24 | Galvanized Steel
601192 | 3 | [5 empty] | Removed from Ground | Diesel | 2000 | Bare Steel | 2001-02-03 | Not Marked
601193 | 1 |  | 1999-01-21 | no | 1999-01-21 | no | Removed from Ground | Gas (Historical Use) | 5000 | Steel-Impressed Current | 1982-07-17 | Galvanized Steel | Pressurized
601193 | 2 |  | 1999-01-21 | no | 1999-01-21 | no | Removed from Ground | Gas (Historical Use) | 6000 | Steel-Impressed Current | 1982-07-17 | Galvanized Steel | Pressurized
601193 | 3 |  | 1999-01-21 | no | 1999-01-21 | no | Removed from Ground | Gas (Historical Use) | 8000 | Steel-Impressed Current | 1982-07-17 | Galvanized Steel | Pressurized
601193 | 4 |  | 1999-01-21 | no | 1999-01-21 | no | Removed from Ground | Diesel | 5000 | Steel-Impressed Current | 1982-07-17 | Galvanized Steel | Pressurized
601194 | 1 |  |  | no |  | no | Removed from Ground | Gas (Historical Use) | 6000 | Bare Steel | 1971-04-25 | Galvanized Steel
601194 | 2 |  |  | no |  | no | Removed from Ground | Gas (Historical Use) | 6000 | Bare Steel | 1971-04-25 | Galvanized Steel
601194 | 3 |  |  | no |  | no | Removed from Ground | Gas (Historical Use) | 3000 | Bare Steel | 1971-04-25 | Galvanized Steel
601194 | 4 |  | 1997-05-01 | no | 1997-05-01 | no | Currently in Use | Regular | 12000 | Composite | 1997-05-01 |  | Pressurized
601194 | 5 |  | 1997-05-01 | no | 1997-05-01 | no | Currently in Use | Premium | 10000 | Composite | 1997-05-01 |  | Pressurized
601194 | 6 |  | 1997-05-01 | no | 1997-05-01 | no | Currently in Use | Diesel | 5000 | Composite | 1997-05-01 |  | Pressurized
601195 | 1 |  | 1998-11-01 | no | 1998-11-01 | no | Temporarily out of use | Gas (Historical Use) | 3955 | Steel-Impressed Current | 1998-11-01 | Fiberglass Reinforced Plastic | Pressurized
601195 | 2 |  | 1998-11-01 | no | 1998-11-01 | no | Temporarily out of use | Gas (Historical Use) | 3955 | Steel-Impressed Current | 1998-11-01 | Fiberglass Reinforced Plastic | Pressurized
601195 | 3 |  | 1998-11-01 | no | 1998-11-01 | no | Temporarily out of use | Diesel | 3955 | Steel-Impressed Current | 1998-11-01 | Fiberglass Reinforced Plastic | Suction (American)
601196 | 1 | [5 empty] | Removed from Ground | Gas (Historical Use) | 6000 | Bare Steel | 1965-01-01 | Galvanized Steel | Suction (American)
601196 | 2 | [5 empty] | Removed from Ground | Gas (Historical Use) | 5000 | Bare Steel | 1965-01-01 | Galvanized Steel | Suction (American)
601196 | 3 | [5 empty] | Removed from Ground | Gas (Historical Use) | 3000 | Bare Steel | 1965-01-01 | Galvanized Steel | Suction (American)
601196 | 4 | [5 empty] | Removed from Ground | Diesel | 5000 | Bare Steel | 1976-01-01 | Galvanized Steel
601196 | 5 |  |  | yes |  | yes | Closed in Ground | Used Oil | 3955 | Bare Steel | 1965-01-01 | Galvanized Steel | Suction (American)
601198 | 1 | [5 empty] | Removed from Ground | Gas (Historical Use) | 1000 | Bare Steel | 1966-04-20 | Galvanized Steel | Safe Suction (Euro)
601198 | 2 | [5 empty] | Removed from Ground | Gas (Historical Use) | 1000 | Bare Steel | 1966-04-20 | Galvanized Steel | Safe Suction (Euro)
601198 | 3 |  | 1999-03-01 |  | 1999-03-01 |  | Removed from Ground | Gas (Historical Use) | 1000 | Epoxy | 1999-03-01 | Fiberglass Reinforced Plastic | Safe Suction (Euro)
601198 | 4 |  | 1999-03-01 |  | 1999-03-01 |  | Removed from Ground | Gas (Historical Use) | 1000 | Epoxy | 1999-03-01 | Fiberglass Reinforced Plastic | Safe Suction (Euro)
601198 | 5A |  | 2003-05-20 | no | 2003-05-20 | no | Currently in Use | Gas (Historical Use) | 9000 | Composite | 2003-05-20 | Fiberglass Reinforced Plastic | Pressurized
601198 | 5B |  | 2003-05-20 | no | 2003-05-20 | no | Currently in Use | Gas (Historical Use) | 6000 | Composite | 2003-05-20 | Fiberglass Reinforced Plastic | Pressurized
601199 | 1 | [5 empty] | Removed from Ground | Empty | 1000 | Bare Steel | 1980-04-16 | Galvanized Steel | Suction (American)
601199 | 2 | [5 empty] | Removed from Ground | Empty | 1000 | Bare Steel | 1980-04-16 | Galvanized Steel | Suction (American)
601199 | 3 | [5 empty] | Removed from Ground | Diesel | 4000 | Bare Steel |  | Bare Steel | Suction (American)
601199 | 4 | [5 empty] | Removed from Ground | Diesel | 2000 | Bare Steel |  | Bare Steel | Suction (American)
601199 | 5 | [5 empty] | Removed from Ground | Gas (Historical Use) | 1000 | Bare Steel |  | Bare Steel | Suction (American)
601199 | 6 | [5 empty] | Closed in Ground | Gas (Historical Use) | 1000 | Bare Steel |  | Bare Steel | Suction (American)
601200 | 1 | [5 empty] | Removed from Ground | Gas (Historical Use) | 1000 | Bare Steel | 1971-04-19 | Galvanized Steel
601201 | 1 | [5 empty] | Removed from Ground | Empty | 1000 | Bare Steel | 1974-04-18 | Galvanized Steel
601205 | 1 | [5 empty] | Removed from Ground | Gas (Historical Use) | 5288 | Bare Steel | 1956-03-26 | Galvanized Steel
601205 | 2 | [5 empty] | Removed from Ground | Gas (Historical Use) | 5288 | Bare Steel | 1956-03-26 | Galvanized Steel
601205 | 3 | [5 empty] | Removed from Ground | Gas (Historical Use) | 5060 | Bare Steel | 1973-03-22 | Galvanized Steel
601205 | 4 |  |  | yes |  | yes | Removed from Ground | Used Oil | 275 | Bare Steel | 1956-01-01 | Galvanized Steel
601208 | 1 | [5 empty] | Currently in Use | Gas (Historical Use) | 0 | Bare Steel |  | Galvanized Steel
601208 | 2 | [5 empty] | Currently in Use | Gas (Historical Use) | 0 | Bare Steel |  | Galvanized Steel
601208 | 3 | [5 empty] | Currently in Use | Gas (Historical Use) | 0 | Bare Steel |  | Galvanized Steel
601208 | 4 | [5 empty] | Currently in Use | Gas (Historical Use) | 0 | Bare Steel |  | Galvanized Steel
601208 | 5 | [5 empty] | Currently in Use | Gas (Historical Use) | 0 | Bare Steel |  | Galvanized Steel
601209 | 1 |  | 1998-06-01 |  | 1998-06-01 |  | Closed in Ground | Gas (Historical Use) | 4000 | Steel-Impressed Current | 1972-03-20 | Cathodically Protected | Suction (American)
601209 | 2 |  | 1998-06-01 |  | 1998-06-01 |  | Closed in Ground | Gas (Historical Use) | 4000 | Steel-Impressed Current | 1963-03-23 | Cathodically Protected | Suction (American)
601209 | 3 |  | 1998-06-01 |  | 1998-06-01 |  | Closed in Ground | Gas (Historical Use) | 3000 | Steel-Impressed Current | 1963-03-23 | Cathodically Protected | Suction (American)
601209 | 4 |  | 1998-06-01 |  | 1998-06-01 |  | Currently in Use | Gas (Historical Use) | 3000 | Steel-Impressed Current | 1963-03-23 | Cathodically Protected | Suction (American)
601209 | 5 |  | 1998-06-01 |  | 1998-06-01 |  | Currently in Use | Diesel | 3000 | Steel-Impressed Current | 1963-03-23 | Cathodically Protected | Suction (American)
601209 | 6 |  |  | yes |  | yes | Removed from Ground | Used Oil | 1 | Bare Steel | 1963-03-23 | Galvanized Steel | Gravity Fed
601219 | 182467 |  |  | yes |  | yes | Removed from Ground | Empty | 560 | Bare Steel | 1962-04-28 | Bare Steel
601219 | 452084 | [5 empty] | Removed from Ground | Empty | 8000 | Bare Steel | 1973-04-25 | Bare Steel
601219 | 452085 | [5 empty] | Removed from Ground | Empty | 8000 | Bare Steel | 1973-04-25 | Bare Steel
601219 | 460045 | [5 empty] | Removed from Ground | Empty | 8084 | Fiberglass | 1974-04-25 | Unknown
601226 | 1 |  | 1997-08-02 |  | 1997-08-02 |  | Removed from Ground | Gas (Historical Use) | 10270 | Steel-Impressed Current | 1979-04-06 | Fiberglass Reinforced Plastic | Pressurized
601226 | 2 |  | 1997-08-02 |  | 1997-08-02 |  | Removed from Ground | Gas (Historical Use) | 10270 | Steel-Impressed Current | 1979-04-06 | Fiberglass Reinforced Plastic | Pressurized
601226 | 3 |  | 1997-08-02 |  | 1997-08-02 |  | Removed from Ground | Gas (Historical Use) | 10270 | Steel-Impressed Current | 1979-04-06 | Fiberglass Reinforced Plastic | Pressurized
601226 | 4 |  | 1997-08-02 |  | 1997-08-02 |  | Removed from Ground | Diesel | 10270 | Steel-Impressed Current | 1979-04-06 | Fiberglass Reinforced Plastic | Pressurized
601230 | 1 | [5 empty] | Removed from Ground | Gas (Historical Use) | 10270 | Bare Steel | 1978-04-06 | Galvanized Steel | Pressurized
601230 | 2 | [5 empty] | Removed from Ground | Gas (Historical Use) | 15060 | Bare Steel | 1974-04-07 | Galvanized Steel | Pressurized
601230 | 3 | [5 empty] | Removed from Ground | Gas (Historical Use) | 15060 | Bare Steel | 1974-04-07 | Galvanized Steel | Pressurized
601230 | 4 | Ball Float | 1996-06-10 |  | 1996-06-10 |  | Currently in Use | Gas (Historical Use) | 12000 | Epoxy | 1996-06-10 | Double-Walled Fiberglass | Pressurized
601230 | 5 | Ball Float | 1996-06-10 |  | 1996-06-10 |  | Currently in Use | Gas (Historical Use) | 8000 | Epoxy | 1996-06-10 | Double-Walled Fiberglass | Pressurized
601231 | 1 | [5 empty] | Removed from Ground | Diesel | 1200 | Bare Steel | 1969-04-08 | Galvanized Steel | Safe Suction (Euro)
601232 | 1 | [5 empty] | Removed from Ground | Gas (Historical Use) | 500 | Bare Steel | 1986-04-04 | Unknown
601233 | 1 | [5 empty] | Removed from Ground | Gas (Historical Use) | 10000 | Bare Steel | 1976-04-06 | Galvanized Steel
601233 | 2 | [5 empty] | Removed from Ground | Gas (Historical Use) | 10000 | Bare Steel | 1976-04-06 | Galvanized Steel
601233 | 3 |  | 1998-06-01 |  | 1998-06-01 |  | Currently in Use | Gas (Historical Use) | 10000 | Fiberglass | 1998-06-01 | Double-Walled Fiberglass | Pressurized
601234 | 1 | [5 empty] | Closed in Ground | Gas (Historical Use) | 500 | Bare Steel | 1963-04-10 | Unknown
601235 | 1 | [5 empty] | Removed from Ground | Propane | 250 | Bare Steel | 1986-04-04 | Bare Steel
601237 | 1 | [5 empty] | Removed from Ground | Gas (Historical Use) | 6000 | Cathodically Protected Steel | 1963-04-14 | Galvanized Steel
601237 | 2 | [5 empty] | Removed from Ground | Gas (Historical Use) | 6000 | Cathodically Protected Steel | 1963-04-14 | Galvanized Steel
601237 | 3 | [5 empty] | Removed from Ground | Gas (Historical Use) | 4000 | Cathodically Protected Steel | 1968-04-12 | Galvanized Steel
601239 | 1 | [5 empty] | Removed from Ground | Gas (Historical Use) | 1000 | Bare Steel | 1971-04-12 | Galvanized Steel
601240 | 1 | [5 empty] | Removed from Ground | Gas (Historical Use) | 2000 | Bare Steel | 1964-04-13 | Galvanized Steel
601241 | 1 | [5 empty] | Temporarily out of use | Gas (Historical Use) | 550 | Bare Steel | 1930-04-22 | Galvanized Steel
601242 | 1 | [5 empty] | Removed from Ground | Gas (Historical Use) | 1000 | Bare Steel | 1960-04-14 | Galvanized Steel
601243 | 1 | [5 empty] | Removed from Ground | Gas (Historical Use) | 1000 | Bare Steel | 1954-04-16 | Galvanized Steel
601243 | 2 | [5 empty] | Removed from Ground | Diesel | 2000 | Bare Steel | 1965-04-13 | Galvanized Steel
601244 | 1 | [5 empty] | Removed from Ground | Diesel | 2000 | Bare Steel | 1958-04-15 | Galvanized Steel
601245 | 1 | [5 empty] | Removed from Ground | Gas (Historical Use) | 2000 | Bare Steel | 1964-04-13 | Galvanized Steel
601247 | 1 | [5 empty] | Removed from Ground | Other | 550 | Bare Steel | 1967-04-13 | Galvanized Steel
601247 | 2 | [5 empty] | Removed from Ground | Other | 1000 | Bare Steel | 1967-04-13 | Galvanized Steel
601247 | 3 |  | 1995-01-01 |  | 1995-01-01 |  | Removed from Ground | Gas (Historical Use) | 10000 | Cathodically Protected Steel | 1988-01-01 | Bare Steel | Suction (American)
601249 | 1 | [5 empty] | Removed from Ground | Diesel | 10000 | Bare Steel | 1986-04-08 | Galvanized Steel
601253 | 1 | [5 empty] | Removed from Ground | Gas (Historical Use) | 1000 | Bare Steel | 1961-04-14 | Galvanized Steel
601254 | 1 | [5 empty] | Closed in Ground | Gas (Historical Use) | 550 | Bare Steel | 1968-04-12 | Galvanized Steel
601254 | 2 | [5 empty] | Removed from Ground | Gas (Historical Use) | 2000 | Bare Steel | 1968-04-12 | Galvanized Steel
601256 | 1 | [5 empty] | Removed from Ground | Other | 550 | Bare Steel | 1971-04-12 | Galvanized Steel
601256 | 2 | [5 empty] | Removed from Ground | Other | 550 | Bare Steel | 1971-04-12 | Galvanized Steel
601256 | 3 | [5 empty] | Removed from Ground | Gas (Historical Use) | 3000 | Bare Steel | 1971-04-12 | Galvanized Steel
601258 | 1 | [5 empty] | Removed from Ground | Gas (Historical Use) | 550 | Bare Steel | 1968-04-12 | Galvanized Steel
601259 | 1 | [5 empty] | Removed from Ground | Gas (Historical Use) | 2000 | Bare Steel | 1952-04-16 | Galvanized Steel
601260 | 1 | [5 empty] | Removed from Ground | Gas (Historical Use) | 1000 | Bare Steel | 1950-04-17 | Galvanized Steel
601263 | 1 |  |  | yes |  | yes | Removed from Ground | Used Oil | 1000 | Bare Steel | 1980-04-05 | Galvanized Steel
601264 | 1 |  |  | yes |  | yes | Removed from Ground | Used Oil | 1000 | Bare Steel | 1984-05-01 | Galvanized Steel | Gravity Fed
601265 | 1 | [5 empty] | Removed from Ground | Gas (Historical Use) | 1000 | Concrete | 1982-05-09 | Fiberglass Reinforced Plastic
601268 | 1 | [5 empty] | Removed from Ground | Gas (Historical Use) | 12000 | Bare Steel | 1979-05-10 | Galvanized Steel
601268 | 2 | [5 empty] | Removed from Ground | Gas (Historical Use) | 12000 | Bare Steel | 1979-05-10 | Galvanized Steel
601268 | 3 | [5 empty] | Removed from Ground | Gas (Historical Use) | 1000 | Not Marked/Unknown | 1992-03-01 | Not Marked
601268 | 4 | [5 empty] | Removed from Ground | Diesel | 1000 | Not Marked/Unknown | 1999-02-16 | Not Marked
601268 | 5 | Flapper Valve | 1999-03-05 | no | 1999-03-05 | no | Removed from Ground | Diesel | 2000 | Galvanic (STIP-3) | 1999-02-24 | Double-Walled Fiberglass | Suction (American)
601270 | 1 | [5 empty] | Removed from Ground | Gas (Historical Use) | 3990 | Bare Steel | 1982-05-09 | Galvanized Steel
601270 | 2 | [5 empty] | Removed from Ground | Gas (Historical Use) | 1066 | Bare Steel | 1956-05-15 | Galvanized Steel
601270 | 3 | [5 empty] | Removed from Ground | Gas (Historical Use) | 1066 | Bare Steel | 1956-05-15 | Galvanized Steel
601270 | 4 | [5 empty] | Removed from Ground | Gas (Historical Use) | 1066 | Bare Steel | 1956-05-15 | Galvanized Steel
601270 | 5 | [5 empty] | Removed from Ground | Diesel | 560 | Bare Steel | 1956-05-15 | Galvanized Steel
601271 | 1 | Flapper Valve | 1998-10-01 |  | 1998-10-01 |  | Currently in Use | Gas (Historical Use) | 1065 | Steel-Impressed Current | 1970-05-12 | Cathodically Protected | Suction (American)
601271 | 2 | Flapper Valve | 1998-10-01 |  | 1998-10-01 |  | Currently in Use | Gas (Historical Use) | 1065 | Steel-Impressed Current | 1970-05-12 | Cathodically Protected | Suction (American)
601271 | 3 | Flapper Valve | 1998-10-01 |  | 1998-10-01 |  | Currently in Use | Gas (Historical Use) | 1065 | Steel-Impressed Current | 1970-05-12 | Cathodically Protected | Suction (American)
601271 | 4 | Flapper Valve | 1998-10-01 |  | 1998-10-01 |  | Currently in Use | Diesel | 280 | Steel-Impressed Current | 1970-05-12 | Cathodically Protected | Suction (American)
601272 | 1 | [5 empty] | Removed from Ground | Gas (Historical Use) | 3955 | Bare Steel | 1980-05-09 | Galvanized Steel
601272 | 10 |  | 1988-11-03 |  | 1988-11-03 |  | Currently in Use | Kerosene | 1000 | Galvanic (STIP-3) | 1988-11-03 | Fiberglass Reinforced Plastic | Pressurized
601272 | 2 | [5 empty] | Removed from Ground | Gas (Historical Use) | 3955 | Bare Steel | 1980-05-09 | Galvanized Steel
601272 | 3 | [5 empty] | Removed from Ground | Gas (Historical Use) | 3955 | Bare Steel | 1980-05-09 | Galvanized Steel
601272 | 4 | [5 empty] | Removed from Ground | Gas (Historical Use) | 3955 | Bare Steel | 1980-05-09 | Galvanized Steel
601272 | 5 | [5 empty] | Removed from Ground | Gas (Historical Use) | 3955 | Bare Steel | 1980-05-09 | Galvanized Steel
601272 | 6 | [5 empty] | Removed from Ground | Gas (Historical Use) | 3955 | Bare Steel | 1980-05-09 | Galvanized Steel
601272 | 7 |  | 1988-11-03 |  | 1988-11-03 |  | Currently in Use | Gas (Historical Use) | 10000 | Galvanic (STIP-3) | 1988-11-03 | Fiberglass Reinforced Plastic | Pressurized
601272 | 8 |  | 1988-11-03 |  | 1988-11-03 |  | Currently in Use | Gas (Historical Use) | 10000 | Galvanic (STIP-3) | 1988-11-03 | Fiberglass Reinforced Plastic | Pressurized
601272 | 9 |  | 1988-11-03 |  | 1988-11-03 |  | Currently in Use | Gas (Historical Use) | 10000 | Galvanic (STIP-3) | 1988-11-03 | Fiberglass Reinforced Plastic | Pressurized
601273 | 1 | [5 empty] | Removed from Ground | Gas (Historical Use) | 1065 | Bare Steel | 1971-05-12 | Galvanized Steel
601273 | 2 | [5 empty] | Removed from Ground | Gas (Historical Use) | 1065 | Bare Steel | 1971-05-12 | Galvanized Steel
601273 | 3 | [5 empty] | Removed from Ground | Kerosene | 560 | Bare Steel | 1971-05-12 | Galvanized Steel
601273 | 4 | Flapper Valve | 2004-09-01 | no | 2004-09-01 | no | Currently in Use | Gas (Historical Use) | 12000 | Composite | 2004-09-01 | Fiberglass Reinforced Plastic | Pressurized
601273 | 5 | Flapper Valve | 2004-09-01 | no | 2004-09-01 | no | Currently in Use | Gas (Historical Use) | 8000 | Composite | 2004-09-01 | Fiberglass Reinforced Plastic | Pressurized
601273 | 6 |  | 2004-09-01 | no | 2004-09-01 | no | Currently in Use | Diesel | 6000 | Composite | 2004-09-01 | Fiberglass Reinforced Plastic | Pressurized
601274 | 1 |  | 1988-11-01 |  | 1988-11-01 |  | Currently in Use | Gas (Historical Use) | 3955 | Steel-Impressed Current | 1979-05-10 | Fiberglass Reinforced Plastic | Pressurized
601274 | 2 |  | 1988-11-01 |  | 1988-11-01 |  | Currently in Use | Gas (Historical Use) | 3955 | Steel-Impressed Current | 1979-05-10 | Fiberglass Reinforced Plastic | Pressurized
601274 | 3 |  | 1988-11-01 |  | 1988-11-01 |  | Currently in Use | Gas (Historical Use) | 3955 | Steel-Impressed Current | 1979-05-10 | Fiberglass Reinforced Plastic | Pressurized
601274 | 4 | Flapper Valve | 1988-11-01 |  | 1988-11-01 |  | Currently in Use | Diesel | 4000 | Galvanic (STIP-3) | 1986-12-18 | Fiberglass Reinforced Plastic | Pressurized
601274 | 5 | Flapper Valve | 1988-11-01 |  | 1988-11-01 |  | Currently in Use | Kerosene | 1000 | Galvanic (STIP-3) | 1986-12-18 | Fiberglass Reinforced Plastic | Pressurized
601276 | 1 | [5 empty] | Removed from Ground | Gas (Historical Use) | 560 | Bare Steel | 1961-05-14 | Galvanized Steel
601276 | 2 | [5 empty] | Removed from Ground | Gas (Historical Use) | 560 | Bare Steel | 1961-05-14 | Galvanized Steel
601277 | 1 | [5 empty] | Removed from Ground | Gas (Historical Use) | 5000 | Bare Steel | 1981-05-09 | Galvanized Steel
601277 | 2 | [5 empty] | Removed from Ground | Gas (Historical Use) | 1066 | Bare Steel | 1956-05-15 | Galvanized Steel
601277 | 3 | [5 empty] | Removed from Ground | Gas (Historical Use) | 1066 | Bare Steel | 1956-05-15 | Galvanized Steel
601278 | 1 |  | 1998-10-01 |  | 1998-10-01 |  | Removed from Ground | Gas (Historical Use) | 8000 | Steel-Impressed Current | 1978-05-10 | Cathodically Protected | Suction (American)
601278 | 110316 |  | 1998-10-01 |  | 1998-10-01 |  | Removed from Ground | Gas (Historical Use) | 8000 | Steel-Impressed Current | 1978-05-10 | Cathodically Protected | Suction (American)
601278 | 3 | [5 empty] | Removed from Ground | Kerosene | 560 | Bare Steel | 1978-05-10 | Galvanized Steel
601279 | 1 |  | 1973-01-01 |  | 1973-01-01 |  | Currently in Use | Diesel | 20000 | Steel-Impressed Current | 1974-05-11 | Cathodically Protected | Pressurized
601279 | 2 |  | 1973-01-01 |  | 1973-01-01 |  | Currently in Use | Gas (Historical Use) | 20000 | Steel-Impressed Current | 1974-05-11 | Cathodically Protected | Pressurized
601279 | 3 |  | 1993-01-01 |  | 1973-01-01 |  | Currently in Use | Diesel | 20000 | Steel-Impressed Current | 1974-05-11 | Steel (Impressed Current) | Pressurized
601279 | 4 |  | 1973-01-01 |  | 1973-01-01 |  | Currently in Use | Gas (Historical Use) | 10000 | Steel-Impressed Current | 1974-05-11 | Steel (Impressed Current) | Pressurized
601279 | 5 |  | 1973-01-01 |  | 1973-01-01 |  | Currently in Use | Kerosene | 10000 | Steel-Impressed Current | 1974-05-11 | Steel (Impressed Current) | Pressurized
601279 | 6 |  | 1973-01-01 |  | 1973-01-01 |  | Currently in Use | Other | 10000 | Steel-Impressed Current | 1974-05-11 | Steel (Impressed Current) | Pressurized
601280 | 1 | [5 empty] | Removed from Ground | Gas (Historical Use) | 550 | Bare Steel | 1966-05-13 | Galvanized Steel
601281 | 1 | [5 empty] | Closed in Ground | Gas (Historical Use) | 2000 | Bare Steel | 1976-05-10 | Galvanized Steel
601282 | 1 | [5 empty] | Removed from Ground | Gas (Historical Use) | 2000 | Bare Steel | 1972-05-11 | Galvanized Steel
601283 | 1 | [5 empty] | Removed from Ground | Gas (Historical Use) | 1000 | Bare Steel | 1966-05-13 | Galvanized Steel
601285 | 1 |  |  | yes | 1993-10-07 | yes | Closed in Ground | Used Oil | 560 | Cathodically Protected Steel | 1982-04-20 | Cathodically Protected | Suction (American)
601285 | 2 |  |  |  | 1993-10-07 |  | Closed in Ground | Other | 560 | Cathodically Protected Steel | 1982-04-20 | Cathodically Protected | Suction (American)
601285 | 3 |  |  |  | 1993-10-07 |  | Closed in Ground | Other | 560 | Cathodically Protected Steel | 1982-04-20 | Cathodically Protected | Suction (American)
601285 | 4 |  |  | yes | 1993-10-07 | yes | Closed in Ground | Used Oil | 560 | Bare Steel | 1985-05-08 | Galvanized Steel | Gravity Fed
601286 | 1 |  | 1990-07-16 |  | 1990-07-16 |  | Temporarily out of use | Gas (Historical Use) | 4000 | Composite | 1966-05-13 | Fiberglass Reinforced Plastic | Pressurized
601286 | 2 |  | 1990-07-16 |  | 1990-07-16 |  | Temporarily out of use | Gas (Historical Use) | 4000 | Epoxy | 1966-05-13 | Fiberglass Reinforced Plastic | Pressurized
601286 | 3 |  | 1990-07-16 |  | 1990-07-16 |  | Temporarily out of use | Gas (Historical Use) | 4000 | Composite | 1990-07-16 | Fiberglass Reinforced Plastic | Pressurized
601286 | 4 |  | 1990-07-16 |  | 1990-07-16 |  | Temporarily out of use | Gas (Historical Use) | 4000 | Composite | 1990-07-16 | Fiberglass Reinforced Plastic | Pressurized
601287 | 6 |  | 1986-05-01 |  | 1986-05-01 |  | Currently in Use | Other | 3000 | Composite | 1986-05-01 | Fiberglass Reinforced Plastic
601287 | A |  | 1986-05-01 |  | 1986-05-01 |  | Currently in Use | E-85 | 4000 | Composite | 1986-05-01 | Fiberglass Reinforced Plastic | Pressurized
601287 | B |  | 1986-05-01 |  | 1986-05-01 |  | Currently in Use | Diesel | 20000 | Composite | 1986-05-01 | Fiberglass Reinforced Plastic | Pressurized
601287 | C |  | 1986-05-01 |  | 1986-05-01 |  | Currently in Use | Gas (Historical Use) | 10000 | Composite | 1986-05-01 | Fiberglass Reinforced Plastic | Pressurized
601287 | D |  | 1986-05-01 |  | 1986-05-01 |  | Currently in Use | Gas (Historical Use) | 10000 | Composite | 1986-05-01 | Fiberglass Reinforced Plastic | Pressurized
601287 | E |  | 1986-05-01 |  | 1986-05-01 |  | Currently in Use | Gas (Historical Use) | 8000 | Composite | 1986-05-01 | Fiberglass Reinforced Plastic | Pressurized
601289 | 700202 | [5 empty] | Removed from Ground | Gas (Historical Use) | 12000 | Not Marked/Unknown | 1977-01-01 | Not Marked
601290 | 1 | [5 empty] | Removed from Ground | Gas (Historical Use) | 10000 | Cathodically Protected Steel | 1984-05-01 | Galvanized Steel
601290 | 2 | [5 empty] | Removed from Ground | Gas (Historical Use) | 10000 | Cathodically Protected Steel | 1984-05-01 | Galvanized Steel
601290 | 3 | [5 empty] | Removed from Ground | Gas (Historical Use) | 10000 | Cathodically Protected Steel | 1984-05-01 | Galvanized Steel
601290 | 4 | [5 empty] | Removed from Ground | Diesel | 8000 | Cathodically Protected Steel | 1984-05-01 | Galvanized Steel
601290 | 5 | [5 empty] | Removed from Ground | Kerosene | 4000 | Cathodically Protected Steel | 1984-05-01 | Galvanized Steel
601290 | P329159A |  | 2006-05-24 | no | 2006-05-24 | no | Currently in Use | Gas (Historical Use) | 8000 | Fiberglass | 2006-04-13 | Double Walled | Pressurized
601290 | P329159B |  | 2006-05-24 | no | 2006-05-24 | no | Currently in Use | Diesel | 4000 | Fiberglass | 2006-04-13 | Double Walled | Pressurized
601290 | P329163 |  | 2006-05-24 | no | 2006-05-24 | no | Currently in Use | Gas (Historical Use) | 12000 | Fiberglass | 2006-04-13 | Double Walled | Pressurized
601294 | 1 | [5 empty] | Removed from Ground | Diesel | 5000 | Fiberglass | 1974-05-11 | Fiberglass Reinforced Plastic
601294 | 2 | [5 empty] | Removed from Ground | Diesel | 10000 | Bare Steel | 1993-02-15 | Bare Steel
601294 | 3 | [5 empty] | Removed from Ground | Diesel | 6000 | Bare Steel | 1993-02-16 | Bare Steel
601294 | 4 |  |  | yes |  | yes | Removed from Ground | Used Oil | 500 | Bare Steel | 1993-02-15 | Bare Steel
601294 | 5 |  |  | yes |  | yes | Removed from Ground | Used Oil | 500 | Bare Steel | 1993-02-15 | Bare Steel
601295 | 1 | [5 empty] | Removed from Ground | Gas (Historical Use) | 4000 | Marked Unknown | 1990-09-21 | Galvanized Steel
601296 | 1 | [5 empty] | Removed from Ground | Gas (Historical Use) | 6000 | Bare Steel | 1967-05-13 | Galvanized Steel | Suction (American)
601296 | 2 | [5 empty] | Removed from Ground | Gas (Historical Use) | 6000 | Bare Steel | 1967-05-13 | Galvanized Steel | Safe Suction (Euro)
601296 | 3 | [5 empty] | Removed from Ground | Gas (Historical Use) | 6000 | Bare Steel | 1967-05-13 | Galvanized Steel | Safe Suction (Euro)
601297 | 1 | [5 empty] | Removed from Ground | Gas (Historical Use) | 10152 | Bare Steel | 1976-05-10 | Bare Steel | Safe Suction (Euro)
601297 | 2 | [5 empty] | Removed from Ground | Gas (Historical Use) | 10152 | Bare Steel | 1976-05-10 | Bare Steel | Safe Suction (Euro)
601297 | 3 | [5 empty] | Removed from Ground | Gas (Historical Use) | 10152 | Bare Steel | 1976-05-10 | Bare Steel | Safe Suction (Euro)
601297 | 4 |  | 1998-02-12 |  | 1998-02-12 |  | Currently in Use | Gas (Historical Use) | 10000 | Fiberglass | 1998-02-11 | Double Walled | Pressurized
601297 | 5 |  | 1998-02-12 |  | 1998-02-12 |  | Currently in Use | Gas (Historical Use) | 10000 | Fiberglass | 1998-02-11 | Double Walled | Pressurized
601299 | 1 |  | 1982-01-01 |  | 1982-01-01 |  | Removed from Ground | Gas (Historical Use) | 11300 | Fiberglass | 1982-05-09 | Fiberglass Reinforced Plastic | Pressurized
601299 | 2 |  | 1982-01-01 |  | 1982-01-01 |  | Removed from Ground | Gas (Historical Use) | 11300 | Fiberglass | 1982-05-09 | Fiberglass Reinforced Plastic | Pressurized
601299 | 3 |  | 1982-01-01 |  | 1982-01-01 |  | Removed from Ground | Gas (Historical Use) | 11300 | Fiberglass | 1982-05-09 | Fiberglass Reinforced Plastic | Pressurized
601299 | 4 |  | 1982-01-01 |  | 1982-01-01 |  | Removed from Ground | Diesel | 11300 | Fiberglass | 1982-05-09 | Fiberglass Reinforced Plastic | Pressurized
601300 | 1 |  | 1988-01-01 |  | 1988-01-01 |  | Currently in Use | Gas (Historical Use) | 12000 | Steel-Impressed Current | 1980-05-09 | Fiberglass Reinforced Plastic | Pressurized
601300 | 2 |  | 1988-01-01 |  | 1988-01-01 |  | Currently in Use | Gas (Historical Use) | 12000 | Steel-Impressed Current | 1980-05-09 | Fiberglass Reinforced Plastic | Pressurized
601300 | 3 |  | 1988-01-01 |  | 1988-01-01 |  | Currently in Use | Gas (Historical Use) | 12000 | Steel-Impressed Current | 1980-05-09 | Fiberglass Reinforced Plastic | Pressurized
601300 | 4 |  | 1988-01-01 |  | 1988-01-01 |  | Removed from Ground | Diesel | 12000 | Cathodically Protected Steel | 1980-05-09 | Fiberglass Reinforced Plastic | Pressurized
601301 | 1 | [5 empty] | Removed from Ground | Other | 5000 | Bare Steel | 1970-05-09 | Galvanized Steel
601301 | 2 | [5 empty] | Removed from Ground | Other | 5000 | Bare Steel | 1970-05-09 | Galvanized Steel
601301 | 3 | [5 empty] | Removed from Ground | Other | 5000 | Bare Steel | 1970-05-09 | Galvanized Steel
601301 | 4 | [5 empty] | Removed from Ground | Other | 5000 | Bare Steel | 1970-05-09 | Galvanized Steel
601301 | 5 | Ball Float | 1983-01-01 |  | 1983-01-01 |  | Currently in Use | Gas (Historical Use) | 11300 | Fiberglass | 1983-05-09 | Fiberglass Reinforced Plastic | Pressurized
601301 | 6 | Ball Float | 1983-01-01 |  | 1983-01-01 |  | Currently in Use | Gas (Historical Use) | 11300 | Fiberglass | 1983-05-09 | Fiberglass Reinforced Plastic | Pressurized
601301 | 7 | Ball Float | 1983-01-01 |  | 1983-01-01 |  | Currently in Use | Gas (Historical Use) | 11300 | Fiberglass | 1983-05-09 | Fiberglass Reinforced Plastic | Pressurized
601301 | 8 |  | 1983-01-01 |  | 1983-01-01 |  | Removed from Ground | Gas (Historical Use) | 11300 | Fiberglass | 1983-05-09 | Fiberglass Reinforced Plastic
601302 | 1 |  | 1998-12-01 |  | 1998-12-01 |  | Removed from Ground | Gas (Historical Use) | 12033 | Steel-Impressed Current | 1981-05-09 | Cathodically Protected
601302 | 2 |  | 1998-12-01 |  | 1998-12-01 |  | Removed from Ground | Gas (Historical Use) | 12033 | Steel-Impressed Current | 1981-05-09 | Cathodically Protected
601302 | 3 |  | 1998-12-01 |  | 1998-12-01 |  | Removed from Ground | Diesel | 12033 | Steel-Impressed Current | 1981-05-09 | Cathodically Protected
601302 | 4 |  | 1998-12-01 |  | 1998-12-01 |  | Removed from Ground | Gas (Historical Use) | 10000 | Steel-Impressed Current | 1966-05-13 | Cathodically Protected
601302 | 5 | [5 empty] | Permanently Out Of Use | Empty | 6110 | Bare Steel | 1966-05-13 | Galvanized Steel
601302 | 6 | [5 empty] | Permanently Out Of Use | Empty | 6110 | Bare Steel | 1966-05-13 | Galvanized Steel
601302 | 7 | [5 empty] | Permanently Out Of Use | Empty | 8127 | Bare Steel | 1966-05-13 | Galvanized Steel
601305 | 1 |  | 1993-05-09 |  | 1993-05-09 |  | Currently in Use | Gas (Historical Use) | 11300 | Fiberglass | 1983-05-09 | Fiberglass Reinforced Plastic | Pressurized
601305 | 2 |  | 1983-05-09 |  | 1983-05-09 |  | Currently in Use | Gas (Historical Use) | 11300 | Fiberglass | 1983-05-09 | Fiberglass Reinforced Plastic | Pressurized
601305 | 3 |  | 1983-05-09 |  | 1983-05-09 |  | Currently in Use | Gas (Historical Use) | 11300 | Fiberglass | 1983-05-09 | Fiberglass Reinforced Plastic | Pressurized
601305 | 4 |  | 1983-05-09 |  | 1983-05-09 |  | Currently in Use | Diesel | 11300 | Fiberglass | 1983-05-09 | Fiberglass Reinforced Plastic | Pressurized
601306 | 1 | Ball Float | 1985-01-01 |  | 1985-01-01 |  | Currently in Use | Gas (Historical Use) | 12000 | Steel-Impressed Current | 1976-05-10 | Fiberglass Reinforced Plastic | Pressurized
601306 | 2 | Ball Float | 1985-01-01 |  | 1985-01-01 |  | Temporarily out of use | Gas (Historical Use) | 12000 | Steel-Impressed Current | 1976-05-10 | Fiberglass Reinforced Plastic | Pressurized
601306 | 3 | Ball Float | 1985-01-01 |  | 1985-01-01 |  | Currently in Use | Gas (Historical Use) | 12000 | Steel-Impressed Current | 1976-05-10 | Fiberglass Reinforced Plastic | Pressurized
601306 | 4 | Ball Float | 1985-01-01 |  | 1985-01-01 |  | Currently in Use | Diesel | 11300 | Fiberglass | 1985-05-08 | Fiberglass Reinforced Plastic | Pressurized
601307 | 1 | [5 empty] | Removed from Ground | Empty | 8000 | Fiberglass | 1971-01-01 | Unknown
601307 | 2 | [5 empty] | Removed from Ground | Empty | 8000 | Fiberglass | 1971-01-01 | Unknown
601309 | 8AST |  |  | yes |  | yes | Removed from Ground | Used Oil | 250 | Bare Steel | 1966-05-12 | Bare Steel
601310 | 1 |  |  | yes |  | yes | Removed from Ground | Used Oil | 250 | Bare Steel | 1971-05-11 | Bare Steel
601311 | 1 | [5 empty] | Removed from Ground | Gas (Historical Use) | 6500 | Bare Steel | 1971-05-11 | Bare Steel
601311 | 10 | [5 empty] | Removed from Ground | Other | 1000 | Bare Steel | 1968-05-11 | Bare Steel
601311 | 2 | [5 empty] | Removed from Ground | Diesel | 275 | Bare Steel | 1971-05-11 | Bare Steel
601312 | 3610 | [5 empty] | Removed from Ground | Other | 12000 | Bare Steel | 1978-05-10 | Bare Steel | Suction (American)
601312 | 507-C | [5 empty] | Removed from Ground | Other | 9450 | Fiberglass | 1980-05-09 | Not Marked
601312 | 82MA-2 | [5 empty] | Removed from Ground | Other | 12000 | Bare Steel | 1978-05-10 | Bare Steel | Suction (American)
601312 | 95CLS | [5 empty] | Removed from Ground | Other | 12000 | Bare Steel | 1978-05-10 | Bare Steel | Suction (American)
601312 | SP-OIL |  |  | yes |  | yes | Removed from Ground | Used Oil | 12000 | Bare Steel | 1978-05-10 | Bare Steel | Suction (American)
601312 | XL-174 | [5 empty] | Removed from Ground | Other | 8000 | Bare Steel | 1978-05-10 | Bare Steel | Suction (American)
601314 | 1 | [5 empty] | Permanently Out of Use - historical purposes | Gas (Historical Use) | 2000 | Bare Steel | 1976-01-01 | Galvanized Steel
601314 | 2 | [5 empty] | Permanently Out of Use - historical purposes | Gas (Historical Use) | 2000 | Bare Steel | 1976-01-01 | Galvanized Steel
601314 | 3 | [5 empty] | Permanently Out of Use - historical purposes | Diesel | 2000 | Bare Steel | 1976-01-01 | Galvanized Steel
601314 | 4 | [5 empty] | Permanently Out of Use - historical purposes | Diesel | 5000 | Not Marked/Unknown |  | Unknown
601314 | 5 |  |  | yes |  | yes | Removed from Ground | Used Oil | 550 | Not Marked/Unknown | 1990-05-01 | Unknown
601314 | 6 | [5 empty] | Removed from Ground | Kerosene | 280 | Not Marked/Unknown | 1992-01-01 | Unknown
601316 | 1 |  | 1987-01-01 |  | 1987-01-01 |  | Currently in Use | Gas (Historical Use) | 10000 | Fiberglass | 1979-05-10 | Double-Walled Fiberglass | Pressurized
601316 | 2 |  | 1987-01-01 |  | 1987-01-01 |  | Currently in Use | Gas (Historical Use) | 8000 | Fiberglass | 1979-05-10 | Double-Walled Fiberglass | Pressurized
601316 | 3 |  | 1987-01-01 |  | 1987-01-01 |  | Currently in Use | Gas (Historical Use) | 8000 | Fiberglass | 1979-05-10 | Double-Walled Fiberglass | Pressurized
601316 | 4 |  | 1987-01-01 |  | 1987-01-01 |  | Currently in Use | Diesel | 6000 | Fiberglass | 1979-05-10 | Double-Walled Fiberglass | Pressurized
601318 | 1 | [5 empty] | Removed from Ground | Gas (Historical Use) | 6000 | Bare Steel | 1966-05-13 | Bare Steel
601318 | 2 | [5 empty] | Removed from Ground | Gas (Historical Use) | 6000 | Bare Steel | 1966-05-13 | Bare Steel
601318 | 3 | [5 empty] | Removed from Ground | Gas (Historical Use) | 6000 | Bare Steel | 1966-05-13 | Bare Steel
601318 | 4 | [5 empty] | Removed from Ground | Gas (Historical Use) | 10000 | Bare Steel | 1973-05-11 | Bare Steel
601318 | 5 | [5 empty] | Removed from Ground | Empty | 6000 | Bare Steel | 1966-05-13 | Bare Steel
601318 | 6 |  |  | yes |  | yes | Removed from Ground | Used Oil | 550 | Bare Steel | 1966-05-13 | Galvanized Steel
601319 | 1 | [5 empty] | Removed from Ground | Empty | 6000 | Bare Steel | 1967-05-13 | Galvanized Steel
601319 | 2 | [5 empty] | Removed from Ground | Empty | 6000 | Bare Steel | 1967-05-13 | Galvanized Steel
601319 | 3 | [5 empty] | Removed from Ground | Empty | 4000 | Bare Steel | 1967-05-13 | Galvanized Steel
601319 | 4 | [5 empty] | Removed from Ground | Empty | 500 | Bare Steel | 1967-05-13 | Galvanized Steel
601319 | 5 | Ball Float | 1998-09-22 |  | 1998-09-22 |  | Currently in Use | Gas (Historical Use) | 10000 | Cathodically Protected Steel | 1987-09-01 | Cathodically Protected | Pressurized
601319 | 6 | Ball Float | 1998-09-22 |  | 1998-09-22 |  | Currently in Use | Gas (Historical Use) | 10000 | Cathodically Protected Steel | 1987-08-01 | Cathodically Protected | Pressurized
601319 | 7 | Ball Float | 1998-09-22 |  | 1998-09-22 |  | Currently in Use | Diesel | 10000 | Cathodically Protected Steel | 1987-09-01 | Cathodically Protected | Pressurized
601321 | 1 | Flapper Valve | 1998-10-01 |  | 1985-05-07 |  | Currently in Use | Diesel | 8000 | Steel-Impressed Current | 1985-05-07 | Galvanized Steel | Pressurized
601321 | 2 | Flapper Valve | 1998-10-01 |  | 1986-01-01 |  | Currently in Use | Gas (Historical Use) | 8000 | Steel-Impressed Current | 1986-01-01 | Galvanized Steel | Pressurized
601321 | 3 | Flapper Valve | 1998-10-01 |  | 1985-05-07 |  | Currently in Use | Gas (Historical Use) | 8000 | Steel-Impressed Current | 1985-05-07 | Galvanized Steel | Pressurized
601323 | 1 | [5 empty] | Removed from Ground | Diesel | 1000 | Bare Steel | 1963-05-14 | Bare Steel | Safe Suction (Euro)
601323 | 2 | [5 empty] | Removed from Ground | Gas (Historical Use) | 2000 | Bare Steel | 1963-05-14 | Bare Steel | Safe Suction (Euro)
601324 | 1 | [5 empty] | Closed in Ground | Other | 12000 | Bare Steel | 1974-01-01 | Bare Steel | Suction (American)
601324 | 2 | [5 empty] | Closed in Ground | Other | 10000 | Bare Steel | 1974-01-01 | Bare Steel | Suction (American)
601324 | 3 | Flapper Valve | 1998-11-01 |  | 1998-11-01 |  | Removed from Ground | Diesel | 8000 | Steel-Impressed Current | 1989-03-15 | Fiberglass Reinforced Plastic | Pressurized
601324 | 4 | Flapper Valve | 1998-11-01 |  | 1998-11-01 |  | Removed from Ground | Gas (Historical Use) | 2000 | Steel-Impressed Current | 1989-03-15 | Fiberglass Reinforced Plastic | Suction (American)
601325 | 1 |  | 1999-09-01 |  | 1999-09-01 |  | Currently in Use | Gas (Historical Use) | 12000 | Composite | 1999-09-01 | Fiberglass Reinforced Plastic | Pressurized
601325 | 2 |  | 1999-09-01 |  | 1999-09-01 |  | Currently in Use | Gas (Historical Use) | 10000 | Composite | 1999-09-01 | Fiberglass Reinforced Plastic | Pressurized
601325 | A | [5 empty] | Removed from Ground | Gas (Historical Use) | 8000 | Cathodically Protected Steel | 1975-01-01 | Galvanized Steel | Pressurized
601325 | B | [5 empty] | Removed from Ground | Gas (Historical Use) | 8000 | Cathodically Protected Steel | 1975-01-01 | Galvanized Steel | Pressurized
601325 | C | [5 empty] | Removed from Ground | Gas (Historical Use) | 8000 | Cathodically Protected Steel | 1975-01-01 | Galvanized Steel | Pressurized
601325 | D | [5 empty] | Removed from Ground | Kerosene | 4000 | Epoxy | 1987-01-01 | Fiberglass Reinforced Plastic | Safe Suction (Euro)
601328 | 1 | [5 empty] | Removed from Ground | Gas (Historical Use) | 6000 | Bare Steel | 1966-05-12 | Galvanized Steel | Pressurized
601328 | 2 | [5 empty] | Removed from Ground | Gas (Historical Use) | 6000 | Bare Steel | 1966-05-12 | Galvanized Steel | Pressurized
601328 | 3 | [5 empty] | Removed from Ground | Gas (Historical Use) | 3000 | Bare Steel | 1966-05-12 | Galvanized Steel | Pressurized
601328 | 4 | [5 empty] | Removed from Ground | Gas (Historical Use) | 6000 | Bare Steel | 1971-05-11 | Galvanized Steel | Pressurized
601328 | 5 |  |  | yes |  | yes | Removed from Ground | Empty | 550 | Bare Steel | 1966-05-12 | Galvanized Steel | Suction (American)
601329 | 1 | [5 empty] | Currently in Use | Gas (Historical Use) | 6000 | Bare Steel | 1966-05-12 | Galvanized Steel
601329 | 2 | [5 empty] | Currently in Use | Gas (Historical Use) | 6000 | Bare Steel | 1966-05-12 | Galvanized Steel
601329 | 3 | [5 empty] | Currently in Use | Gas (Historical Use) | 3000 | Bare Steel | 1966-05-12 | Galvanized Steel
601329 | 4 | [5 empty] | Permanently Out of Use - historical purposes | Empty | 550 | Bare Steel | 1966-05-12 | Galvanized Steel
601330 | 1 | [5 empty] | Removed from Ground | Diesel | 2000 | Bare Steel | 1983-01-01 | Fiberglass Reinforced Plastic
601332 | 1 |  |  | yes |  | yes | Permanently Out Of Use | Used Oil | 550 | Marked Unknown | 1951-01-01 | Unknown
601332 | 2 | [5 empty] | Permanently Out Of Use | Gas (Historical Use) | 3000 | Marked Unknown | 1948-05-16 | Unknown
601332 | 3 | [5 empty] | Permanently Out Of Use | Gas (Historical Use) | 3000 | Marked Unknown | 1948-05-16 | Unknown
601332 | 4 | [5 empty] | Permanently Out Of Use | Gas (Historical Use) | 4000 | Marked Unknown | 1963-05-13 | Unknown
601332 | 5 | [5 empty] | Permanently Out Of Use | Gas (Historical Use) | 4000 | Marked Unknown | 1963-05-13 | Unknown
601335 | 1 | [5 empty] | Removed from Ground | Gas (Historical Use) | 10000 | Fiberglass | 1985-05-07 | Fiberglass Reinforced Plastic
601335 | 2 |  |  | yes |  | yes | Removed from Ground | Used Oil | 550 | Fiberglass | 1985-05-07 | Fiberglass Reinforced Plastic
601337 | 1 | [5 empty] | Removed from Ground | Gas (Historical Use) | 4000 | Bare Steel | 1962-05-14 | Galvanized Steel
601337 | 2 | [5 empty] | Removed from Ground | Gas (Historical Use) | 3000 | Bare Steel | 1962-05-14 | Galvanized Steel
601337 | 3 | [5 empty] | Removed from Ground | Gas (Historical Use) | 5000 | Bare Steel | 1971-05-12 | Galvanized Steel
601337 | 4 |  |  | yes |  | yes | Removed from Ground | Used Oil | 500 | Bare Steel | 1962-05-14 | Galvanized Steel
601340 | 1 | Ball Float | 1989-11-01 | no | 1989-11-01 | no | Currently in Use | Regular | 8000 | Steel-Impressed Current | 1984-05-08 | Fiberglass Reinforced Plastic | Pressurized
601340 | 2 | Ball Float | 1989-11-01 | no | 1989-11-01 | no | Currently in Use | Regular | 8000 | Steel-Impressed Current | 1984-05-08 | Fiberglass Reinforced Plastic | Pressurized
601340 | 3 | Ball Float | 1989-11-01 | no | 1989-11-01 | no | Currently in Use | Premium | 10000 | Steel-Impressed Current | 1984-05-08 | Fiberglass Reinforced Plastic | Pressurized
601340 | 4 |  | 1989-11-01 | no | 1989-11-01 | no | Currently in Use | Diesel | 10000 | Steel-Impressed Current | 1984-05-08 | Fiberglass Reinforced Plastic | Pressurized
601340 | 5 |  |  | yes |  | yes | Removed from Ground | Used Oil | 500 | Bare Steel | 1963-05-14 | Unknown
601341 | 1 |  |  | yes |  | yes | Removed from Ground | Used Oil | 275 | Cathodically Protected Steel | 1987-01-01 | Not Marked
601342 | 1 | [5 empty] | Removed from Ground | Gas (Historical Use) | 2000 | Bare Steel | 1972-05-11 | Unknown
601342 | 2 |  |  | yes |  | yes | Removed from Ground | Used Oil | 500 | Bare Steel | 1972-05-11 | Unknown
601342 | 3 |  |  | yes |  | yes | Removed from Ground | Used Oil | 500 | Bare Steel | 1972-05-11 | Unknown
601342 | 4 |  |  | yes |  | yes | Removed from Ground | Used Oil | 500 | Bare Steel | 1972-05-11 | Unknown
601344 | 1 |  | 1989-10-01 |  | 1989-10-01 |  | Removed from Ground | Diesel | 10000 | Cathodically Protected Steel | 1989-10-31 | Cathodically Protected | Pressurized
601344 | 2 |  |  | yes | 1989-10-31 | yes | Closed in Ground | Used Oil | 550 | Cathodically Protected Steel | 1989-10-31 | Cathodically Protected
601344 | 3 |  |  | no |  | no | Removed from Ground | Gas (Historical Use) | 550 | Bare Steel | 2004-12-02
601347 | 1 | [5 empty] | Removed from Ground | Gas (Historical Use) | 0 | Bare Steel | 1986-08-11 | Galvanized Steel
601348 | 1 |  | 1988-02-25 |  | 1988-02-25 |  | Removed from Ground | Diesel | 8000 | Bare Steel | 1974-06-05 | Fiberglass Reinforced Plastic | Pressurized
601348 | 2 |  | 1988-02-25 |  | 1988-02-25 |  | Removed from Ground | Diesel | 8000 | Bare Steel | 1974-06-05 | Fiberglass Reinforced Plastic | Pressurized
601348 | 3 | [5 empty] | Removed from Ground | Diesel | 4000 | Bare Steel | 1974-06-05 | Fiberglass Reinforced Plastic | Pressurized
601348 | 4 | [5 empty] | Removed from Ground | Diesel | 4000 | Bare Steel | 1974-06-05 | Fiberglass Reinforced Plastic | Pressurized
601348 | 5 |  |  | yes |  | yes | Removed from Ground | Used Oil | 500 | Fiberglass | 1974-06-05 | Galvanized Steel | Gravity Fed
601348 | 6 | Flapper Valve | 1998-10-12 | no | 1998-10-12 | no | Temporarily out of use | Diesel | 20000 | Fiberglass | 1998-10-01 | Fiberglass Reinforced Plastic | Pressurized
601351 | 1 |  | 1986-10-01 |  | 1998-10-01 |  | Currently in Use | Gas (Historical Use) | 5000 | Steel-Impressed Current | 1998-10-01 | Fiberglass Reinforced Plastic | Pressurized
601351 | 2 |  | 1986-10-01 |  | 1998-10-01 |  | Currently in Use | Gas (Historical Use) | 5000 | Steel-Impressed Current | 1998-10-01 | Galvanized Steel | Pressurized
601351 | 3 |  | 1986-10-01 |  | 1998-10-01 |  | Currently in Use | Gas (Historical Use) | 5000 | Steel-Impressed Current | 1987-01-01 | Fiberglass Reinforced Plastic | Pressurized
601351 | 4 |  | 1986-10-01 |  | 1998-10-01 |  | Temporarily out of use | Diesel | 5000 | Steel-Impressed Current | 1998-10-01 | Fiberglass Reinforced Plastic | Pressurized
601351 | 5 |  | 1986-10-01 |  | 1998-10-01 |  | Currently in Use | Diesel | 8000 | Galvanic (STIP-3) | 1987-01-01 | Fiberglass Reinforced Plastic | Pressurized
601352 | 1 | [5 empty] | Removed from Ground | Diesel | 1000 | Bare Steel | 1982-01-02 | Galvanized Steel
601353 | 1 | [5 empty] | Removed from Ground | Gas (Historical Use) | 12000 | Fiberglass | 1987-01-01 | Galvanized Steel | Pressurized
601359 | 1 | [5 empty] | Removed from Ground | Gas (Historical Use) | 1000 | Marked Unknown | 1967-01-06 | Unknown
601359 | 2 | [5 empty] | Removed from Ground | Other | 1000 | Bare Steel | 1967-01-06 | Unknown
601359 | 3 | [5 empty] | Removed from Ground | Gas (Historical Use) | 1000 | Bare Steel | 1967-01-06 | Unknown
601359 | 4 | [5 empty] | Removed from Ground | Other | 1000 | Bare Steel | 1967-01-06 | Unknown
601359 | 5 | [5 empty] | Removed from Ground | Other | 5000 | Bare Steel | 1972-01-05 | Unknown
601360 | 1 | [5 empty] | Currently in Use | Diesel | 15000 | Bare Steel | 1985-01-01 | Bare Steel
601360 | 2 | [5 empty] | Removed from Ground | Gas (Historical Use) | 7000 | Bare Steel | 1977-01-03 | Not Marked
601378 | 1 | [5 empty] | Removed from Ground | Diesel | 1000 | Bare Steel | 1967-01-06 | Galvanized Steel
601381 | 1 | [5 empty] | Removed from Ground | Gas (Historical Use) | 10000 | Bare Steel | 1970-01-01 | Unknown
601381 | 2 |  |  | yes |  | yes | Removed from Ground | Used Oil | 500 | Bare Steel | 1970-01-01 | Unknown
601381 | 3 | [5 empty] | Removed from Ground | Empty | 10000 | Bare Steel | 1970-01-01 | Unknown
601381 | 4 | [5 empty] | Removed from Ground | Other | 500 | Bare Steel | 1970-01-01 | Unknown
601381 | 5 |  | 1997-12-22 |  | 1997-12-22 |  | Currently in Use | Gas (Historical Use) | 12000 | Fiberglass Double Walled | 1997-12-22 | Double-Walled Fiberglass | Pressurized
601385 | 1 | [5 empty] | Removed from Ground | Gas (Historical Use) | 550 | Bare Steel | 1987-01-01 | Galvanized Steel | Suction (American)
601385 | 2 | [5 empty] | Removed from Ground | Diesel | 1000 | Bare Steel | 1987-01-01 | Galvanized Steel | Suction (American)
601385 | 3 | [5 empty] | Removed from Ground | Diesel | 1000 | Bare Steel |  | Galvanized Steel | Suction (American)
601387 | 1 | Ball Float | 1994-10-01 |  | 1994-10-01 |  | Removed from Ground | Gas (Historical Use) | 10000 | Fiberglass | 1987-01-01 | Fiberglass Reinforced Plastic | Pressurized
601387 | 2 | Ball Float | 1994-10-01 |  | 1994-10-01 |  | Removed from Ground | Gas (Historical Use) | 10000 | Fiberglass | 1987-01-01 | Fiberglass Reinforced Plastic | Pressurized
601387 | 3 | Ball Float | 1994-10-01 |  | 1994-10-01 |  | Removed from Ground | Diesel | 2500 | Fiberglass | 1987-01-01 | Fiberglass Reinforced Plastic | Pressurized
601387 | 4 |  |  | yes | 1994-10-01 | yes | Removed from Ground | Used Oil | 550 | Fiberglass | 1987-01-01 | Bare Steel
601387 | 5 | [5 empty] | Removed from Ground | Gas (Historical Use) | 10000 | Marked Unknown | 1974-05-11 | Unknown
601387 | 6 | [5 empty] | Removed from Ground | Gas (Historical Use) | 10000 | Marked Unknown | 1974-05-11 | Unknown
601390 | 1 | [5 empty] | Removed from Ground | Gas (Historical Use) | 1000 | Bare Steel | 1954-01-09 | Galvanized Steel
601390 | 2 | [5 empty] | Removed from Ground | Diesel | 3000 | Bare Steel | 1955-01-09 | Galvanized Steel
601390 | 3 | [5 empty] | Removed from Ground | Diesel | 3000 | Bare Steel | 1955-01-09 | Galvanized Steel
601390 | 4 |  |  | yes |  | yes | Removed from Ground | Used Oil | 560 | Bare Steel | 1955-01-09 | Galvanized Steel
601390 | 5 | [5 empty] | Removed from Ground | Kerosene | 280 | Bare Steel | 1955-01-09 | Galvanized Steel
601391 | 1 | [5 empty] | Removed from Ground | Gas (Historical Use) | 2000 | Bare Steel | 1969-01-05 | Galvanized Steel
601392 | 1 | [5 empty] | Removed from Ground | Gas (Historical Use) | 550 | Bare Steel | 1956-01-09 | Galvanized Steel
601392 | 2 | Flapper Valve | 1991-04-01 |  | 1991-04-01 |  | Currently in Use | Gas (Historical Use) | 1000 | Tank Jacket | 1991-04-01 | Fiberglass Reinforced Plastic | Safe Suction (Euro)
601392 | 3 | Flapper Valve | 1991-04-01 |  | 1991-04-01 |  | Currently in Use | Diesel | 1000 | Tank Jacket | 1991-04-01 | Fiberglass Reinforced Plastic | Safe Suction (Euro)
601393 | 1 | [5 empty] | Removed from Ground | Diesel | 0 | Bare Steel |  | Galvanized Steel
601393 | 2 | [5 empty] | Removed from Ground | Gas (Historical Use) | 0 | Bare Steel | 1983-01-02 | Galvanized Steel
601395 | 1 | Ball Float | 1994-01-15 |  | 1994-01-15 | yes | Currently in Use | Gas (Historical Use) | 10000 | Fiberglass | 1987-01-01 | Double-Walled Fiberglass | Pressurized
601395 | 2 | Ball Float | 1994-01-15 |  | 1994-01-15 | yes | Currently in Use | Gas (Historical Use) | 10000 | Fiberglass | 1987-01-01 | Double-Walled Fiberglass | Pressurized
601395 | 3 | Ball Float | 1994-01-15 |  | 1994-01-15 | yes | Currently in Use | Gas (Historical Use) | 10000 | Fiberglass | 1987-01-01 | Double-Walled Fiberglass | Pressurized
601395 | 4 | Ball Float | 1994-01-15 |  | 1994-01-15 | yes | Currently in Use | Diesel | 10000 | Fiberglass | 1987-01-01 | Double-Walled Fiberglass | Pressurized
601396 | 1 | [5 empty] | Removed from Ground | Gas (Historical Use) | 6000 | Bare Steel | 1967-05-13 | Galvanized Steel
601396 | 10 |  | 2012-11-12 |  | 2012-11-12 |  | Currently in Use | Kerosene | 6000 | Composite | 1987-01-01 | Fiberglass Reinforced Plastic | Pressurized
601396 | 2 | [5 empty] | Removed from Ground | Gas (Historical Use) | 6000 | Bare Steel | 1967-05-13 | Galvanized Steel
601396 | 3 | [5 empty] | Removed from Ground | Gas (Historical Use) | 8000 | Bare Steel | 1972-05-11 | Galvanized Steel
601396 | 4 | [5 empty] | Removed from Ground | Gas (Historical Use) | 10000 | Bare Steel | 1973-05-11 | Galvanized Steel
601396 | 5 |  |  | yes |  | yes | Removed from Ground | Used Oil | 550 | Bare Steel | 1967-05-13 | Galvanized Steel
601396 | 6 |  | 2012-11-12 |  | 2012-11-12 |  | Currently in Use | Gas (Historical Use) | 10000 | Composite | 1987-01-01 | Fiberglass Reinforced Plastic | Pressurized
601396 | 7 |  | 2012-11-12 |  | 2012-11-12 |  | Currently in Use | Gas (Historical Use) | 8000 | Composite | 1987-01-01 | Fiberglass Reinforced Plastic | Pressurized
601396 | 8 |  | 2012-11-12 |  | 2012-11-12 |  | Currently in Use | Gas (Historical Use) | 8000 | Composite | 1987-01-01 | Fiberglass Reinforced Plastic | Pressurized
601396 | 9 |  | 2012-11-12 |  | 2012-11-12 |  | Currently in Use | Diesel | 6000 | Composite | 1987-01-01 | Fiberglass Reinforced Plastic | Pressurized
601397 | 368170 |  |  |  | 1993-09-20 |  | Closed in Ground | Other | 550 | Cathodically Protected Steel | 1987-01-01 | Bare Steel | Suction (American)
601397 | 368171 |  |  | yes | 1993-09-20 | yes | Closed in Ground | Used Oil | 550 | Cathodically Protected Steel | 1987-01-01 | Bare Steel | Gravity Fed
601397 | 368172 |  |  |  | 1993-09-20 |  | Closed in Ground | Other | 550 | Cathodically Protected Steel | 1987-01-01 | Bare Steel | Suction (American)
601397 | 368176 |  |  |  | 1993-09-20 |  | Closed in Ground | Other | 1000 | Cathodically Protected Steel | 1987-01-01 | Bare Steel | Suction (American)
601401 | 1 | [5 empty] | Removed from Ground | Hazardous Substance | 1000 | Bare Steel | 1967-01-06 | Unknown
601401 | 2 | [5 empty] | Removed from Ground | Hazardous Substance | 1000 | Bare Steel | 1967-01-06 | Unknown
601401 | 3 | [5 empty] | Removed from Ground | Hazardous Substance | 1000 | Bare Steel | 1967-01-06 | Unknown
601404 | 1 | Ball Float | 1998-09-01 | no | 1998-09-01 | no | Currently in Use | Regular | 10000 | Galvanic (STIP-3) | 1987-11-04 | Double-Walled Fiberglass | Pressurized
601404 | 2 | Ball Float | 1998-09-01 | no | 1998-09-01 | no | Currently in Use | Plus | 10000 | Galvanic (STIP-3) | 1987-11-04 | Double-Walled Fiberglass | Pressurized
601404 | 3 | Ball Float | 1998-09-01 | no | 1998-09-01 | no | Currently in Use | Premium | 10000 | Galvanic (STIP-3) | 1987-11-04 | Double-Walled Fiberglass | Pressurized
601404 | 4 | Ball Float | 1998-09-01 | no | 1998-09-01 | no | Currently in Use | Diesel | 5000 | Galvanic (STIP-3) | 1987-11-04 | Double-Walled Fiberglass | Pressurized
601404 | 5 | Ball Float | 1998-09-01 | no | 1998-09-01 | no | Temporarily out of use | Kerosene | 1000 | Galvanic (STIP-3) | 1987-11-04 | Double-Walled Fiberglass | Pressurized
601405 | 1 |  |  | yes |  | yes | Removed from Ground | Used Oil | 550 | Double Walled | 1987-11-04 | Bare Steel
601405 | 2 |  |  | yes |  | yes | Removed from Ground | Used Oil | 550 | Double Walled | 1987-11-04 | Bare Steel
601406 | 1 | [5 empty] | Removed from Ground | Gas (Historical Use) | 10000 | Fiberglass | 1987-11-04 | Fiberglass Reinforced Plastic
601406 | 2 |  |  | yes |  | yes | Removed from Ground | Used Oil | 550 | Cathodically Protected Steel | 1987-11-04 | Galvanized Steel
601407 | 1 | Flapper Valve | 1998-11-01 | no | 1998-11-01 | no | Currently in Use | Diesel | 2000 | Galvanic (STIP-3) | 1987-11-04 | Flex
602001 | 1 | [5 empty] | Removed from Ground | Other | 2000 | Bare Steel | 1976-11-06 | Galvanized Steel | Suction (American)
602001 | 2 | [5 empty] | Removed from Ground | Other | 2000 | Bare Steel | 1976-11-06 | Galvanized Steel | Suction (American)
602001 | 3 | [5 empty] | Removed from Ground | Other | 2000 | Bare Steel | 1976-11-06 | Galvanized Steel | Suction (American)
602001 | 4 | [5 empty] | Removed from Ground | Other | 2000 | Bare Steel | 1976-11-06 | Galvanized Steel | Suction (American)
602001 | 5 |  |  | yes |  | yes | Removed from Ground | Used Oil | 4000 | Bare Steel | 1976-11-06 | Galvanized Steel | Safe Suction (Euro)
602001 | 6 | [5 empty] | Removed from Ground | Kerosene | 500 | Bare Steel | 1976-11-06 | Galvanized Steel | Safe Suction (Euro)
602001 | 7 | [5 empty] | Removed from Ground | Diesel | 6000 | Bare Steel | 1976-11-06 | Galvanized Steel | Safe Suction (Euro)
602001 | 8 | [5 empty] | Removed from Ground | Gas (Historical Use) | 5000 | Bare Steel | 1976-11-06 | Galvanized Steel | Safe Suction (Euro)
602002 | 1 |  |  | yes |  | yes | Removed from Ground | Used Oil | 200 | Marked Unknown | 1987-11-04 | Unknown | Pressurized
602002 | 5 | [5 empty] | Removed from Ground | Gas (Historical Use) | 10000 | Fiberglass | 1982-01-01 | Fiberglass Reinforced Plastic | Pressurized
602004 | 1 |  |  | yes |  | yes | Removed from Ground | Used Oil | 1000 | Fiberglass | 1987-11-04 | Galvanized Steel | Suction (American)
602004 | 2 | [5 empty] | Removed from Ground | Other | 2000 | Fiberglass | 1987-11-04 | Galvanized Steel | Suction (American)
602004 | 3 | [5 empty] | Removed from Ground | Other | 3000 | Fiberglass | 1987-11-04 | Galvanized Steel | Suction (American)
602006 | 1 | [5 empty] | Removed from Ground | Gas (Historical Use) | 500 | Epoxy | 1969-01-01 | Galvanized Steel | Suction (American)
602007 | 1 | [5 empty] | Removed from Ground | Diesel | 10000 | Cathodically Protected Steel | 1987-11-04 | Galvanized Steel
602007 | 2 | [5 empty] | Removed from Ground | Gas (Historical Use) | 1000 | Not Marked/Unknown | 1997-01-31 | Not Marked
602009 | 1 | Overfill Alarm | 1997-01-20 |  | 1997-01-20 |  | Currently in Use | Diesel | 10000 | Composite | 1987-11-04 | Double-Walled Flex | Suction (American)
602009 | 2 | Flapper Valve | 1997-01-20 |  | 1997-01-20 |  | Currently in Use | Diesel | 10000 | Composite | 1987-11-04 | Double-Walled Flex | Suction (American)
602011 | 1 |  |  | yes |  | yes | Removed from Ground | Used Oil | 1000 | Fiberglass | 1987-11-04 | Galvanized Steel | Suction (American)
602011 | 2 | [5 empty] | Removed from Ground | Other | 2000 | Fiberglass | 1987-11-04 | Galvanized Steel | Suction (American)
602011 | 3 | [5 empty] | Removed from Ground | Other | 3000 | Fiberglass | 1987-11-04 | Galvanized Steel | Suction (American)
602012 | 1 | Ball Float | 1987-11-04 |  | 1987-11-04 |  | Currently in Use | Gas (Historical Use) | 10000 | Steel-Impressed Current | 1987-11-04 | Steel (Impressed Current) | Pressurized
602012 | 2 | Ball Float | 1987-11-04 |  | 1987-11-04 |  | Currently in Use | Gas (Historical Use) | 10000 | Steel-Impressed Current | 1987-11-04 | Steel (Impressed Current) | Pressurized
602012 | 3 | Ball Float | 1987-11-04 |  | 1987-11-04 |  | Closed in Ground | Gas (Historical Use) | 10000 | Steel-Impressed Current | 1987-11-04 | Steel (Impressed Current) | Pressurized
602012 | 4 | Ball Float | 1987-11-04 |  | 1987-11-04 |  | Currently in Use | Gas (Historical Use) | 10000 | Steel-Impressed Current | 1987-11-04 | Steel (Impressed Current) | Pressurized
602016 | 1 |  | 1992-01-01 | no | 1992-01-01 | no | Currently in Use | Diesel | 10000 | Fiberglass Double Walled | 1987-11-04 | Steel/FG Secondary containment | Pressurized
602016 | 2 |  | 1992-01-01 | no | 1992-01-01 | no | Currently in Use | Diesel | 10000 | Fiberglass Double Walled | 1987-11-04 | Steel/FG Secondary containment | Pressurized
602017 | 001#1988U | [5 empty] | Removed from Ground | Gas (Historical Use) | 10000 | Double Walled | 1987-11-04 | Bare Steel | Pressurized
602017 | 002#1988D | [5 empty] | Removed from Ground | Diesel | 10000 | Double Walled | 1987-11-04 | Bare Steel | Pressurized
602017 | 1 |  | 2005-10-01 | yes | 1995-10-01 | yes | Currently in Use | Used Oil | 1000 | Fiberglass Double Walled | 1995-10-01 | Fiberglass Reinforced Plastic | Gravity Fed
602017 | 2 |  | 2005-10-01 | no | 1995-10-01 | no | Currently in Use |  | 1000 | Fiberglass Double Walled | 1995-10-01 | Double-Walled Fiberglass | Gravity Fed
602017 | 3 |  | 2005-10-01 | no | 1995-10-01 | no | Temporarily out of use |  | 1000 | Fiberglass Double Walled | 1995-10-01 | Double-Walled Fiberglass | Gravity Fed
602017 | 5 |  | 1996-05-01 | yes | 1996-05-01 | yes | Currently in Use | Used Oil | 1000 | Fiberglass Double Walled | 1996-05-01 | Fiberglass Reinforced Plastic | Gravity Fed
602018 | 1 | [5 empty] | Permanently Out of Use - historical purposes | Gas (Historical Use) | 1000 | Bare Steel | 1963-11-10 | Unknown
602018 | 2 | [5 empty] | Permanently Out of Use - historical purposes | Empty | 0 | Marked Unknown | 1963-01-01 | Unknown
602018 | 3 | [5 empty] | Permanently Out of Use - historical purposes | Empty | 0 | Marked Unknown | 1963-01-01 | Unknown
602018 | 4 | [5 empty] | Permanently Out of Use - historical purposes | Empty | 0 | Marked Unknown | 1963-01-01 | Unknown
602019 | 1 |  |  | no |  | no | Removed from Ground | Gas (Historical Use) | 10000 | Bare Steel | 1980-11-05 | Galvanized Steel
602019 | 2 |  |  | no |  | no | Removed from Ground | Diesel | 10000 | Bare Steel | 1980-11-05 | Galvanized Steel
602019 | 3 | Flapper Valve |  | no | 1993-01-01 | no | Currently in Use | Diesel | 6000 | Fiberglass Double Walled | 1993-05-01
602022 | 1 |  | 1993-06-12 | no | 1993-06-12 | no | Currently in Use | Gas (Historical Use) | 9300 | Fiberglass | 1982-01-03 | Double-Walled Fiberglass | Pressurized
602022 | 2 |  | 1993-06-12 | no | 1993-06-12 | no | Currently in Use | Gas (Historical Use) | 9300 | Fiberglass | 1982-01-03 | Double-Walled Fiberglass | Pressurized
602022 | 3 |  | 1993-06-12 | no | 1993-06-12 | no | Currently in Use | Diesel | 9300 | Fiberglass | 1982-01-03 | Double-Walled Fiberglass | Pressurized
602022 | 4 | [5 empty] | Removed from Ground | Diesel | 10000 | Fiberglass | 1982-01-01 | Double-Walled Fiberglass | Pressurized
60297 | 1 | [5 empty] | Removed from Ground | Gas (Historical Use) | 12076 | Bare Steel | 1962-01-07 | Galvanized Steel
630077 | 1 | [5 empty] | Permanently Out of Use - historical purposes | Gas (Historical Use) | 3006 | Bare Steel | 1985-10-01 | Galvanized Steel
630077 | 2 | [5 empty] | Permanently Out of Use - historical purposes | Gas (Historical Use) | 3006 | Bare Steel | 1985-10-01 | Galvanized Steel
630077 | 3 | [5 empty] | Permanently Out of Use - historical purposes | Gas (Historical Use) | 3006 | Bare Steel | 1985-10-01 | Galvanized Steel
630077 | 4 | Flapper Valve | 1998-05-29 | no | 1998-05-29 | no | Currently in Use |  | 3000 | Galvanic (STIP-3) | 1985-09-30 | Galvanized Steel | Safe Suction (Euro)
630077 | 5 | Flapper Valve | 1998-05-29 | no | 1998-05-29 | no | Currently in Use |  | 3000 | Galvanic (STIP-3) | 1985-09-30 | Galvanized Steel | Suction (American)
630077 | 6 | Flapper Valve | 1998-05-29 | no | 1998-05-29 | no | Currently in Use | Diesel | 3000 | Galvanic (STIP-3) | 1985-09-30 | Galvanized Steel | Suction (American)
632000 | 1 |  | 1995-10-01 |  | 1995-10-01 |  | Removed from Ground | Gas (Historical Use) | 10000 | Steel-Impressed Current | 1986-05-05 | Cathodically Protected | Pressurized
632000 | 2 |  | 1995-10-01 |  | 1995-10-01 |  | Removed from Ground | Gas (Historical Use) | 10000 | Steel-Impressed Current | 1986-05-05 | Cathodically Protected | Pressurized
632000 | 3 |  | 1995-10-01 |  | 1995-10-01 |  | Removed from Ground | Gas (Historical Use) | 10000 | Steel-Impressed Current | 1986-05-05 | Cathodically Protected | Pressurized
632000 | 4 |  | 1995-10-01 |  | 1995-10-01 |  | Removed from Ground | Diesel | 10000 | Steel-Impressed Current | 1986-05-05 | Cathodically Protected | Pressurized
632000 | 5 |  | 1995-10-01 |  | 1995-10-01 |  | Removed from Ground | Diesel | 10000 | Steel-Impressed Current | 1986-05-05 | Cathodically Protected | Pressurized
640088 | 1 | [5 empty] | Removed from Ground | Diesel | 3000 | Bare Steel | 1980-05-01 | Galvanized Steel
640088 | 2 | [5 empty] | Removed from Ground | Diesel | 3000 | Bare Steel | 1980-05-01 | Galvanized Steel
640088 | 3 | [5 empty] | Removed from Ground | Diesel | 3000 | Bare Steel | 1979-05-02 | Galvanized Steel
640088 | 4 |  |  | no |  | no | Removed from Ground
640088 | 5 |  |  | no |  | no | Removed from Ground
670057 | 1 | Ball Float | 1994-06-22 |  | 1994-06-22 |  | Currently in Use | Diesel | 4009 | Steel-Impressed Current | 1983-04-01 | Steel (Impressed Current) | Pressurized
670057 | 2 | Flapper Valve | 1994-06-22 |  | 1994-06-22 |  | Currently in Use | Gas (Historical Use) | 10000 | Steel-Impressed Current | 1983-04-01 | Steel (Impressed Current) | Pressurized
670057 | 3 | Flapper Valve | 1994-06-22 |  | 1994-06-22 |  | Currently in Use | Gas (Historical Use) | 10000 | Steel-Impressed Current | 1983-04-01 | Steel (Impressed Current) | Pressurized
670057 | 4 | Flapper Valve | 1994-06-22 |  | 1994-06-22 |  | Currently in Use | Gas (Historical Use) | 10000 | Steel-Impressed Current | 1983-04-01 | Steel (Impressed Current) | Pressurized
670118 | 1 |  | 1985-01-01 |  | 1985-01-01 |  | Temporarily out of use | Gas (Historical Use) | 12000 | Fiberglass | 1985-05-06 | Fiberglass Reinforced Plastic | Pressurized
670118 | 2 |  | 1985-01-01 |  | 1985-01-01 |  | Temporarily out of use | Gas (Historical Use) | 10000 | Fiberglass | 1985-05-06 | Fiberglass Reinforced Plastic | Pressurized
670118 | 3 |  | 1985-01-01 |  | 1985-01-01 |  | Temporarily out of use | Gas (Historical Use) | 10000 | Fiberglass | 1985-05-06 | Fiberglass Reinforced Plastic | Pressurized
670118 | 4 |  | 1985-01-01 |  | 1985-01-01 |  | Temporarily out of use | Diesel | 8000 | Fiberglass | 1985-05-06 | Fiberglass Reinforced Plastic | Pressurized
670243 | 1 | [5 empty] | Removed from Ground | Gas (Historical Use) | 2000 | Bare Steel | 1971-05-12 | Galvanized Steel
670279 | 1 | [5 empty] | Removed from Ground | Diesel | 4000 | Bare Steel | 1962-04-21 | Galvanized Steel | Suction (American)
670279 | 2 | [5 empty] | Removed from Ground | Gas (Historical Use) | 4000 | Bare Steel | 1962-04-21 | Galvanized Steel | Suction (American)
670279 | 3 | [5 empty] | Removed from Ground | Gas (Historical Use) | 4000 | Bare Steel | 1962-04-21 | Galvanized Steel | Suction (American)
670279 | 4 | [5 empty] | Removed from Ground | Gas (Historical Use) | 6000 | Bare Steel | 1974-04-18 | Galvanized Steel | Suction (American)
670279 | 5 | [5 empty] | Removed from Ground | Kerosene | 550 | Bare Steel | 1962-04-21 | Galvanized Steel
670279 | 6 | [5 empty] | Removed from Ground | Gas (Historical Use) | 550 | Bare Steel | 1962-04-21 | Galvanized Steel
670284 | 1 | [5 empty] | Removed from Ground | Gas (Historical Use) | 2000 | Bare Steel | 1971-04-21 | Galvanized Steel | Suction (American)
670284 | 2 | [5 empty] | Removed from Ground | Diesel | 8000 | Bare Steel | 1971-04-21 | Galvanized Steel | Suction (American)
670284 | 3 | [5 empty] | Removed from Ground | Diesel | 6000 | Bare Steel | 1971-04-21 | Galvanized Steel | Suction (American)
670284 | 4 |  |  | yes |  | yes | Removed from Ground | Used Oil | 500 | Bare Steel | 1976-04-19 | Galvanized Steel | Safe Suction (Euro)
670400 | 1 |  | 1995-04-01 |  | 1995-04-01 |  | Currently in Use | Gas (Historical Use) | 6000 | Steel-Impressed Current | 1982-05-14 | Cathodically Protected | Pressurized
670400 | 2 |  | 1995-04-01 |  | 1995-04-01 |  | Currently in Use | Gas (Historical Use) | 4000 | Steel-Impressed Current | 1982-05-14 | Cathodically Protected | Pressurized
670400 | 3 |  | 1998-04-01 |  | 1995-04-01 |  | Temporarily out of use | Gas (Historical Use) | 4000 | Steel-Impressed Current | 1982-05-14 | Cathodically Protected | Pressurized
670423 | 1 | [5 empty] | Removed from Ground | Gas (Historical Use) | 5000 | Bare Steel | 1956-06-25 | Galvanized Steel
670426 | 1 |  | 1995-02-01 |  | 1995-01-01 |  | Removed from Ground | Gas (Historical Use) | 10000 | Cathodically Protected Steel | 1984-05-13 | Cathodically Protected | Pressurized
670426 | 2 |  | 1995-02-01 |  | 1995-01-01 |  | Removed from Ground | Gas (Historical Use) | 10000 | Cathodically Protected Steel | 1984-05-13 | Cathodically Protected | Pressurized
670426 | 3 |  | 1995-02-01 |  | 1995-01-01 |  | Removed from Ground | Gas (Historical Use) | 10000 | Cathodically Protected Steel | 1986-05-13 | Cathodically Protected | Pressurized
670426 | 4 | Ball Float | 2000-06-01 | no | 2000-06-01 | no | Currently in Use | Gas (Historical Use) | 20000 | Composite | 2000-06-01 |  | Pressurized
670426 | 5 | Ball Float | 2000-06-01 | no | 2000-06-01 | no | Currently in Use | Regular | 12000 | Composite | 2000-06-01 |  | Pressurized
670427 | 1 |  | 1998-07-26 |  | 1998-07-26 |  | Removed from Ground | Gas (Historical Use) | 8000 | Steel-Impressed Current | 1986-05-13 | Fiberglass Reinforced Plastic | Pressurized
670427 | 2 |  | 1998-07-26 |  | 1998-07-26 |  | Removed from Ground | Gas (Historical Use) | 6000 | Steel-Impressed Current | 1986-05-13 | Fiberglass Reinforced Plastic | Pressurized
670427 | 3 |  | 1998-07-26 |  | 1998-07-26 |  | Removed from Ground | Gas (Historical Use) | 5000 | Steel-Impressed Current | 1986-05-13 | Fiberglass Reinforced Plastic | Pressurized
670427 | 4 |  | 1998-07-26 |  | 1998-07-26 |  | Removed from Ground | Gas (Historical Use) | 550 | Steel-Impressed Current | 1986-05-13 | Cathodically Protected | Pressurized
670429 | 1 | [5 empty] | Removed from Ground | Gas (Historical Use) | 8000 | Bare Steel | 1971-05-17 | Galvanized Steel
670429 | 2 | [5 empty] | Removed from Ground | Gas (Historical Use) | 8000 | Bare Steel | 1971-05-17 | Galvanized Steel
670475 | 1AST | [5 empty] | Permanently Out of Use - historical purposes | Diesel | 8000 | Bare Steel | 1981-01-15 | Galvanized Steel
670475 | 2 | [5 empty] | Currently in Use | Diesel | 5000 | Bare Steel | 1981-01-15 | Galvanized Steel
670475 | 2AST | [5 empty] | Permanently Out of Use - historical purposes | Diesel | 5000 | Bare Steel | 1981-01-15 | Galvanized Steel
670502 | 1 | [5 empty] | Removed from Ground | Diesel | 1000 | Bare Steel | 1977-01-01 | Copper | Suction (American)
670502 | 2 | Flapper Valve | 1997-05-12 | no | 1997-05-12 | no | Currently in Use | Diesel | 2500 | Fiberglass | 1992-08-15 | Copper | Suction (American)
670528 | 1 | [5 empty] | Removed from Ground | Other | 15000 | Cathodically Protected Steel | 1970-05-17 | Bare Steel
670528 | 2 | [5 empty] | Removed from Ground | Other | 6000 | Cathodically Protected Steel | 1970-05-17 | Galvanized Steel
670529 | 1 | [5 empty] | Removed from Ground | Other | 12000 | Cathodically Protected Steel | 1960-05-19 | Bare Steel
670530 | 1 | [5 empty] | Removed from Ground | Diesel | 12000 | Bare Steel | 1982-05-14 | Galvanized Steel
670530 | 2 | [5 empty] | Removed from Ground | Diesel | 12000 | Bare Steel | 1982-05-14 | Galvanized Steel
670530 | 3 |  |  | no |  | no | Removed from Ground | Used Oil | 1000 | Bare Steel | 2007-03-20
690082 | 1 | [5 empty] | Removed from Ground | Gas (Historical Use) | 2000 | Bare Steel | 1982-01-01 | Unknown
7000004 | 1 |  | 1998-11-25 |  | 1998-11-25 |  | Currently in Use | Gas (Historical Use) | 3000 | Cathodically Protected Steel | 1971-03-14 | Cathodically Protected | Safe Suction (Euro)
7000004 | 2 |  | 1998-11-25 |  | 1998-11-25 |  | Currently in Use | Gas (Historical Use) | 3000 | Cathodically Protected Steel | 1971-03-14 | Cathodically Protected | Safe Suction (Euro)
7000004 | 3 |  | 1998-12-01 |  | 1998-12-01 |  | Currently in Use | Gas (Historical Use) | 3000 | Cathodically Protected Steel | 1971-03-14 | Cathodically Protected | Safe Suction (Euro)
7000004 | 4 |  | 1998-12-16 |  | 1998-12-16 |  | Currently in Use | Diesel | 3000 | Cathodically Protected Steel | 1971-03-14 | Cathodically Protected | Safe Suction (Euro)
7000004 | 5 | [5 empty] | Removed from Ground | Kerosene | 2000 | Bare Steel | 1971-03-14 | Galvanized Steel | Suction (American)
7000009 | 1 | [5 empty] | Removed from Ground | Gas (Historical Use) | 10000 | Cathodically Protected Steel | 1981-01-01 | Galvanized Steel | Pressurized
7000009 | 2 | [5 empty] | Removed from Ground | Diesel | 20000 | Cathodically Protected Steel | 1981-01-01 | Galvanized Steel | Pressurized
7000009 | 3 | [5 empty] | Removed from Ground | Other | 1000 | Cathodically Protected Steel | 1981-01-01 | Galvanized Steel | Suction (American)
7000009 | 4 |  |  | yes |  | yes | Removed from Ground | Used Oil | 500 | Cathodically Protected Steel | 1981-01-01 | Galvanized Steel | Gravity Fed
7000016 | 1 | [5 empty] | Removed from Ground | Diesel | 20000 | Bare Steel | 1974-05-08 | Bare Steel | Suction (American)
7000016 | 2 | [5 empty] | Currently in Use | Diesel | 20000 | Bare Steel | 1974-05-08 | Bare Steel | Safe Suction (Euro)
7000016 | 3 | [5 empty] | Closed in Ground | Diesel | 1000 | Bare Steel | 1971-05-09 | Bare Steel | Suction (American)
7000017 | 1 | [5 empty] | Removed from Ground | Gas (Historical Use) | 2000 | Cathodically Protected Steel | 2001-08-08 | Cathodically Protected | Safe Suction (Euro)
7000017 | 2 | [5 empty] | Removed from Ground | Gas (Historical Use) | 2000 | Cathodically Protected Steel | 2001-08-08 | Cathodically Protected | Safe Suction (Euro)
7000018 | 1 | [5 empty] | Removed from Ground | Gas (Historical Use) | 4000 | Bare Steel | 1982-05-06 | Galvanized Steel | Suction (American)
7000018 | 2 | [5 empty] | Removed from Ground | Gas (Historical Use) | 4000 | Bare Steel | 1982-05-06 | Galvanized Steel | Suction (American)
7000018 | 3 | [5 empty] | Removed from Ground | Gas (Historical Use) | 4000 | Bare Steel | 1982-05-06 | Galvanized Steel
7000018 | 4 | [5 empty] | Removed from Ground | Gas (Historical Use) | 4000 | Bare Steel | 1982-05-06 | Galvanized Steel | Suction (American)
7000018 | 5 |  | 1998-06-01 |  | 1998-06-01 |  | Currently in Use | Gas (Historical Use) | 8000 | Composite | 1998-06-01 | Fiberglass Reinforced Plastic | Pressurized
7000018 | 6 |  | 1998-06-01 |  | 1998-06-01 |  | Currently in Use | Gas (Historical Use) | 12000 | Composite | 1998-06-01 | Fiberglass Reinforced Plastic | Pressurized
7000019 | 1 |  | 1998-08-01 |  | 1998-08-01 |  | Currently in Use | Gas (Historical Use) | 8000 | Steel-Impressed Current | 1980-05-06 | Cathodically Protected
7000019 | 2 |  | 1998-08-01 |  | 1998-08-01 |  | Currently in Use | Gas (Historical Use) | 4000 | Steel-Impressed Current | 1980-05-06 | Cathodically Protected
7000019 | 3 |  | 1998-08-01 |  | 1998-08-01 |  | Currently in Use | Gas (Historical Use) | 4000 | Steel-Impressed Current | 1980-05-06 | Cathodically Protected
7000020 | 1 |  | 1999-01-20 |  | 1999-01-20 |  | Removed from Ground | Diesel | 10000 | Galvanic (STIP-3) | 1986-01-01 | Fiberglass Reinforced Plastic
7000027 | 1 | [5 empty] | Removed from Ground | Gas (Historical Use) | 3000 | Bare Steel | 1966-03-15 | Bare Steel | Pressurized
7000027 | 2 | [5 empty] | Removed from Ground | Gas (Historical Use) | 5000 | Bare Steel | 1966-03-15 | Bare Steel | Pressurized
7000027 | 3 | [5 empty] | Removed from Ground | Gas (Historical Use) | 5000 | Bare Steel | 1966-03-15 | Bare Steel | Pressurized
7000027 | 4 |  |  | yes |  | yes | Removed from Ground | Used Oil | 550 | Bare Steel | 1966-03-15 | Bare Steel | Pressurized
7000028 | 1 |  | 1989-06-01 |  | 1989-06-01 |  | Removed from Ground | Gas (Historical Use) | 6000 | Steel-Impressed Current | 1966-03-15 | Cathodically Protected | Pressurized
7000028 | 2 |  | 1989-06-01 |  | 1989-06-01 |  | Removed from Ground | Gas (Historical Use) | 6000 | Steel-Impressed Current | 1966-03-15 | Cathodically Protected | Pressurized
7000028 | 3 |  | 1989-06-01 |  | 1989-06-01 |  | Removed from Ground | Gas (Historical Use) | 6000 | Steel-Impressed Current | 1966-03-15 | Cathodically Protected | Pressurized
7000028 | 4 |  |  | no |  | no | Removed from Ground | Not Marked/Tank Removed | 2000 | Unknown | 2005-07-19
7000028 | 5 |  |  | no |  | no | Removed from Ground | Not Marked/Tank Removed | 1000 | Unknown | 2005-07-19
7000033 | 1 | [5 empty] | Removed from Ground | Gas (Historical Use) | 1000 | Bare Steel | 1970-05-20 | Galvanized Steel | Suction (American)
7000033 | 2 | [5 empty] | Removed from Ground | Diesel | 550 | Bare Steel | 1970-01-01 | Galvanized Steel | Suction (American)
7000037 | 1 | [5 empty] | Currently in Use | Diesel | 1000 | Bare Steel | 1971-04-21 | Unknown
7000038 | 1 | [5 empty] | Removed from Ground | Gas (Historical Use) | 8100 | Bare Steel | 1982-05-20 | Galvanized Steel
7000038 | 2 | [5 empty] | Removed from Ground | Gas (Historical Use) | 10000 | Bare Steel | 1982-05-20 | Galvanized Steel
7000038 | 3 | [5 empty] | Removed from Ground | Gas (Historical Use) | 8100 | Bare Steel | 1982-05-20 | Galvanized Steel
7000038 | 4 | [5 empty] | Removed from Ground | Diesel | 6000 | Bare Steel | 1986-05-20 | Galvanized Steel
7000038 | 5 |  | 1994-02-01 |  | 1994-02-01 |  | Currently in Use | Gas (Historical Use) | 10000 | Steel-Impressed Current | 1994-02-01 | Fiberglass Reinforced Plastic | Pressurized
7000038 | 6 |  | 1994-02-01 |  | 1994-02-01 |  | Currently in Use | Gas (Historical Use) | 10000 | Steel-Impressed Current | 1994-02-01 | Fiberglass Reinforced Plastic | Pressurized
7000038 | 7 |  | 1994-02-01 |  | 1994-02-01 |  | Currently in Use | Gas (Historical Use) | 10000 | Steel-Impressed Current | 1994-02-01 | Fiberglass Reinforced Plastic | Pressurized
7000038 | 8 |  | 1994-02-01 |  | 1994-02-01 |  | Currently in Use | Diesel | 6000 | Steel-Impressed Current | 1994-02-01 | Fiberglass Reinforced Plastic | Pressurized
7000039 | 1 | [5 empty] | Removed from Ground | Other | 15000 | Bare Steel | 1977-05-10 | Bare Steel
7000039 | 10 | [5 empty] | Closed in Ground | Gas (Historical Use) | 10000 | Bare Steel | 1950-05-17 | Unknown
7000039 | 14 | [5 empty] | Removed from Ground | Hazardous Substance | 20000 | Cathodically Protected Steel | 1984-05-08 | Bare Steel
7000039 | 15 | [5 empty] | Removed from Ground | Hazardous Substance | 15000 | Bare Steel | 1977-05-10 | Bare Steel
7000039 | 16 | [5 empty] | Removed from Ground | Hazardous Substance | 15000 | Bare Steel | 1977-05-10 | Bare Steel
7000039 | 17 | [5 empty] | Closed in Ground | Empty | 10000 | Bare Steel | 1950-05-17 | Unknown
7000039 | 18 |  | 1992-02-01 |  | 1992-02-01 |  | Removed from Ground | Gas (Historical Use) | 20000 | Cathodically Protected Steel | 1992-02-01 | Double-Walled Fiberglass | Pressurized
7000039 | 19 |  | 1992-02-01 |  | 1992-02-01 |  | Removed from Ground | Gas (Historical Use) | 20000 | Cathodically Protected Steel | 1992-02-01 | Fiberglass Reinforced Plastic | Pressurized
7000039 | 2 | [5 empty] | Removed from Ground | Gas (Historical Use) | 15000 | Bare Steel | 1947-05-18 | Unknown
7000039 | 20 | [5 empty] | Removed from Ground | Other | 15000 | Not Marked/Unknown | 1990-12-01 | Not Marked
7000039 | 21 | [5 empty] | Removed from Ground | Other | 20000 | Cathodically Protected Steel | 1984-07-15 | Double Walled | Pressurized
7000039 | 22 | [5 empty] | Removed from Ground | Other | 20000 | Cathodically Protected Steel | 1984-07-15 | Double Walled | Pressurized
7000039 | 23 | [5 empty] | Removed from Ground | Other | 20000 | Cathodically Protected Steel | 1984-07-15 | Double Walled | Pressurized
7000039 | 24 |  |  | no |  | no | Removed from Ground | Other | 20000 | Unknown | 2008-10-20
7000039 | 25 |  |  | no |  | no | Removed from Ground | Other | 20000 | Unknown | 2008-10-20 | Unknown
7000039 | 3 | [5 empty] | Removed from Ground | Gas (Historical Use) | 20000 | Bare Steel | 1971-05-12 | Bare Steel
7000039 | 4 | [5 empty] | Removed from Ground | Gas (Historical Use) | 20000 | Bare Steel | 1971-05-12 | Bare Steel
7000039 | 41CENTRAL |  |  | no |  | no | Removed from Ground | Not Marked/Tank Removed | 3500 | Unknown | 2014-02-17 | Unknown
7000039 | 41NORTH |  |  | no |  | no | Removed from Ground | Not Marked/Tank Removed | 3500 | Unknown | 2014-02-17 | Unknown
7000039 | 41SOUTH |  |  | no |  | no | Removed from Ground | Not Marked/Tank Removed | 3500 | Unknown | 2014-02-17 | Unknown
7000039 | 5 | [5 empty] | Closed in Ground | Gas (Historical Use) | 10000 | Bare Steel | 1950-05-17 | Unknown
7000039 | 6 | [5 empty] | Closed in Ground | Gas (Historical Use) | 6000 | Bare Steel | 1950-05-17 | Unknown
7000039 | 7 | [5 empty] | Closed in Ground | Gas (Historical Use) | 6000 | Bare Steel | 1950-05-17 | Unknown
7000039 | 8 | [5 empty] | Closed in Ground | Gas (Historical Use) | 6000 | Bare Steel | 1950-05-17 | Unknown
7000039 | 9 | [5 empty] | Closed in Ground | Gas (Historical Use) | 6000 | Bare Steel | 1950-05-17 | Unknown
7000039 | U-30 |  |  | no |  | no | Removed from Ground | Gas (Historical Use) | 12000 | Unknown | 2009-03-01 | Unknown
7000039 | U-31 |  |  | no |  | no | Removed from Ground | Gas (Historical Use) | 12000 | Unknown | 2009-03-01 | Unknown
7000039 | U-32 |  |  | no |  | no | Removed from Ground | Gas (Historical Use) | 10000 | Unknown | 2009-03-01 | Unknown
7000039 | U-33 |  |  | no |  | no | Removed from Ground | Gas (Historical Use) | 5000 | Unknown | 2009-03-01 | Unknown
7000065 | 1 | [5 empty] | Removed from Ground | Empty | 550 | Bare Steel | 1985-11-01 | Bare Steel | Gravity Fed
7000085 | 1 | [5 empty] | Removed from Ground | Gas (Historical Use) | 500 | Bare Steel | 1971-04-26 | Galvanized Steel
7000085 | 2 | [5 empty] | Removed from Ground | Empty | 560 | Bare Steel | 1954-04-30 | Galvanized Steel
7000085 | 3 | [5 empty] | Removed from Ground | Empty | 560 | Bare Steel | 1967-01-01 | Galvanized Steel
7000085 | 4 | [5 empty] | Removed from Ground | Gas (Historical Use) | 2000 | Bare Steel | 1977-01-01 | Bare Steel
7000085 | 5 |  | 1990-01-01 |  | 1990-01-01 |  | Removed from Ground | Gas (Historical Use) | 2000 | Galvanic (STIP-3) | 1990-01-01 | Cathodically Protected | Safe Suction (Euro)
7000085 | 6 |  | 1990-01-01 |  | 1990-01-01 |  | Removed from Ground | Kerosene | 1000 | Galvanic (STIP-3) | 1990-01-01 | Cathodically Protected | Safe Suction (Euro)
7000087 | 1 | [5 empty] | Removed from Ground | Gas (Historical Use) | 2000 | Bare Steel | 1984-02-04 | Galvanized Steel
7000087 | 2 | [5 empty] | Removed from Ground | Gas (Historical Use) | 1000 | Bare Steel | 1966-02-08 | Galvanized Steel
7000087 | 3 | [5 empty] | Removed from Ground | Gas (Historical Use) | 2000 | Bare Steel | 1984-02-04 | Galvanized Steel
7000087 | 4 | [5 empty] | Removed from Ground | Kerosene | 500 | Bare Steel | 1966-02-08 | Galvanized Steel
7000087 | 5 | [5 empty] | Removed from Ground | Diesel | 500 | Bare Steel | 1966-02-08 | Galvanized Steel
7000088 | 1 | [5 empty] | Permanently Out of Use - historical purposes | Gas (Historical Use) | 500 | Bare Steel | 1961-02-09 | Galvanized Steel | Suction (American)
7000088 | 3 | [5 empty] | Permanently Out of Use - historical purposes | Gas (Historical Use) | 500 | Bare Steel | 1961-02-09 | Galvanized Steel | Suction (American)
7000088 | 4 | [5 empty] | Permanently Out of Use - historical purposes | Gas (Historical Use) | 500 | Bare Steel | 1961-02-09 | Galvanized Steel | Suction (American)
7000088 | 5 | [5 empty] | Permanently Out of Use - historical purposes | Gas (Historical Use) | 500 | Bare Steel | 1961-02-09 | Galvanized Steel | Suction (American)
7000090 | 1 | [5 empty] | Removed from Ground | Diesel | 5000 | Bare Steel | 1981-02-04 | Galvanized Steel
7000090 | 2 | [5 empty] | Removed from Ground | Gas (Historical Use) | 1000 | Bare Steel | 1983-02-04 | Galvanized Steel
7000091 | 1 | [5 empty] | Removed from Ground | Gas (Historical Use) | 2000 | Bare Steel | 1966-02-08 | Galvanized Steel | Suction (American)
7000093 | 1 | [5 empty] | Removed from Ground | Gas (Historical Use) | 6000 | Bare Steel | 1958-02-10 | Galvanized Steel
7000093 | 2 | [5 empty] | Removed from Ground | Gas (Historical Use) | 6000 | Bare Steel | 1958-02-10 | Galvanized Steel
7000093 | 3 | [5 empty] | Removed from Ground | Gas (Historical Use) | 2000 | Bare Steel | 1976-02-06 | Galvanized Steel
7000093 | 4 | [5 empty] | Removed from Ground | Kerosene | 500 | Bare Steel | 1958-02-10 | Galvanized Steel
7000093 | 5 |  |  | yes |  | yes | Removed from Ground | Used Oil | 500 | Bare Steel | 1958-02-10 | Galvanized Steel
7000094 | 1 | [5 empty] | Permanently Out of Use - historical purposes | Empty | 3000 | Bare Steel | 1980-02-05 | Galvanized Steel | Suction (American)
7000094 | 2 | [5 empty] | Permanently Out of Use - historical purposes | Empty | 4000 | Bare Steel | 1972-02-07 | Galvanized Steel | Suction (American)
7000094 | 3 | [5 empty] | Permanently Out of Use - historical purposes | Empty | 4000 | Bare Steel | 1972-02-07 | Galvanized Steel | Suction (American)
7000094 | 4 | [5 empty] | Permanently Out of Use - historical purposes | Gas (Historical Use) | 1000 | Bare Steel | 1960-02-10 | Galvanized Steel
7000094 | 5 | [5 empty] | Permanently Out of Use - historical purposes | Gas (Historical Use) | 1000 | Bare Steel | 1960-02-10 | Galvanized Steel
7000094 | 6 | [5 empty] | Permanently Out of Use - historical purposes | Gas (Historical Use) | 3000 | Bare Steel | 1980-02-05 | Galvanized Steel
7000094 | 7 | [5 empty] | Permanently Out of Use - historical purposes | Empty | 1000 | Bare Steel | 1960-02-10 | Galvanized Steel
7000095 | 1 | [5 empty] | Removed from Ground | Gas (Historical Use) | 1000 | Bare Steel | 1987-01-01 | Galvanized Steel | Suction (American)
7000095 | 2 | [5 empty] | Removed from Ground | Gas (Historical Use) | 1000 | Bare Steel | 1961-01-07 | Galvanized Steel
7000095 | 3 | [5 empty] | Removed from Ground | Gas (Historical Use) | 1000 | Bare Steel | 1961-01-07 | Galvanized Steel | Suction (American)
7000095 | 4 | [5 empty] | Removed from Ground | Empty | 1000 | Bare Steel | 1961-01-07 | Galvanized Steel | Suction (American)
7000095 | 5 | [5 empty] | Removed from Ground | Gas (Historical Use) | 1000 | Fiberglass | 1977-01-03 | Galvanized Steel
7000095 | 6 | [5 empty] | Removed from Ground | Kerosene | 280 | Bare Steel | 1961-01-07 | Galvanized Steel | Suction (American)
7000096 | 1 | [5 empty] | Removed from Ground | Gas (Historical Use) | 4000 | Cathodically Protected Steel | 1965-02-08 | Cathodically Protected | Suction (American)
7000096 | 10 |  | 2000-04-02 |  | 2000-04-20 |  | Currently in Use | Diesel | 6000 | Composite | 2000-04-01 | Double-Walled Fiberglass | Pressurized
7000096 | 2 | [5 empty] | Removed from Ground | Gas (Historical Use) | 4000 | Cathodically Protected Steel | 1965-02-08 | Cathodically Protected | Suction (American)
7000096 | 3 | [5 empty] | Removed from Ground | Gas (Historical Use) | 4000 | Cathodically Protected Steel | 1965-02-08 | Cathodically Protected | Suction (American)
7000096 | 4 | [5 empty] | Removed from Ground | Gas (Historical Use) | 4000 | Cathodically Protected Steel | 1965-02-08 | Cathodically Protected
7000096 | 5 | [5 empty] | Removed from Ground | Gas (Historical Use) | 4000 | Cathodically Protected Steel | 1965-02-08 | Cathodically Protected | Suction (American)
7000096 | 6 | [5 empty] | Removed from Ground | Diesel | 4000 | Bare Steel | 1965-01-01 | Galvanized Steel
7000096 | 7 |  |  | yes |  | yes | Removed from Ground | Used Oil | 500 | Bare Steel | 1965-01-01 | Galvanized Steel
7000096 | 8 |  | 2000-04-02 |  | 2000-04-20 |  | Currently in Use | Gas (Historical Use) | 15000 | Composite | 2000-04-01 | Double-Walled Fiberglass | Pressurized
7000096 | 9 |  | 2000-04-02 |  | 2000-04-20 |  | Currently in Use | Gas (Historical Use) | 10000 | Composite | 2000-04-01 | Double-Walled Fiberglass | Pressurized
7000099 | 1 |  |  | yes |  | yes | Removed from Ground | Used Oil | 1000 | Bare Steel | 1977-05-09 | Galvanized Steel
7000101 | 1 | [5 empty] | Removed from Ground | Gas (Historical Use) | 4000 | Bare Steel | 1980-05-01 | Galvanized Steel | Safe Suction (Euro)
7000101 | 2 | [5 empty] | Removed from Ground | Gas (Historical Use) | 4000 | Bare Steel | 1980-05-01 | Galvanized Steel | Safe Suction (Euro)
7000101 | 3 | [5 empty] | Removed from Ground | Gas (Historical Use) | 4000 | Bare Steel | 1980-05-01 | Galvanized Steel | Safe Suction (Euro)
7000101 | 4 | [5 empty] | Removed from Ground | Gas (Historical Use) | 4000 | Bare Steel | 1980-05-01 | Galvanized Steel | Safe Suction (Euro)
7000130 | 1 | [5 empty] | Removed from Ground | Used Oil | 0 | Not Marked/Unknown | 1989-10-01 | Not Marked
7000130 | 3 | [5 empty] | Removed from Ground | Empty | 8084 | Bare Steel | 1980-04-17 | Galvanized Steel
7000130 | R | [5 empty] | Removed from Ground | Gas (Historical Use) | 8084 | Bare Steel | 1980-04-17 | Galvanized Steel
7000130 | SUL | [5 empty] | Removed from Ground | Gas (Historical Use) | 7896 | Cathodically Protected Steel | 1989-01-01 | Fiberglass Reinforced Plastic
7000130 | UNL | [5 empty] | Removed from Ground | Gas (Historical Use) | 8084 | Bare Steel | 1980-04-17 | Galvanized Steel
7001001 | 10504-1 | [5 empty] | Removed from Ground | Gas (Historical Use) | 1000 | Bare Steel | 1993-03-01 | Galvanized Steel
7001001 | 10504-2 | [5 empty] | Removed from Ground | Gas (Historical Use) | 1000 | Bare Steel | 1993-03-01 | Galvanized Steel
7001001 | 504D1 | [5 empty] | Removed from Ground | Diesel | 2000 | Cathodically Protected Steel | 1990-05-01 | Galvanized Steel | Safe Suction (Euro)
7001001 | 504G1 | [5 empty] | Removed from Ground | Gas (Historical Use) | 2000 | Cathodically Protected Steel | 1990-05-01 | Galvanized Steel | Safe Suction (Euro)
7003002 | 1 | [5 empty] | Removed from Ground | Kerosene | 550 | Bare Steel | 1993-05-18 | Galvanized Steel
7003002 | 2 | [5 empty] | Removed from Ground | Gas (Historical Use) | 2000 | Bare Steel | 1993-05-20 | Galvanized Steel | Safe Suction (Euro)
7003002 | 3 | [5 empty] | Removed from Ground | Gas (Historical Use) | 3000 | Bare Steel | 1993-05-22 | Galvanized Steel | Safe Suction (Euro)
7003002 | 4 | [5 empty] | Removed from Ground | Gas (Historical Use) | 3000 | Bare Steel | 1993-05-22 | Galvanized Steel | Safe Suction (Euro)
7003003 | 1 | [5 empty] | Removed from Ground | Other | 550 | Bare Steel | 1993-04-07 | Galvanized Steel
7003003 | 2 | [5 empty] | Removed from Ground | Other | 550 | Bare Steel | 1993-04-07 | Galvanized Steel
7003003 | 3 | [5 empty] | Removed from Ground | Other | 550 | Bare Steel | 1993-04-07 | Galvanized Steel
7003003 | 4 | [5 empty] | Removed from Ground | Other | 3000 | Bare Steel | 1993-04-10 | Galvanized Steel
7003003 | 5 | [5 empty] | Removed from Ground | Other | 3000 | Bare Steel | 1993-04-10 | Galvanized Steel
7003003 | 6 | [5 empty] | Removed from Ground | Other | 3000 | Bare Steel | 1993-04-10 | Galvanized Steel
7003003 | 7 | [5 empty] | Removed from Ground | Other | 0 | Marked Unknown | 1993-04-21 | Unknown
7003003 | 8 | [5 empty] | Removed from Ground | Other | 0 | Marked Unknown | 1993-04-21 | Unknown
70059 | 1 | [5 empty] | Removed from Ground | Gas (Historical Use) | 560 | Bare Steel | 1966-01-01 | Galvanized Steel
70078 | 1 | [5 empty] | Removed from Ground | Gas (Historical Use) | 500 | Bare Steel | 1986-05-28 | Galvanized Steel
70078 | 2 | [5 empty] | Removed from Ground | Gas (Historical Use) | 500 | Bare Steel | 1986-05-28 | Galvanized Steel
70079 | 1 |  | 2011-12-05 |  | 2011-12-05 |  | Temporarily out of use | Empty | 10000 | Fiberglass | 1986-01-01 | Fiberglass Reinforced Plastic | Safe Suction (Euro)
70080 | 1 | [5 empty] | Removed from Ground | Diesel | 1000 | Bare Steel | 1971-06-14 | Galvanized Steel
7008001 | 1 | [5 empty] | Removed from Ground | Gas (Historical Use) | 4000 | Bare Steel | 1973-01-01 | Bare Steel | Suction (American)
7008001 | 2 | [5 empty] | Removed from Ground | Gas (Historical Use) | 5000 | Bare Steel | 1973-01-01 | Bare Steel | Suction (American)
7008001 | 3 | [5 empty] | Removed from Ground | Gas (Historical Use) | 5000 | Bare Steel | 1973-01-01 | Bare Steel | Suction (American)
7008001 | 4 |  |  | yes |  | yes | Removed from Ground | Used Oil | 750 | Bare Steel | 1973-01-01 | Bare Steel | Gravity Fed
7008001 | 5 |  | 1994-03-17 |  | 1994-03-17 |  | Currently in Use | Gas (Historical Use) | 15000 | Composite | 1994-03-17 | Fiberglass Reinforced Plastic | Pressurized
7008001 | 6 |  | 1994-03-17 |  | 1994-03-17 |  | Currently in Use | Gas (Historical Use) | 8000 | Composite | 1994-03-17 | Fiberglass Reinforced Plastic | Pressurized
7008001 | 7 |  | 1994-03-17 |  | 1994-03-17 |  | Currently in Use | Diesel | 4000 | Composite | 1994-03-17 | Fiberglass Reinforced Plastic | Pressurized
7008001 | 8 |  | 1994-03-17 |  | 1994-03-17 |  | Currently in Use | Kerosene | 2000 | Composite | 1994-03-17 | Fiberglass Reinforced Plastic | Pressurized
70081 | 1 |  | 1998-12-18 |  | 1987-03-01 | yes | Removed from Ground | Gas (Historical Use) | 8000 | Steel-Impressed Current | 1987-03-01 | Fiberglass Reinforced Plastic | Pressurized
70081 | 2 |  | 1998-12-18 |  | 1987-03-01 | yes | Removed from Ground | Gas (Historical Use) | 8000 | Steel-Impressed Current | 1986-01-01 | Fiberglass Reinforced Plastic | Pressurized
70081 | 3 |  | 1998-12-18 |  | 1987-03-01 | yes | Removed from Ground | Gas (Historical Use) | 8000 | Steel-Impressed Current | 1986-01-01 | Fiberglass Reinforced Plastic | Pressurized
70081 | 4 |  | 1998-12-18 |  | 1987-03-01 |  | Removed from Ground | Gas (Historical Use) | 2000 | Steel-Impressed Current | 1986-01-01 | Fiberglass Reinforced Plastic | Pressurized
70081 | 5 |  | 1998-12-18 |  | 1987-03-01 | yes | Removed from Ground | Diesel | 1000 | Steel-Impressed Current | 1986-01-01 | Fiberglass Reinforced Plastic | Suction (American)
70084 | 1 | Flapper Valve | 1987-01-01 | no | 1987-01-01 | no | Currently in Use | Regular | 6000 | Steel-Impressed Current | 1987-01-01 | Fiberglass Reinforced Plastic | Pressurized
70084 | 2 | Flapper Valve | 1987-01-01 | no | 1987-01-01 | no | Currently in Use | Premium | 6000 | Steel-Impressed Current | 1987-01-01 | Fiberglass Reinforced Plastic | Pressurized
70084 | 3 | Flapper Valve | 1987-01-01 | no | 1987-01-01 | no | Currently in Use | Plus | 6000 | Steel-Impressed Current | 1987-01-01 | Fiberglass Reinforced Plastic | Pressurized
70085 | #1DIESEL |  | 1987-08-01 |  |  |  | Removed from Ground | Diesel | 1000 | Cathodically Protected Steel | 1987-08-01 | Bare Steel
70085 | #2GAS |  | 1987-08-01 |  |  |  | Removed from Ground | Gas (Historical Use) | 1000 | Cathodically Protected Steel | 1987-08-01 | Bare Steel
70085 | 1 | [5 empty] | Removed from Ground | Diesel | 1000 | Cathodically Protected Steel | 1962-05-20 | Unknown
7022001 | 1 | [5 empty] | Removed from Ground | Gas (Historical Use) | 500 | Bare Steel | 1993-03-15 | Bare Steel | Suction (American)
7025001 | 1 | [5 empty] | Removed from Ground | Diesel | 10000 | Not Marked/Unknown |  | Not Marked
7025002 | 2 |  | 1993-04-01 |  | 1993-04-01 |  | Currently in Use | Gas (Historical Use) | 8000 | Galvanic (STIP-3) | 1978-05-02 | Fiberglass Reinforced Plastic | Pressurized
7025002 | 3 |  | 1993-04-01 |  | 1993-04-01 |  | Currently in Use | Diesel | 4000 | Galvanic (STIP-3) | 1978-05-02 | Fiberglass Reinforced Plastic | Pressurized
7025002 | 4 |  | 1993-04-01 |  | 1993-04-01 |  | Currently in Use | Gas (Historical Use) | 4000 | Galvanic (STIP-3) | 1978-05-02 | Fiberglass Reinforced Plastic | Pressurized
7025002 | 5A |  | 1993-04-01 |  | 1993-04-01 |  | Currently in Use | Gas (Historical Use) | 4000 | Galvanic (STIP-3) | 1978-05-02 | Fiberglass Reinforced Plastic | Pressurized
7025002 | 5B |  | 1993-04-01 |  | 1993-04-01 |  | Currently in Use | Gas (Historical Use) | 4000 | Galvanic (STIP-3) | 1978-05-02 | Fiberglass Reinforced Plastic | Pressurized
7025003 | 10581-1 | [5 empty] | Removed from Ground | Other | 1000 | Marked Unknown | 1993-04-12 | Unknown
7025004 | 10506-1 | [5 empty] | Removed from Ground | Diesel | 4000 | Bare Steel | 1993-06-18 | Galvanized Steel
7025004 | 10506-2 | [5 empty] | Removed from Ground | Gas (Historical Use) | 978 | Bare Steel | 1990-06-01 | Galvanized Steel
7025004 | 10506-3 | [5 empty] | Removed from Ground | Gas (Historical Use) | 978 | Bare Steel | 1990-06-01 | Galvanized Steel
7025004 | 506D1 | [5 empty] | Removed from Ground | Diesel | 2000 | Cathodically Protected Steel | 1990-05-01 | Cathodically Protected | Safe Suction (Euro)
7025004 | 506G1 | [5 empty] | Removed from Ground | Gas (Historical Use) | 2000 | Cathodically Protected Steel | 1990-05-01 | Cathodically Protected | Safe Suction (Euro)
7028002 | 1 | [5 empty] | Removed from Ground | Gas (Historical Use) | 2000 | Bare Steel | 1993-05-24 | Galvanized Steel | Suction (American)
7028002 | 2 | [5 empty] | Removed from Ground | Gas (Historical Use) | 2000 | Bare Steel | 1993-05-24 | Galvanized Steel | Suction (American)
7028002 | 3 | [5 empty] | Removed from Ground | Gas (Historical Use) | 1000 | Bare Steel | 1993-05-24 | Galvanized Steel | Suction (American)
7028002 | 4 | [5 empty] | Removed from Ground | Gas (Historical Use) | 2000 | Bare Steel | 1993-05-24 | Galvanized Steel | Suction (American)
7029001 | 1 | [5 empty] | Removed from Ground | Gas (Historical Use) | 2000 | Bare Steel | 1993-04-29 | Galvanized Steel | Safe Suction (Euro)
7031002 | 1 |  |  | yes |  | yes | Removed from Ground | Used Oil | 550 | Cathodically Protected Steel | 1988-01-01 | Bare Steel
7033002 | 1 | [5 empty] | Removed from Ground | Gas (Historical Use) | 0 | Bare Steel | 1993-03-30 | Galvanized Steel | Pressurized
7033002 | 2 | [5 empty] | Removed from Ground | Diesel | 0 | Bare Steel | 1993-03-30 | Galvanized Steel | Pressurized
7033004 | 1 | [5 empty] | Removed from Ground | Gas (Historical Use) | 6000 | Not Marked/Unknown | 1993-08-26 | Not Marked
7033004 | 2 | [5 empty] | Removed from Ground | Gas (Historical Use) | 6000 | Not Marked/Unknown | 1993-08-26 | Not Marked
7033004 | 3 | [5 empty] | Removed from Ground | Gas (Historical Use) | 6000 | Not Marked/Unknown |  | Not Marked
7033004 | 4 | [5 empty] | Removed from Ground | Gas (Historical Use) | 4000 | Not Marked/Unknown | 1993-08-26 | Not Marked
7033004 | 5 | Ball Float | 1993-09-13 |  | 1993-09-13 |  | Currently in Use | Gas (Historical Use) | 10000 | Galvanic (STIP-3) | 1993-08-30 | Double-Walled Fiberglass | Pressurized
7033004 | 6 | Ball Float | 1993-09-13 |  | 1993-09-13 |  | Currently in Use | Gas (Historical Use) | 10000 | Galvanic (STIP-3) | 1993-08-30 | Double-Walled Fiberglass | Pressurized
7033005 | 1 | [5 empty] | Removed from Ground | Gas (Historical Use) | 2000 | Not Marked/Unknown | 1982-01-01 | Unknown
7033006 | 1 |  |  | yes |  | yes | Removed from Ground | Used Oil | 550 | Bare Steel | 1993-03-12 | Not Marked
7033007 | 1 |  |  | yes |  | yes | Removed from Ground | Used Oil | 10000 | Fiberglass | 1987-01-01 | Copper | Pressurized
7033007 | 2 | Flapper Valve | 1994-02-15 | no | 1994-02-15 | no | Currently in Use | Diesel | 10000 | Galvanic (STIP-3) | 1994-02-15 | Fiberglass Reinforced Plastic | Suction (American)
7044002 | 1 | [5 empty] | Closed in Ground | Empty | 21000 | Bare Steel |  | Unknown
7044002 | 2 | [5 empty] | Closed in Ground | Empty | 4000 | Bare Steel |  | Unknown
7044003 | 1 | [5 empty] | Removed from Ground | Gas (Historical Use) | 3000 | Not Marked/Unknown | 1993-03-09 | Not Marked
7048001 | 1 | [5 empty] | Removed from Ground | Gas (Historical Use) | 1000 | Bare Steel | 1993-03-29 | Galvanized Steel | Safe Suction (Euro)
7053001 | 1 | [5 empty] | Removed from Ground | Other | 1000 | Bare Steel | 1993-10-22 | Galvanized Steel
7053001 | 2 | [5 empty] | Removed from Ground | Other | 1000 | Bare Steel | 1993-10-22 | Galvanized Steel
7053002 | 1 | [5 empty] | Removed from Ground | Gas (Historical Use) | 500 | Not Marked/Unknown | 1993-03-19 | Not Marked
7053002 | 2 | [5 empty] | Removed from Ground | Gas (Historical Use) | 500 | Not Marked/Unknown | 1993-03-19 | Not Marked
7053003 | 1 | [5 empty] | Removed from Ground | Gas (Historical Use) | 1000 | Not Marked/Unknown | 1995-08-08 | Not Marked
7053003 | 2 | [5 empty] | Removed from Ground | Gas (Historical Use) | 1000 | Not Marked/Unknown | 1995-08-08 | Not Marked
7053003 | 3 | [5 empty] | Removed from Ground | Gas (Historical Use) | 1000 | Not Marked/Unknown | 1995-08-08 | Not Marked
7053004 | 1 | [5 empty] | Removed from Ground | Gas (Historical Use) | 4000 | Bare Steel | 1993-06-01 | Copper | Suction (American)
7053004 | 2 | [5 empty] | Removed from Ground | Gas (Historical Use) | 2000 | Bare Steel | 1993-06-01 | Copper | Suction (American)
7053004 | 3 | [5 empty] | Removed from Ground | Gas (Historical Use) | 3000 | Bare Steel | 1993-06-01 | Copper | Suction (American)
7057001 | 1 | [5 empty] | Removed from Ground | Gas (Historical Use) | 10000 | Bare Steel | 1993-03-25 | Fiberglass Reinforced Plastic
7057001 | 2 | [5 empty] | Removed from Ground | Gas (Historical Use) | 10000 | Bare Steel | 1993-03-25 | Fiberglass Reinforced Plastic
7060001 | 1 | [5 empty] | Removed from Ground | Diesel | 8000 | Not Marked/Unknown | 1993-03-11 | Not Marked
710016 | 1 | [5 empty] | Removed from Ground | Diesel | 10000 | Cathodically Protected Steel | 1955-01-01 | Copper
710016 | 2 | [5 empty] | Removed from Ground | Diesel | 6000 | Cathodically Protected Steel | 1955-01-01
710016 | 3 | Flapper Valve | 1992-06-30 | no | 1992-06-30 | no | Currently in Use | Diesel | 2000 | Fiberglass | 1992-04-30 | Copper | Safe Suction (Euro)
72000 | 1 | [5 empty] | Removed from Ground | Other | 6000 | Bare Steel | 1973-11-07 | Unknown
72000 | 2 | [5 empty] | Removed from Ground | Other | 6000 | Bare Steel | 1973-11-07 | Unknown
72001 | 1 | [5 empty] | Removed from Ground | Diesel | 3000 | Marked Unknown | 1973-11-07 | Cathodically Protected
72001 | 2 | [5 empty] | Removed from Ground | Gas (Historical Use) | 1500 | Marked Unknown | 1973-11-07 | Galvanized Steel
720028 | 1 | [5 empty] | Removed from Ground | Gas (Historical Use) | 1000 | Bare Steel | 1981-05-08 | Unknown
720028 | 2 | [5 empty] | Removed from Ground | Diesel | 1000 | Bare Steel | 1981-05-08 | Unknown
730080 | 2 | Flapper Valve | 1996-01-01 | no | 1996-01-01 | no | Temporarily out of use | Regular | 2000 | Composite | 1996-01-01 | Fiberglass Reinforced Plastic | Safe Suction (Euro)
730080 | WO-001 |  |  | yes |  | yes | Removed from Ground | Used Oil | 500 | Bare Steel | 1986-05-28 | Galvanized Steel
730088 | 1 |  | 1988-02-01 |  | 1988-02-01 |  | Removed from Ground | Gas (Historical Use) | 4000 | Composite | 1977-01-03 | Galvanized Steel | Pressurized
730088 | 10 |  | 1988-02-01 |  | 1988-02-01 |  | Removed from Ground | Diesel | 6000 | Composite | 1988-02-17 | Cathodically Protected | Pressurized
730088 | 11 |  | 1988-02-01 |  | 1988-02-01 |  | Removed from Ground | Kerosene | 6000 | Composite | 1988-02-17 | Cathodically Protected | Pressurized
730088 | 2 |  | 1988-02-01 |  | 1988-02-01 |  | Removed from Ground | Gas (Historical Use) | 6000 | Composite | 1977-01-03 | Galvanized Steel | Pressurized
730088 | 3 |  | 1988-02-01 |  | 1988-02-01 |  | Removed from Ground | Gas (Historical Use) | 3000 | Composite | 1977-01-03 | Galvanized Steel | Pressurized
730088 | 4 |  | 1988-02-01 |  | 1988-02-01 |  | Removed from Ground | Diesel | 3000 | Composite | 1977-01-03 | Galvanized Steel | Pressurized
730088 | 5 |  | 1988-02-01 |  | 1988-02-01 |  | Removed from Ground | Kerosene | 3000 | Composite | 1977-01-03 | Galvanized Steel | Pressurized
730088 | 6 |  | 1988-02-01 |  | 1988-02-01 |  | Removed from Ground | Gas (Historical Use) | 6000 | Bare Steel | 1977-01-03 | Galvanized Steel
730088 | 7 |  | 1988-02-01 |  | 1988-02-01 |  | Removed from Ground | Gas (Historical Use) | 10000 | Composite | 1988-02-17 | Cathodically Protected | Pressurized
730088 | 8 |  | 1988-02-01 |  | 1988-02-01 |  | Removed from Ground | Gas (Historical Use) | 10000 | Composite | 1988-02-17 | Cathodically Protected | Pressurized
730088 | 9 |  | 1988-02-01 |  | 1988-02-01 |  | Removed from Ground | Gas (Historical Use) | 10000 | Composite | 1988-02-17 | Cathodically Protected | Pressurized
750014 | 1 | [5 empty] | Removed from Ground | Gas (Historical Use) | 12000 | Bare Steel | 1976-03-05 | Galvanized Steel
750014 | 2 | [5 empty] | Removed from Ground | Gas (Historical Use) | 12000 | Bare Steel | 1976-03-05 | Galvanized Steel
750014 | 3 |  | 1993-09-01 |  | 1993-09-01 |  | Currently in Use | Gas (Historical Use) | 10000 | Composite | 1990-01-01 | Fiberglass Reinforced Plastic
750014 | 4 |  | 1993-09-01 |  | 1993-09-01 |  | Currently in Use | Gas (Historical Use) | 10000 | Composite | 1990-01-01 | Fiberglass Reinforced Plastic
750014 | 5 |  | 1993-09-01 |  | 1993-09-01 |  | Temporarily out of use | Gas (Historical Use) | 10000 | Composite | 1990-01-01 | Fiberglass Reinforced Plastic
750028 | 1 | [5 empty] | Removed from Ground | Gas (Historical Use) | 6000 | Cathodically Protected Steel | 1985-04-21 | Galvanized Steel | Pressurized
750028 | 2 | [5 empty] | Removed from Ground | Gas (Historical Use) | 6000 | Cathodically Protected Steel | 1985-04-21 | Fiberglass Reinforced Plastic | Pressurized
750028 | 3 | [5 empty] | Removed from Ground | Gas (Historical Use) | 8000 | Cathodically Protected Steel | 1985-04-21 | Galvanized Steel | Pressurized
752001 | 1 |  | 1993-09-27 |  | 1993-09-27 |  | Removed from Ground | Gas (Historical Use) | 10000 | Fiberglass | 1987-10-01 | Fiberglass Reinforced Plastic | Pressurized
752001 | 2 |  | 1993-09-27 |  | 1993-09-27 |  | Removed from Ground | Gas (Historical Use) | 10000 | Fiberglass | 1987-10-01 | Fiberglass Reinforced Plastic | Pressurized
752001 | 3 |  | 1993-09-27 |  | 1993-09-27 |  | Removed from Ground | Gas (Historical Use) | 10000 | Fiberglass | 1987-10-01 | Fiberglass Reinforced Plastic | Pressurized
760007 | 1 | [5 empty] | Removed from Ground | Empty | 500 | Bare Steel | 1963-05-14 | Unknown
780004 | 1 | [5 empty] | Removed from Ground | Gas (Historical Use) | 5000 | Cathodically Protected Steel | 1969-01-01 | Galvanized Steel
780004 | 2 | [5 empty] | Removed from Ground | Gas (Historical Use) | 10000 | Cathodically Protected Steel | 1969-01-01 | Galvanized Steel
780004 | 3 | [5 empty] | Removed from Ground | Gas (Historical Use) | 10000 | Cathodically Protected Steel | 1969-01-01 | Galvanized Steel
780004 | 4 |  |  | yes |  | yes | Removed from Ground | Used Oil | 550 | Cathodically Protected Steel | 1969-01-01 | Galvanized Steel
780004 | 5 |  | 1989-12-01 |  | 1989-12-01 |  | Removed from Ground | Gas (Historical Use) | 10000 | Cathodically Protected Steel | 1989-12-05 | Fiberglass Reinforced Plastic | Pressurized
780004 | 6 |  | 1989-12-01 |  | 1989-12-01 |  | Removed from Ground | Gas (Historical Use) | 10000 | Cathodically Protected Steel | 1989-12-05 | Fiberglass Reinforced Plastic | Pressurized
780004 | 7 |  | 1989-12-01 |  | 1989-12-01 |  | Removed from Ground | Gas (Historical Use) | 10000 | Cathodically Protected Steel | 1989-12-05 | Fiberglass Reinforced Plastic | Pressurized
780006 | 1 | [5 empty] | Removed from Ground | Empty | 550 | Bare Steel | 1964-04-26 | Galvanized Steel
780058 | 1 | Flapper Valve | 1988-01-01 |  | 1988-01-01 |  | Currently in Use | Diesel | 20000 | Fiberglass | 1988-01-01 | Fiberglass Reinforced Plastic | Pressurized
780058 | 2 | Flapper Valve | 1988-01-01 |  | 1988-01-01 |  | Currently in Use | Diesel | 20000 | Fiberglass | 1988-01-01 | Fiberglass Reinforced Plastic | Pressurized
780058 | 3 | Flapper Valve | 1988-01-01 |  | 1988-01-01 |  | Currently in Use | Diesel | 12000 | Fiberglass | 1988-01-01 | Fiberglass Reinforced Plastic | Pressurized
780058 | 4 | Flapper Valve | 1988-01-01 |  | 1988-01-01 |  | Currently in Use | Gas (Historical Use) | 12000 | Fiberglass | 1988-01-01 | Fiberglass Reinforced Plastic | Pressurized
780058 | 5 | Flapper Valve | 1988-01-01 |  | 1988-01-01 |  | Currently in Use | Gas (Historical Use) | 12000 | Fiberglass | 1988-01-01 | Fiberglass Reinforced Plastic | Pressurized
780058 | 6 |  | 1988-01-01 | yes | 1988-01-01 | yes | Currently in Use | Used Oil | 1000 | Fiberglass | 1988-01-01 | Fiberglass Reinforced Plastic | Gravity Fed
782000 | 1 | [5 empty] | Removed from Ground | Gas (Historical Use) | 8000 | Cathodically Protected Steel | 1987-11-04 | Galvanized Steel
782000 | 2 | [5 empty] | Removed from Ground | Gas (Historical Use) | 8000 | Cathodically Protected Steel | 1987-11-04 | Galvanized Steel
782000 | 3 | [5 empty] | Removed from Ground | Gas (Historical Use) | 6000 | Cathodically Protected Steel | 1987-11-04 | Galvanized Steel
782000 | 4 | [5 empty] | Removed from Ground | Kerosene | 1000 | Cathodically Protected Steel | 1987-11-04 | Galvanized Steel
782000 | 5 | [5 empty] | Removed from Ground | Diesel | 1000 | Cathodically Protected Steel | 1987-11-04 | Galvanized Steel
80012 | 1 | [5 empty] | Removed from Ground | Gas (Historical Use) | 4000 | Bare Steel | 1960-04-21 | Unknown
80012 | 2 | [5 empty] | Removed from Ground | Gas (Historical Use) | 4000 | Bare Steel | 1960-04-21 | Unknown
80012 | 3 | [5 empty] | Removed from Ground | Gas (Historical Use) | 4000 | Bare Steel | 1960-04-21 | Unknown
80012 | 4 | [5 empty] | Removed from Ground | Gas (Historical Use) | 4000 | Bare Steel | 1960-04-21 | Unknown
80012 | 5 | [5 empty] | Removed from Ground | Gas (Historical Use) | 4000 | Not Marked/Unknown | 1993-06-24 | Not Marked
80012 | 6 | [5 empty] | Removed from Ground | Gas (Historical Use) | 4000 | Not Marked/Unknown | 1993-06-24 | Not Marked
80012 | 7 | [5 empty] | Removed from Ground | Gas (Historical Use) | 8000 | Not Marked/Unknown | 1993-06-24 | Not Marked
80012 | 8 | [5 empty] | Removed from Ground | Gas (Historical Use) | 8000 | Not Marked/Unknown | 1993-06-24 | Not Marked
80012 | 9 | [5 empty] | Removed from Ground | Gas (Historical Use) | 8000 | Not Marked/Unknown | 1993-06-24 | Not Marked
80206 | 1 |  | 1998-08-10 |  | 1998-08-10 |  | Removed from Ground | Diesel | 2000 | Galvanic (STIP-3) | 1987-05-15 | Fiberglass Reinforced Plastic | Safe Suction (Euro)
80211 | 1 |  | 1998-10-09 |  | 1998-10-09 |  | Removed from Ground | Empty | 8000 | Steel-Impressed Current | 1976-05-15 | Cathodically Protected | Suction (American)
80211 | 2 |  | 1998-10-09 |  | 1998-10-09 |  | Removed from Ground | Gas (Historical Use) | 8000 | Steel-Impressed Current | 1976-05-15 | Cathodically Protected | Suction (American)
80211 | 3 | Ball Float | 2003-09-01 | no | 2003-09-01 | no | Currently in Use | Gas (Historical Use) | 12000 | Composite | 2003-09-01 | Double Walled | Pressurized
80211 | 4 | Ball Float | 2003-09-01 | no | 2003-09-01 | no | Currently in Use | Gas (Historical Use) | 8000 | Composite | 2003-09-01 | Double Walled | Pressurized
80211 | 5 | Ball Float | 2003-09-01 | no | 2003-09-01 | no | Currently in Use | Diesel | 4000 | Composite | 2003-09-01 | Double Walled | Pressurized
80219 | 605D1 | [5 empty] | Removed from Ground | Diesel | 1000 | Cathodically Protected Steel | 1986-01-01 | Galvanized Steel | Safe Suction (Euro)
80219 | 605G1 | [5 empty] | Removed from Ground | Gas (Historical Use) | 1000 | Cathodically Protected Steel | 1986-01-01 | Galvanized Steel | Safe Suction (Euro)
80220 | 1 | [5 empty] | Removed from Ground | Diesel | 10000 | Bare Steel | 1969-05-12 | Galvanized Steel
80220 | 2 | [5 empty] | Removed from Ground | Diesel | 10000 | Bare Steel | 1969-05-12 | Galvanized Steel
80220 | 3 | [5 empty] | Removed from Ground | Other | 6000 | Bare Steel | 1969-05-12 | Galvanized Steel
80220 | 4 |  |  | yes |  | yes | Removed from Ground | Used Oil | 1000 | Bare Steel | 1969-05-12 | Galvanized Steel
80221 | 1 | [5 empty] | Removed from Ground | Diesel | 2000 | Bare Steel | 1977-01-03 | Galvanized Steel
80222 | 1 |  | 1995-11-08 |  | 1995-11-08 |  | Currently in Use | Gas (Historical Use) | 10000 | Steel-Impressed Current | 1987-01-01 | Cathodically Protected | Pressurized
80222 | 2 |  | 1995-11-08 |  | 1995-11-08 |  | Closed in Ground | Gas (Historical Use) | 10000 | Steel-Impressed Current | 1987-01-01 | Cathodically Protected | Pressurized
80222 | 3 |  | 1995-11-08 |  | 1995-11-08 |  | Currently in Use | Gas (Historical Use) | 10000 | Steel-Impressed Current | 1987-01-01 | Cathodically Protected | Pressurized
80222 | 4 |  | 1995-11-08 |  | 1995-11-08 |  | Currently in Use | Diesel | 6000 | Steel-Impressed Current | 1987-01-01 | Cathodically Protected | Pressurized
80222 | 5 |  | 1995-11-08 |  | 1995-11-08 |  | Currently in Use | Kerosene | 2000 | Steel-Impressed Current | 1987-01-01 | Cathodically Protected | Suction (American)
80224 | 1 | [5 empty] | Removed from Ground | Gas (Historical Use) | 2000 | Bare Steel | 1999-12-01 | Galvanized Steel | Suction (American)
80224 | 2 | [5 empty] | Removed from Ground | Gas (Historical Use) | 1000 | Bare Steel | 1999-12-01 | Galvanized Steel | Suction (American)
80224 | 3 | [5 empty] | Removed from Ground | Gas (Historical Use) | 1000 | Bare Steel | 1999-12-01 | Galvanized Steel | Suction (American)
80224 | 4 | [5 empty] | Removed from Ground | Gas (Historical Use) | 1000 | Bare Steel | 1999-12-01 | Galvanized Steel | Suction (American)
80227 | 1 | Flapper Valve | 1999-01-10 |  | 1999-01-10 |  | Removed from Ground | Gas (Historical Use) | 1000 | Galvanic (STIP-3) | 1987-01-01 | Fiberglass Reinforced Plastic | Safe Suction (Euro)
80227 | 2 | Flapper Valve | 1999-01-10 |  | 1999-01-10 |  | Removed from Ground | Gas (Historical Use) | 1000 | Galvanic (STIP-3) | 1987-01-01 | Fiberglass Reinforced Plastic | Safe Suction (Euro)
80227 | 3 | [5 empty] | Removed from Ground | Gas (Historical Use) | 500 | Bare Steel | 1977-01-03 | Galvanized Steel | Safe Suction (Euro)
80227 | 4 | [5 empty] | Removed from Ground | Kerosene | 500 | Bare Steel | 1977-01-03 | Galvanized Steel | Safe Suction (Euro)
80228 | 1 | [5 empty] | Removed from Ground | Diesel | 10000 | Bare Steel | 1970-01-05 | Galvanized Steel
80228 | 2 | [5 empty] | Removed from Ground | Diesel | 10000 | Bare Steel | 1970-01-05 | Galvanized Steel
80228 | 3 | [5 empty] | Removed from Ground | Other | 6000 | Bare Steel | 1970-01-05 | Galvanized Steel
80228 | 4 |  |  | yes |  | yes | Removed from Ground | Used Oil | 1000 | Bare Steel | 1970-01-05 | Galvanized Steel
80228 | 5 | [5 empty] | Removed from Ground | Other | 8000 | Bare Steel | 1970-01-05 | Galvanized Steel
80229 | 1 |  |  |  | 1986-01-01 |  | Closed in Ground | Other | 12000 | Bare Steel | 1986-05-21 | Bare Steel | Suction (American)
80229 | 2 |  |  | no |  | no | Closed in Ground | Other | 12000 | Bare Steel | 1998-01-01 | Bare Steel
80229 | 3 |  |  | no |  | no | Closed in Ground | Other | 12000 | Bare Steel | 1998-01-01 | Bare Steel
80229 | 4 |  |  | no |  | no | Closed in Ground | Other | 12000 | Bare Steel | 1998-01-01 | Bare Steel
82000 | 1 |  | 1987-11-04 |  | 1987-11-04 |  | Currently in Use | Gas (Historical Use) | 10000 | Fiberglass | 1987-11-04 | Fiberglass Reinforced Plastic | Pressurized
82000 | 2 |  | 1987-11-04 |  | 1987-11-04 |  | Currently in Use | Gas (Historical Use) | 10000 | Fiberglass | 1987-11-04 | Fiberglass Reinforced Plastic | Pressurized
82000 | 3 |  | 1987-11-04 |  | 1987-11-04 |  | Currently in Use | Gas (Historical Use) | 10000 | Fiberglass | 1987-11-04 | Fiberglass Reinforced Plastic | Pressurized
82000 | 4 |  | 1987-11-04 |  | 1987-11-04 |  | Currently in Use | Diesel | 4000 | Fiberglass | 1987-11-04 | Fiberglass Reinforced Plastic | Pressurized
82000 | 5 |  | 1987-11-04 |  | 1987-11-04 |  | Currently in Use | Kerosene | 2000 | Fiberglass | 1987-11-04 | Fiberglass Reinforced Plastic | Pressurized
82001 | 1 | [5 empty] | Removed from Ground | Gas (Historical Use) | 2000 | Bare Steel | 1984-11-04 | Galvanized Steel | Safe Suction (Euro)
82001 | 2 | [5 empty] | Removed from Ground | Gas (Historical Use) | 1000 | Bare Steel | 1972-11-07 | Galvanized Steel | Safe Suction (Euro)
82001 | 3 | [5 empty] | Removed from Ground | Gas (Historical Use) | 1000 | Bare Steel | 1972-11-07 | Galvanized Steel | Safe Suction (Euro)
82003 | 1 | Ball Float | 1987-11-04 | no | 1987-11-04 | no | Currently in Use | Regular | 10000 | Fiberglass | 1987-11-04 | Fiberglass Reinforced Plastic | Pressurized
82003 | 2 | Ball Float | 1987-11-04 | no | 1987-11-04 | no | Currently in Use | Premium | 8000 | Fiberglass | 1987-11-04 | Fiberglass Reinforced Plastic | Pressurized
82003 | 3 | Ball Float | 1987-11-04 | no | 1987-11-04 | no | Currently in Use | Diesel On Road | 8000 | Fiberglass | 1987-11-04 | Fiberglass Reinforced Plastic | Pressurized
830022 | 1 |  | 1983-05-01 |  | 1983-05-01 |  | Removed from Ground | Gas (Historical Use) | 8000 | Steel-Impressed Current | 1983-05-09 | Fiberglass Reinforced Plastic | Pressurized
830022 | 2 |  | 1983-05-01 |  | 1983-05-01 |  | Removed from Ground | Gas (Historical Use) | 8000 | Steel-Impressed Current | 1983-05-09 | Fiberglass Reinforced Plastic | Pressurized
830022 | 3 |  | 1983-02-01 |  | 1983-02-01 |  | Removed from Ground | Gas (Historical Use) | 8000 | Steel-Impressed Current | 1983-05-09 | Fiberglass Reinforced Plastic | Pressurized
830022 | 4 |  | 1983-02-01 |  | 1983-02-01 |  | Removed from Ground | Diesel | 8000 | Steel-Impressed Current | 1983-05-09 | Fiberglass Reinforced Plastic | Pressurized
830022 | 5A |  | 2012-02-01 | no | 2012-02-01 | no | Currently in Use | Gas (Historical Use) | 12000 | Composite Double Walled | 2012-01-10 | Double-Walled Fiberglass | Pressurized
830022 | 5B |  | 2012-02-01 | no | 2012-02-01 | no | Currently in Use | Gas (Historical Use) | 4000 | Composite Double Walled | 2012-01-10 | Double-Walled Fiberglass | Pressurized
830022 | 5C |  | 2012-02-01 | no | 2012-02-01 | no | Currently in Use | Diesel | 4000 | Composite Double Walled | 2012-01-10 | Double-Walled Fiberglass | Pressurized
84215 | 1 | [5 empty] | Removed from Ground | Gas (Historical Use) | 1065 | Bare Steel | 1974-06-16 | Galvanized Steel
84215 | 2 | [5 empty] | Removed from Ground | Gas (Historical Use) | 1065 | Bare Steel | 1974-06-16 | Galvanized Steel
9000003 | 160-1 | [5 empty] | Removed from Ground | Gas (Historical Use) | 10000 | Composite | 1988-06-20 | Fiberglass Reinforced Plastic | Pressurized
9000003 | 160-2 | [5 empty] | Removed from Ground | Gas (Historical Use) | 10000 | Composite | 1988-06-20 | Fiberglass Reinforced Plastic | Pressurized
9000003 | 160-3 | [5 empty] | Removed from Ground | Gas (Historical Use) | 10000 | Composite | 1988-06-20 | Fiberglass Reinforced Plastic | Pressurized
9000003 | P3 | [5 empty] | Removed from Ground | Gas (Historical Use) | 10000 | Bare Steel | 1971-02-07 | Bare Steel
9000003 | R1 | [5 empty] | Removed from Ground | Gas (Historical Use) | 10000 | Bare Steel | 1971-02-07 | Bare Steel
9000003 | U2 | [5 empty] | Removed from Ground | Gas (Historical Use) | 10000 | Bare Steel | 1971-02-07 | Bare Steel
9000004 | 1 |  |  | no |  | no | Removed from Ground | Gas (Historical Use) | 5000 | Bare Steel | 1972-02-07 | Bare Steel
9000004 | 2 |  |  | no |  | no | Removed from Ground | Gas (Historical Use) | 5000 | Bare Steel | 1972-02-07 | Bare Steel
9000004 | 3 |  |  | no |  | no | Removed from Ground | Gas (Historical Use) | 6000 | Bare Steel | 1972-02-07 | Bare Steel
9000004 | 4 |  |  | no |  | no | Removed from Ground | Gas (Historical Use) | 6000 | Bare Steel | 1972-02-07 | Bare Steel
9000004 | 5 | Flapper Valve | 1998-05-25 | no | 1998-05-25 | no | Currently in Use | Premium | 10000 | Composite | 1988-06-20 | Fiberglass Reinforced Plastic | Pressurized
9000004 | 6 | Flapper Valve | 1998-05-25 | no | 1998-05-28 | no | Currently in Use | Diesel | 10000 | Composite | 1988-06-20 | Fiberglass Reinforced Plastic | Pressurized
9000004 | 7 | Flapper Valve | 1998-05-25 | no | 1998-05-25 | no | Currently in Use | Regular | 10000 | Composite | 1988-06-20 | Fiberglass Reinforced Plastic | Pressurized
9000005 | 1 | [5 empty] | Removed from Ground | Gas (Historical Use) | 5000 | Bare Steel | 1975-02-06 | Bare Steel
9000005 | 2 | [5 empty] | Removed from Ground | Gas (Historical Use) | 5000 | Bare Steel | 1975-02-06 | Bare Steel
9000005 | 3 | [5 empty] | Removed from Ground | Gas (Historical Use) | 6000 | Bare Steel | 1975-02-06 | Bare Steel
9000005 | 4 |  | 1998-05-25 | no | 1998-05-25 | no | Currently in Use | Regular | 10000 | Composite | 1988-06-20 | Fiberglass Reinforced Plastic | Pressurized
9000005 | 5 |  | 1998-05-25 | no | 1998-05-25 | no | Currently in Use | Diesel | 10000 | Composite | 1988-06-20 | Fiberglass Reinforced Plastic | Pressurized
9000005 | 6 |  | 1998-05-25 | no | 1998-05-25 | no | Currently in Use | Premium | 10000 | Composite | 1988-06-20 | Fiberglass Reinforced Plastic | Pressurized
9000006 | 1 | [5 empty] | Removed from Ground | Gas (Historical Use) | 5000 | Bare Steel | 1974-02-06 | Bare Steel
9000006 | 2 | [5 empty] | Removed from Ground | Gas (Historical Use) | 5000 | Bare Steel | 1974-02-06 | Bare Steel
9000006 | 3 | [5 empty] | Removed from Ground | Gas (Historical Use) | 5000 | Bare Steel | 1974-02-06 | Bare Steel
9000006 | 4 | [5 empty] | Removed from Ground | Gas (Historical Use) | 5000 | Bare Steel | 1974-02-06 | Bare Steel
9000006 | 5 |  | 1998-05-25 |  | 1998-05-25 |  | Removed from Ground | Gas (Historical Use) | 10000 | Composite | 1988-06-20 | Fiberglass Reinforced Plastic | Pressurized
9000006 | 6 |  | 1998-05-25 |  | 1998-05-25 |  | Removed from Ground | Gas (Historical Use) | 10000 | Composite | 1988-06-20 | Fiberglass Reinforced Plastic | Pressurized
9000006 | 7 |  | 1998-05-25 |  | 1998-05-25 |  | Removed from Ground | Gas (Historical Use) | 10000 | Composite | 1988-06-20 | Fiberglass Reinforced Plastic | Pressurized
9000009 | 1 | [5 empty] | Removed from Ground | Gas (Historical Use) | 10000 | Steel-Impressed Current | 1982-05-02 | Cathodically Protected | Pressurized
9000009 | 2 | [5 empty] | Removed from Ground | Gas (Historical Use) | 8000 | Steel-Impressed Current | 1982-05-02 | Cathodically Protected | Pressurized
9000009 | 3 | [5 empty] | Removed from Ground | Gas (Historical Use) | 8000 | Steel-Impressed Current | 1982-05-02 | Cathodically Protected | Pressurized
9000009 | 4 | [5 empty] | Removed from Ground | Diesel | 6000 | Steel-Impressed Current | 1982-05-02 | Cathodically Protected | Pressurized
9000009 | 5 | Ball Float | 2006-05-01 | no | 2006-05-01 | no | Currently in Use | Gas (Historical Use) | 10000 | Composite | 2006-05-01 | Fiberglass Reinforced Plastic | Pressurized
9000009 | 6 | Ball Float | 2006-05-01 | no | 2006-05-01 | no | Currently in Use | Gas (Historical Use) | 8000 | Composite | 2006-05-01 | Fiberglass Reinforced Plastic | Pressurized
9000009 | 7 | Ball Float | 2006-05-01 | no | 2006-05-01 | no | Currently in Use | Diesel | 8000 | Composite | 2006-05-01 | Fiberglass Reinforced Plastic | Pressurized
9000010 | 1 | [5 empty] | Removed from Ground | Gas (Historical Use) | 12000 | Fiberglass | 1985-04-29 | Fiberglass Reinforced Plastic
9000010 | 2 | [5 empty] | Removed from Ground | Gas (Historical Use) | 10000 | Fiberglass | 1985-04-29 | Fiberglass Reinforced Plastic
9000010 | 3 | [5 empty] | Removed from Ground | Gas (Historical Use) | 10000 | Fiberglass | 1985-04-29 | Fiberglass Reinforced Plastic
9000010 | 4 | [5 empty] | Removed from Ground | Diesel | 10000 | Fiberglass | 1985-04-29 | Fiberglass Reinforced Plastic
9000012 | 1 | [5 empty] | Permanently Out of Use - historical purposes | Gas (Historical Use) | 4000 | Bare Steel | 1969-04-25 | Galvanized Steel
9000012 | 10 |  | 1988-01-10 |  | 1988-01-10 |  | Currently in Use | Gas (Historical Use) | 10000 | Steel-Impressed Current | 1988-01-10 | Fiberglass Reinforced Plastic | Pressurized
9000012 | 2 | [5 empty] | Permanently Out of Use - historical purposes | Gas (Historical Use) | 4000 | Bare Steel | 1969-04-25 | Galvanized Steel
9000012 | 3 | [5 empty] | Permanently Out of Use - historical purposes | Gas (Historical Use) | 4000 | Bare Steel | 1969-04-25 | Galvanized Steel
9000012 | 4 | [5 empty] | Permanently Out of Use - historical purposes | Gas (Historical Use) | 4000 | Bare Steel | 1969-04-25 | Galvanized Steel
9000012 | 5 | [5 empty] | Permanently Out of Use - historical purposes | Gas (Historical Use) | 10000 | Bare Steel | 1976-04-23 | Galvanized Steel
9000012 | 6 |  | 1988-01-10 |  | 1988-01-10 |  | Currently in Use | Diesel | 3000 | Steel-Impressed Current | 1978-03-01 | Fiberglass Reinforced Plastic
9000012 | 8 |  | 1978-04-10 |  | 1978-04-10 |  | Currently in Use | Gas (Historical Use) | 10000 | Steel-Impressed Current | 1978-04-10 | Fiberglass Reinforced Plastic | Pressurized
9000012 | 9 |  | 1988-01-10 |  | 1988-01-10 |  | Currently in Use | Gas (Historical Use) | 10000 | Steel-Impressed Current | 1988-01-10 | Fiberglass Reinforced Plastic | Pressurized
9000013 | 1 | [5 empty] | Removed from Ground | Diesel | 10000 | Bare Steel | 1971-04-13 | Cathodically Protected
9000013 | 2 | [5 empty] | Removed from Ground | Diesel | 10000 | Bare Steel | 1971-04-13 | Cathodically Protected
9000013 | 3 | [5 empty] | Removed from Ground | Diesel | 10000 | Bare Steel | 1971-04-13 | Cathodically Protected
9000013 | 4 | [5 empty] | Removed from Ground | Diesel | 10000 | Bare Steel | 1971-04-13 | Cathodically Protected
9000013 | 5 |  | 2007-06-27 |  | 1988-01-01 |  | Removed from Ground | Diesel | 20000 | Tank Jacket | 1988-01-01 | Fiberglass Reinforced Plastic | Pressurized
9000013 | 6 |  | 2007-06-27 |  | 1988-01-01 |  | Removed from Ground | Diesel | 20000 | Tank Jacket | 1988-01-01 | Fiberglass Reinforced Plastic | Pressurized
9000014 | 1 |  |  | yes |  | yes | Removed from Ground | Used Oil | 550 | Bare Steel | 1962-05-06 | Galvanized Steel
9000014 | 10 | Ball Float | 1994-09-01 |  | 1994-09-01 |  | Currently in Use | Gas (Historical Use) | 10000 | Composite | 1990-02-10 | Fiberglass Reinforced Plastic | Pressurized
9000014 | 2 | [5 empty] | Removed from Ground | Gas (Historical Use) | 4000 | Bare Steel | 1962-05-06 | Galvanized Steel
9000014 | 3 | [5 empty] | Removed from Ground | Gas (Historical Use) | 4000 | Bare Steel | 1962-05-06 | Galvanized Steel
9000014 | 4 | [5 empty] | Removed from Ground | Gas (Historical Use) | 4000 | Bare Steel | 1962-05-06 | Galvanized Steel
9000014 | 5 | [5 empty] | Removed from Ground | Gas (Historical Use) | 4000 | Bare Steel | 1962-05-06 | Galvanized Steel
9000014 | 6 | [5 empty] | Removed from Ground | Gas (Historical Use) | 4000 | Bare Steel | 1962-05-06 | Galvanized Steel
9000014 | 7 | [5 empty] | Removed from Ground | Diesel | 10000 | Bare Steel | 1982-05-01 | Galvanized Steel
9000014 | 8 | Ball Float | 1994-09-01 |  | 1994-09-01 |  | Currently in Use | Gas (Historical Use) | 10000 | Composite | 1990-02-10 | Fiberglass Reinforced Plastic | Pressurized
9000014 | 9 | Ball Float | 1994-09-01 |  | 1994-09-01 |  | Currently in Use | Gas (Historical Use) | 10000 | Composite | 1990-02-10 | Fiberglass Reinforced Plastic | Pressurized
9000015 | 1 | [5 empty] | Closed in Ground | Kerosene | 6000 | Bare Steel | 1955-05-16 | Steel/FG Secondary containment
9000015 | 2 | [5 empty] | Removed from Ground | Diesel | 1500 | Unknown | 1999-10-19 | Double Walled | Safe Suction (Euro)
9000015 | 6 | [5 empty] | Removed from Ground | Empty | 10000 | Bare Steel | 1974-05-11 | Bare Steel
9000015 | 7 |  |  | yes |  | yes | Removed from Ground | Used Oil | 500 | Not Marked/Unknown | 1995-07-21 | Not Marked
9000016 | 1 | [5 empty] | Removed from Ground | Other | 3000 | Bare Steel | 1955-05-16 | Bare Steel
9000016 | 2 | [5 empty] | Removed from Ground | Other | 6000 | Bare Steel | 1955-05-16 | Bare Steel
9000016 | 3 | [5 empty] | Removed from Ground | Diesel | 15000 | Bare Steel | 1975-05-11 | Bare Steel
9000016 | 4 | [5 empty] | Removed from Ground | Diesel | 15000 | Bare Steel | 1975-05-11 | Bare Steel
9000016 | 5 | [5 empty] | Removed from Ground | Diesel | 30000 | Bare Steel | 1977-05-10 | Bare Steel
9000017 | 1 | [5 empty] | Removed from Ground | Gas (Historical Use) | 8000 | Bare Steel | 1969-04-27 | Galvanized Steel
9000017 | 10 | Ball Float | 2000-08-21 |  | 2000-08-21 |  | Currently in Use | Gas (Historical Use) | 10000 | Fiberglass Double Walled | 2000-08-21 | Double-Walled Flex | Pressurized
9000017 | 11 | Ball Float | 2000-08-21 |  | 2000-08-21 |  | Currently in Use | Ethanol | 10000 | Fiberglass Double Walled | 2000-08-21 | Double-Walled Flex | Pressurized
9000017 | 12 |  | 2000-08-21 |  | 2000-08-21 |  | Currently in Use | Diesel | 10000 | Fiberglass Double Walled | 2000-08-21 | Double-Walled Flex | Pressurized
9000017 | 13 |  | 2010-02-25 | no | 2010-02-25 | no | Currently in Use | E-85 | 10000 | Fiberglass Double Walled | 2010-02-25 | Double-Walled Flex | Pressurized
9000017 | 2 | [5 empty] | Removed from Ground | Gas (Historical Use) | 6000 | Bare Steel | 1969-04-27 | Galvanized Steel
9000017 | 3 | [5 empty] | Removed from Ground | Gas (Historical Use) | 6000 | Bare Steel | 1969-04-27 | Galvanized Steel | Pressurized
9000017 | 4 |  |  | yes |  | yes | Removed from Ground | Used Oil | 1000 | Bare Steel | 1969-04-27 | Galvanized Steel | Gravity Fed
9000017 | 5 |  | 1991-09-15 |  | 1991-09-15 |  | Removed from Ground | Gas (Historical Use) | 12000 | Cathodically Protected Steel | 1991-09-15 | Fiberglass Reinforced Plastic | Pressurized
9000017 | 6 |  | 1991-09-15 |  | 1991-09-15 |  | Removed from Ground | Gas (Historical Use) | 12000 | Cathodically Protected Steel | 1991-09-15 | Fiberglass Reinforced Plastic | Pressurized
9000017 | 7 |  | 1991-09-15 |  | 1991-09-15 |  | Removed from Ground | Gas (Historical Use) | 12000 | Cathodically Protected Steel | 1991-09-15 | Fiberglass Reinforced Plastic | Pressurized
9000017 | 8 |  |  | yes |  | yes | Removed from Ground | Used Oil | 1000 | Bare Steel | 1969-04-27 | Galvanized Steel
9000017 | 9 | Ball Float | 2000-08-21 |  | 2000-08-21 |  | Removed from Ground | Gas (Historical Use) | 10000 | Fiberglass Double Walled | 2000-08-21 | Double-Walled Flex | Pressurized
9000018 | 1 | [5 empty] | Removed from Ground | Empty | 10000 | Bare Steel | 1982-04-18 | Fiberglass Reinforced Plastic
9000018 | 2 | [5 empty] | Removed from Ground | Empty | 10000 | Bare Steel | 1982-04-18 | Fiberglass Reinforced Plastic
9000018 | 3 | [5 empty] | Removed from Ground | Empty | 12000 | Bare Steel | 1982-04-18 | Fiberglass Reinforced Plastic
9000018 | 4 | [5 empty] | Removed from Ground | Empty | 20000 | Bare Steel | 1982-04-18 | Fiberglass Reinforced Plastic
9000018 | 5 | Overfill Alarm | 1987-11-01 |  | 1987-11-01 |  | Currently in Use | Diesel | 20000 | Fiberglass Double Walled | 1986-04-01 | Double-Walled Fiberglass | Pressurized
9000018 | 6 | Overfill Alarm | 1992-03-01 |  | 1992-03-01 |  | Currently in Use | Gas (Historical Use) | 10000 | Fiberglass Double Walled | 1992-03-01 | Double-Walled Fiberglass | Pressurized
9000018 | 7 | Overfill Alarm | 1992-03-01 |  | 1992-03-01 |  | Currently in Use | Gas (Historical Use) | 10000 | Fiberglass Double Walled | 1992-03-01 | Double-Walled Fiberglass | Pressurized
9000018 | 8 | Overfill Alarm | 1992-03-01 |  | 1992-03-01 |  | Currently in Use | Gas (Historical Use) | 10000 | Fiberglass Double Walled | 1992-03-01 | Double-Walled Fiberglass | Pressurized
9000018 | 9 | Overfill Alarm | 1992-03-01 |  | 1992-03-01 |  | Currently in Use | Diesel | 20000 | Fiberglass Double Walled | 1992-03-01 | Double-Walled Fiberglass | Pressurized
9000019 | 1 | [5 empty] | Removed from Ground | Gas (Historical Use) | 10000 | Fiberglass | 1987-01-01 | Fiberglass Reinforced Plastic | Pressurized
9000019 | 1A | [5 empty] | Removed from Ground | Gas (Historical Use) | 10000 | Fiberglass | 1987-01-01 | Fiberglass Reinforced Plastic | Pressurized
9000019 | 2 | [5 empty] | Removed from Ground | Gas (Historical Use) | 10000 | Fiberglass | 1987-01-01 | Fiberglass Reinforced Plastic | Pressurized
9000019 | 2A |  |  | yes |  | yes | Removed from Ground | Used Oil | 1000 | Fiberglass | 1987-01-01 | Fiberglass Reinforced Plastic | Pressurized
9000019 | 3 | [5 empty] | Removed from Ground | Gas (Historical Use) | 6000 | Bare Steel | 1969-05-10 | Galvanized Steel
9000019 | 3A | [5 empty] | Removed from Ground | Gas (Historical Use) | 10000 | Fiberglass | 1987-01-01 | Fiberglass Reinforced Plastic
9000019 | 4 |  |  | yes |  | yes | Removed from Ground | Used Oil | 500 | Bare Steel | 1969-05-10 | Galvanized Steel
9000019 | 4A |  |  | yes |  | yes | Removed from Ground | Used Oil | 1000 | Fiberglass | 1987-01-01 | Fiberglass Reinforced Plastic
9000021 | 1 | Flapper Valve | 1998-12-01 | no | 1998-12-01 | no | Currently in Use | Regular | 8000 | Steel-Impressed Current | 1977-05-15 | Fiberglass Reinforced Plastic | Pressurized
9000021 | 2 | Flapper Valve | 1998-12-01 | no | 1998-12-01 | no | Currently in Use | Gas (Historical Use) | 8000 | Steel-Impressed Current | 1977-05-15 | Fiberglass Reinforced Plastic | Pressurized
9000022 | 1 | [5 empty] | Removed from Ground | Gas (Historical Use) | 10000 | Bare Steel | 1977-05-15 | Galvanized Steel
9000022 | 2 | [5 empty] | Removed from Ground | Gas (Historical Use) | 10000 | Bare Steel | 1977-05-15 | Galvanized Steel
9000022 | 3 | Ball Float | 1999-10-01 | no | 1999-10-01 | yes | Currently in Use | Regular | 12000 | Fiberglass | 1999-10-01 | Fiberglass Reinforced Plastic | Pressurized
9000022 | 4 | Ball Float | 1999-10-01 | no | 1999-10-01 | yes | Currently in Use | Premium | 10000 | Fiberglass | 1999-10-01 | Fiberglass Reinforced Plastic | Pressurized
9000024 | 1 | [5 empty] | Removed from Ground | Gas (Historical Use) | 8000 | Bare Steel | 1975-05-16 | Bare Steel | Pressurized
9000024 | 2 | [5 empty] | Removed from Ground | Gas (Historical Use) | 8000 | Bare Steel | 1975-05-16 | Bare Steel | Pressurized
9000024 | 3 | [5 empty] | Removed from Ground | Gas (Historical Use) | 8000 | Bare Steel | 1985-05-13 | Bare Steel | Pressurized
9000025 | 1 | [5 empty] | Removed from Ground | Empty | 10000 | Bare Steel | 1982-04-18 | Galvanized Steel
9000025 | 2 | [5 empty] | Removed from Ground | Empty | 10000 | Bare Steel | 1982-04-18 | Galvanized Steel
9000025 | 3 | [5 empty] | Removed from Ground | Empty | 10000 | Bare Steel | 1982-04-18 | Galvanized Steel
9000025 | 4 | [5 empty] | Removed from Ground | Empty | 15000 | Composite | 1986-01-01 | Galvanized Steel
9000025 | 5 | Ball Float | 1991-03-01 |  | 1991-03-01 |  | Currently in Use | Gas (Historical Use) | 10000 | Fiberglass | 1991-03-01 | Fiberglass Reinforced Plastic | Pressurized
9000025 | 6 | Ball Float | 1991-03-01 |  | 1991-03-01 |  | Currently in Use | Gas (Historical Use) | 10000 | Fiberglass | 1991-03-01 | Fiberglass Reinforced Plastic | Pressurized
9000025 | 7 | Ball Float | 1991-03-01 |  | 1991-03-01 |  | Currently in Use | Diesel | 10000 | Fiberglass | 1991-03-01 | Fiberglass Reinforced Plastic | Pressurized
9000025 | 8 | Ball Float | 1991-03-01 |  | 1991-03-01 |  | Currently in Use | Gas (Historical Use) | 20000 | Fiberglass | 1991-03-01 | Fiberglass Reinforced Plastic | Pressurized
9000026 | 1 | Ball Float | 1999-01-01 | no | 1999-01-01 | no | Currently in Use | Regular | 5000 | Steel-Impressed Current | 1970-02-07 |  | Pressurized
9000026 | 2 | Ball Float | 1999-01-01 | no | 1999-01-01 | no | Currently in Use | Regular | 5000 | Steel-Impressed Current | 1970-02-07 |  | Pressurized
9000026 | 3 | Ball Float | 1999-01-01 | no | 1999-01-01 | no | Currently in Use | Diesel | 5000 | Steel-Impressed Current | 1970-02-07 |  | Pressurized
9000026 | 4 | Ball Float | 1999-01-01 | no | 1999-01-01 | no | Currently in Use | Premium | 5000 | Steel-Impressed Current | 1970-02-07 |  | Pressurized
9000027 | 1 |  | 1991-01-19 |  | 1991-01-01 |  | Removed from Ground | Gas (Historical Use) | 10000 | Steel-Impressed Current | 1980-05-08 | Cathodically Protected | Pressurized
9000027 | 2 |  | 1991-01-19 |  | 1991-01-19 |  | Removed from Ground | Gas (Historical Use) | 10000 | Steel-Impressed Current | 1980-05-08 | Cathodically Protected | Pressurized
9000027 | 3 |  | 1991-01-19 |  | 1991-01-19 |  | Removed from Ground | Gas (Historical Use) | 10000 | Steel-Impressed Current | 1980-05-08 | Cathodically Protected | Pressurized
9000027 | 4 |  | 1991-01-19 |  | 1991-01-19 |  | Removed from Ground | Diesel | 10000 | Steel-Impressed Current | 1980-05-08 | Cathodically Protected | Pressurized
9000028 | 1 | [5 empty] | Removed from Ground | Gas (Historical Use) | 1100 | Bare Steel | 1966-05-13 | Galvanized Steel
9000028 | 2 | [5 empty] | Removed from Ground | Gas (Historical Use) | 1100 | Bare Steel | 1966-05-13 | Galvanized Steel
9000028 | 3 | [5 empty] | Removed from Ground | Gas (Historical Use) | 560 | Bare Steel | 1966-05-13 | Galvanized Steel
9000029 | 1 | [5 empty] | Removed from Ground | Gas (Historical Use) | 4000 | Bare Steel | 1968-05-11 | Galvanized Steel
9000029 | 2 | [5 empty] | Removed from Ground | Gas (Historical Use) | 4000 | Bare Steel | 1968-05-11 | Galvanized Steel
9000029 | 3 | [5 empty] | Removed from Ground | Gas (Historical Use) | 4000 | Bare Steel | 1968-05-11 | Galvanized Steel
9000029 | 4 | [5 empty] | Removed from Ground | Gas (Historical Use) | 4000 | Bare Steel | 1979-05-09 | Galvanized Steel
9000029 | 5 | [5 empty] | Removed from Ground | Diesel | 4000 | Bare Steel | 1968-05-11 | Galvanized Steel
9000029 | ADD | [5 empty] | Removed from Ground | Other | 550 | Composite | 1987-01-01 | Fiberglass Reinforced Plastic
9000029 | D1 |  | 1987-01-01 |  | 1987-01-01 |  | Temporarily out of use | Diesel | 6000 | Double Walled | 1987-01-01 | Fiberglass Reinforced Plastic | Pressurized
9000029 | D2 |  | 1987-01-01 |  | 1987-01-01 |  | Temporarily out of use | Diesel | 6000 | Double Walled | 1987-01-01 | Fiberglass Reinforced Plastic | Pressurized
9000029 | NL1 |  | 1987-01-01 |  | 1987-01-01 |  | Temporarily out of use | Gas (Historical Use) | 12000 | Double Walled | 1987-01-01 | Fiberglass Reinforced Plastic | Pressurized
9000029 | P1 |  | 1987-01-01 |  | 1987-01-01 |  | Temporarily out of use | Gas (Historical Use) | 12000 | Double Walled | 1987-01-01 | Fiberglass Reinforced Plastic | Pressurized
9000029 | R1 |  | 1987-01-01 |  | 1987-01-01 |  | Temporarily out of use | Gas (Historical Use) | 12000 | Double Walled | 1987-01-01 | Fiberglass Reinforced Plastic | Pressurized
9000030 | CS-1 | [5 empty] | Removed from Ground | Hazardous Substance | 12000 | Bare Steel | 1928-05-22 | Unknown
9000030 | CS-2 | [5 empty] | Removed from Ground | Other | 12000 | Bare Steel | 1928-05-22 | Unknown
9000030 | CS-3 | [5 empty] | Removed from Ground | Gas (Historical Use) | 1000 | Bare Steel | 1990-08-31 | Unknown
9000030 | NY-1 | [5 empty] | Removed from Ground | Diesel | 10000 | Fiberglass | 1977-05-10 | Galvanized Steel
9000030 | SY-1 | [5 empty] | Removed from Ground | Other | 1500 | Bare Steel | 1990-08-31 | Unknown
9000030 | T-1 | [5 empty] | Removed from Ground | Other | 12000 | Cathodically Protected Steel | 1958-05-15 | Not Marked
9000030 | T-10 | [5 empty] | Removed from Ground | Other | 12000 | Cathodically Protected Steel | 1958-05-15 | Not Marked
9000030 | T-11 | [5 empty] | Removed from Ground | Kerosene | 12000 | Cathodically Protected Steel | 1958-05-15 | Not Marked
9000030 | T-12 | [5 empty] | Removed from Ground | Gas (Historical Use) | 12000 | Cathodically Protected Steel | 1958-05-15 | Not Marked
9000030 | T-13 | [5 empty] | Removed from Ground | Other | 12000 | Cathodically Protected Steel | 1958-05-15 | Not Marked
9000030 | T-2 | [5 empty] | Removed from Ground | Other | 12000 | Cathodically Protected Steel | 1958-05-15 | Not Marked
9000030 | T-3 | [5 empty] | Removed from Ground | Other | 12000 | Cathodically Protected Steel | 1958-05-15 | Not Marked
9000030 | T-4 | [5 empty] | Removed from Ground | Other | 12000 | Cathodically Protected Steel | 1958-05-15 | Not Marked
9000030 | T-5 | [5 empty] | Removed from Ground | Other | 12000 | Cathodically Protected Steel | 1958-05-15 | Not Marked
9000030 | T-6 | [5 empty] | Removed from Ground | Other | 12000 | Cathodically Protected Steel | 1958-05-15 | Not Marked
9000030 | T-7 | [5 empty] | Removed from Ground | Other | 12000 | Cathodically Protected Steel | 1958-05-15 | Not Marked
9000030 | T-8 | [5 empty] | Removed from Ground | Gas (Historical Use) | 12000 | Cathodically Protected Steel | 1958-05-15 | Not Marked
9000030 | T-9 | [5 empty] | Removed from Ground | Other | 12000 | Cathodically Protected Steel | 1958-05-15 | Not Marked
9000031 | 1 | [5 empty] | Removed from Ground | Gas (Historical Use) | 10000 | Fiberglass | 1976-05-04 | Fiberglass Reinforced Plastic
9000031 | 2 | [5 empty] | Removed from Ground | Gas (Historical Use) | 10000 | Fiberglass | 1976-05-04 | Fiberglass Reinforced Plastic
9000031 | 3 | [5 empty] | Removed from Ground | Gas (Historical Use) | 10000 | Fiberglass | 1976-05-04 | Fiberglass Reinforced Plastic
9000031 | 4 | [5 empty] | Removed from Ground | Gas (Historical Use) | 10000 | Fiberglass | 1976-05-04 | Fiberglass Reinforced Plastic
9000031 | 5 | [5 empty] | Removed from Ground | Diesel | 10000 | Bare Steel | 1976-05-04 | Bare Steel
9000032 | 1 |  | 1983-04-24 |  | 1983-04-24 |  | Currently in Use | Gas (Historical Use) | 10000 | Galvanic (STIP-3) | 1983-04-24 | Cathodically Protected | Pressurized
9000032 | 2 |  | 1983-04-24 |  | 1983-04-24 |  | Currently in Use | Gas (Historical Use) | 10000 | Galvanic (STIP-3) | 1983-04-24 | Cathodically Protected | Pressurized
9000032 | 3 | [5 empty] | Removed from Ground | Diesel | 10000 | Galvanic (STIP-3) | 1983-04-24 | Galvanized Steel | Pressurized
9000032 | 4 |  | 1983-04-24 |  | 1983-04-24 |  | Currently in Use | Gas (Historical Use) | 10000 | Galvanic (STIP-3) | 1987-03-01 | Cathodically Protected | Pressurized
9000033 | 1 | [5 empty] | Removed from Ground | Gas (Historical Use) | 10000 | Cathodically Protected Steel | 1977-02-02 | Bare Steel | Pressurized
9000033 | 2 | [5 empty] | Removed from Ground | Gas (Historical Use) | 10000 | Cathodically Protected Steel | 1977-02-02 | Bare Steel | Pressurized
9000033 | 3 | [5 empty] | Removed from Ground | Gas (Historical Use) | 6000 | Cathodically Protected Steel | 1977-02-02 | Bare Steel | Pressurized
9000034 | NO-LEAD | [5 empty] | Removed from Ground | Gas (Historical Use) | 10270 | Bare Steel | 1978-04-06 | Galvanized Steel | Pressurized
9000034 | REG | [5 empty] | Removed from Ground | Gas (Historical Use) | 15000 | Bare Steel | 1972-04-07 | Galvanized Steel | Pressurized
9000034 | XTRA | [5 empty] | Removed from Ground | Gas (Historical Use) | 15000 | Bare Steel | 1972-04-07 | Galvanized Steel | Pressurized
9000035 | 1 | [5 empty] | Removed from Ground | Gas (Historical Use) | 10000 | Cathodically Protected Steel | 1988-10-27 | Galvanized Steel | Pressurized
9000035 | 2 | [5 empty] | Removed from Ground | Gas (Historical Use) | 6047 | Bare Steel | 1967-04-09 | Galvanized Steel | Pressurized
9000035 | 3 | [5 empty] | Removed from Ground | Gas (Historical Use) | 6047 | Bare Steel | 1967-04-09 | Galvanized Steel | Pressurized
9000035 | 4 | [5 empty] | Removed from Ground | Gas (Historical Use) | 15000 | Bare Steel | 1972-04-07 | Galvanized Steel | Pressurized
9000035 | 5 | [5 empty] | Removed from Ground | Gas (Historical Use) | 10000 | Bare Steel | 1978-04-06 | Galvanized Steel | Pressurized
9000036 | 1 |  | 1998-07-25 |  | 1998-07-25 |  | Removed from Ground | Gas (Historical Use) | 12000 | Fiberglass | 1983-02-22 | Fiberglass Reinforced Plastic | Pressurized
9000036 | 2 |  | 1998-07-25 |  | 1998-07-25 |  | Removed from Ground | Gas (Historical Use) | 12000 | Fiberglass | 1983-02-22 | Fiberglass Reinforced Plastic | Pressurized
9000036 | 3 |  | 1998-07-25 |  | 1998-07-25 |  | Removed from Ground | Gas (Historical Use) | 12000 | Fiberglass | 1983-02-22 | Fiberglass Reinforced Plastic | Pressurized
9000036 | 4 |  | 1998-07-25 |  | 1998-07-25 |  | Removed from Ground | Gas (Historical Use) | 12000 | Fiberglass | 1983-02-22 | Fiberglass Reinforced Plastic | Pressurized
9000036 | 5 | [5 empty] | Removed from Ground | New Oil | 550 | Fiberglass | 1983-02-13 | Fiberglass Reinforced Plastic | Pressurized
9000036 | A | [5 empty] | Removed from Ground | Other | 550 | Fiberglass | 1983-02-13 | Fiberglass Reinforced Plastic
9000037 | 1 | [5 empty] | Removed from Ground | Gas (Historical Use) | 6000 | Bare Steel | 1969-05-10 | Galvanized Steel
9000037 | 2 | [5 empty] | Removed from Ground | Gas (Historical Use) | 6000 | Bare Steel | 1969-05-10 | Galvanized Steel
9000037 | 3 | [5 empty] | Removed from Ground | Gas (Historical Use) | 4000 | Bare Steel | 1969-05-10 | Galvanized Steel
9000037 | 4 | [5 empty] | Removed from Ground | Gas (Historical Use) | 6000 | Fiberglass | 1980-05-07 | Galvanized Steel
9000037 | 5 |  |  | yes |  | yes | Removed from Ground | Used Oil | 500 | Bare Steel | 1969-05-10 | Galvanized Steel
9000037 | 6 | [5 empty] | Removed from Ground | Gas (Historical Use) | 12000 | Double Walled | 1991-06-13 | Double Walled | Pressurized
9000037 | 7 | [5 empty] | Removed from Ground | Gas (Historical Use) | 12000 | Double Walled | 1991-06-13 | Double Walled | Pressurized
9000037 | 8 | [5 empty] | Removed from Ground | Gas (Historical Use) | 12000 | Double Walled | 1991-06-13 | Double Walled | Pressurized
9000037 | 9 |  |  | yes |  | yes | Removed from Ground | Used Oil | 1000 | Fiberglass | 1991-06-13 | Fiberglass Reinforced Plastic
9000038 | 1 | [5 empty] | Permanently Out of Use - historical purposes | Hazardous Substance | 6000 | Cathodically Protected Steel | 1962-04-29 | Bare Steel
9000038 | 10 | [5 empty] | Removed from Ground | Hazardous Substance | 6000 | Cathodically Protected Steel | 1962-04-29 | Bare Steel
9000038 | 11 | [5 empty] | Permanently Out of Use - historical purposes | Other | 8000 | Cathodically Protected Steel | 1962-04-29 | Bare Steel
9000038 | 12 | [5 empty] | Permanently Out of Use - historical purposes | Hazardous Substance | 8000 | Cathodically Protected Steel | 1962-04-29 | Bare Steel
9000038 | 13 | [5 empty] | Permanently Out of Use - historical purposes | Other | 8000 | Bare Steel | 1962-04-29 | Bare Steel
9000038 | 2 | [5 empty] | Permanently Out of Use - historical purposes | Other | 10000 | Cathodically Protected Steel | 1962-04-29 | Bare Steel
9000038 | 3 | [5 empty] | Permanently Out of Use - historical purposes | Other | 10000 | Cathodically Protected Steel | 1962-04-29 | Bare Steel
9000038 | 4 | [5 empty] | Permanently Out of Use - historical purposes | Hazardous Substance | 3200 | Cathodically Protected Steel | 1962-04-29 | Bare Steel
9000038 | 5 | [5 empty] | Permanently Out of Use - historical purposes | Hazardous Substance | 4000 | Cathodically Protected Steel | 1962-04-29 | Bare Steel
9000038 | 6 | [5 empty] | Currently in Use | Other | 4000 | Cathodically Protected Steel | 1962-04-29 | Bare Steel
9000038 | 7 | [5 empty] | Removed from Ground | Hazardous Substance | 4000 | Cathodically Protected Steel | 1962-04-29 | Bare Steel
9000038 | 8 | [5 empty] | Permanently Out of Use - historical purposes | Gas (Historical Use) | 1000 | Bare Steel | 1962-04-29 | Bare Steel
9000038 | 9 | [5 empty] | Removed from Ground | Hazardous Substance | 4000 | Cathodically Protected Steel | 1962-04-29 | Bare Steel
9000039 | 1 | [5 empty] | Currently in Use | Diesel | 25000 | Bare Steel | 1981-05-07 | Galvanized Steel
9000039 | 10 | [5 empty] | Currently in Use | Other | 1000 | Bare Steel | 1954-05-14 | Galvanized Steel
9000039 | 11 | [5 empty] | Currently in Use | Other | 280 | Bare Steel | 1954-05-14 | Galvanized Steel
9000039 | 12 | [5 empty] | Currently in Use | Other | 560 | Bare Steel | 1954-05-14 | Galvanized Steel
9000039 | 13 |  |  | yes |  | yes | Currently in Use | Used Oil | 1000 | Concrete | 1954-05-14 | Unknown
9000039 | 2 | [5 empty] | Currently in Use | Diesel | 25000 | Bare Steel | 1981-05-07 | Bare Steel
9000039 | 3 | [5 empty] | Currently in Use | Diesel | 25000 | Bare Steel | 1981-05-07 | Galvanized Steel
9000039 | 4 | [5 empty] | Currently in Use | Diesel | 8500 | Bare Steel | 1954-05-14 | Galvanized Steel
9000039 | 5 | [5 empty] | Currently in Use | Diesel | 8500 | Bare Steel | 1954-05-14 | Bare Steel
9000039 | 6 | [5 empty] | Currently in Use | Gas (Historical Use) | 5288 | Bare Steel | 1979-05-08 | Bare Steel
9000039 | 7 | [5 empty] | Currently in Use | Gas (Historical Use) | 5000 | Bare Steel | 1954-05-14 | Galvanized Steel
9000039 | 8 | [5 empty] | Currently in Use | Other | 6110 | Bare Steel | 1954-05-14 | Galvanized Steel
9000039 | 9 |  |  | yes |  | yes | Currently in Use | Used Oil | 300 | Bare Steel | 1954-05-14 | Galvanized Steel
9000040 | 1 | Overfill Alarm | 1997-12-12 |  | 1997-12-12 |  | Currently in Use | Gas (Historical Use) | 12000 | Fiberglass Double Walled | 1985-01-01 | Double-Walled Fiberglass | Pressurized
9000040 | 2 |  |  | yes |  | yes | Removed from Ground | Empty | 1000 | Bare Steel | 1990-02-01 | Unknown
9000040 | 3 | [5 empty] | Removed from Ground | Other | 550 | Bare Steel | 1990-02-01 | Unknown
9000052 | 1 |  | 1997-08-02 |  | 1997-08-02 |  | Removed from Ground | Empty | 10270 | Steel-Impressed Current | 1979-04-06 | Fiberglass Reinforced Plastic | Pressurized
9000052 | 2 |  | 1997-08-02 |  | 1997-08-02 |  | Removed from Ground | Empty | 10270 | Steel-Impressed Current | 1979-04-06 | Fiberglass Reinforced Plastic | Pressurized
9000052 | 3 |  | 1997-08-02 |  | 1997-08-02 |  | Removed from Ground | Empty | 10270 | Steel-Impressed Current | 1979-04-06 | Fiberglass Reinforced Plastic | Pressurized
9000052 | 4 |  | 1997-08-02 |  | 1997-08-02 |  | Removed from Ground | Empty | 10270 | Steel-Impressed Current | 1979-04-06 | Fiberglass Reinforced Plastic | Pressurized
9000060 | 1 | [5 empty] | Removed from Ground | Gas (Historical Use) | 10000 | Bare Steel | 1961-05-07 | Galvanized Steel
9000060 | 2 | [5 empty] | Removed from Ground | Gas (Historical Use) | 10000 | Bare Steel | 1961-05-07 | Galvanized Steel
9000060 | 3 | [5 empty] | Removed from Ground | Gas (Historical Use) | 10000 | Bare Steel | 1961-05-07 | Galvanized Steel
9000067 | 1 | [5 empty] | Removed from Ground | Gas (Historical Use) | 6000 | Bare Steel | 1961-05-07 | Galvanized Steel
9000067 | 2 | [5 empty] | Removed from Ground | Gas (Historical Use) | 6000 | Bare Steel | 1961-05-07 | Galvanized Steel
9000067 | 3 | [5 empty] | Removed from Ground | Gas (Historical Use) | 6000 | Bare Steel | 1961-05-07 | Galvanized Steel
9000067 | 4 | [5 empty] | Removed from Ground | Gas (Historical Use) | 10000 | Bare Steel | 1961-05-07 | Galvanized Steel
9000067 | 5 | [5 empty] | Removed from Ground | Diesel | 10000 | Bare Steel | 1976-05-03 | Galvanized Steel
9000067 | 6 | Flapper Valve | 1987-07-01 | no | 1987-07-01 | no | Currently in Use | Regular | 10000 | Fiberglass | 1987-07-20 | Fiberglass Reinforced Plastic | Pressurized
9000067 | 7 | Flapper Valve | 1987-07-01 | no | 1987-07-01 | no | Currently in Use | Premium | 10000 | Fiberglass | 1987-07-20 | Fiberglass Reinforced Plastic | Pressurized
9000067 | 8 | Flapper Valve | 1987-07-01 | no | 1987-07-01 | no | Currently in Use | Plus | 10000 | Fiberglass | 1987-07-20 | Fiberglass Reinforced Plastic | Pressurized
9000122 | 1 | [5 empty] | Removed from Ground | Gas (Historical Use) | 8000 | Bare Steel | 1983-05-14 | Galvanized Steel
9000122 | 2 | [5 empty] | Removed from Ground | Gas (Historical Use) | 8000 | Bare Steel | 1983-05-14 | Galvanized Steel
9000122 | 3 | [5 empty] | Removed from Ground | Gas (Historical Use) | 8000 | Bare Steel | 1983-05-14 | Galvanized Steel
9000122 | 4A | Ball Float | 2007-06-28 | no | 2007-06-28 | no | Currently in Use | Gas (Historical Use) | 10000 | Composite | 2007-06-28 | Fiberglass Reinforced Plastic | Pressurized
9000122 | 4B | Ball Float | 2007-06-28 | no | 2007-06-28 | no | Currently in Use | Diesel | 5000 | Composite | 2007-06-28 | Fiberglass Reinforced Plastic | Pressurized
9000122 | 5 | Ball Float | 2007-06-28 | no | 2007-06-28 | no | Currently in Use | Gas (Historical Use) | 15000 | Composite | 2007-06-28 | Fiberglass Reinforced Plastic | Pressurized
9000123 | 1 | [5 empty] | Temporarily out of use | Other | 500 | Bare Steel | 1966-04-23 | Galvanized Steel
9000123 | 2 | [5 empty] | Temporarily out of use | Other | 500 | Bare Steel | 1966-04-23 | Galvanized Steel
9000123 | 3 | [5 empty] | Temporarily out of use | Other | 500 | Bare Steel | 1966-04-23 | Galvanized Steel
9000124 | 1 | [5 empty] | Removed from Ground | Gas (Historical Use) | 10000 | Fiberglass | 1975-04-01 | Fiberglass Reinforced Plastic | Pressurized
9000124 | 2 | [5 empty] | Removed from Ground | Gas (Historical Use) | 10000 | Fiberglass | 1975-04-01 | Fiberglass Reinforced Plastic | Pressurized
9000124 | 3 | [5 empty] | Removed from Ground | Gas (Historical Use) | 10000 | Fiberglass | 1975-04-01 | Fiberglass Reinforced Plastic | Pressurized
9000125 | 1 | [5 empty] | Removed from Ground | Gas (Historical Use) | 12000 | Fiberglass | 1976-02-03 | Fiberglass Reinforced Plastic | Pressurized
9000125 | 2 | [5 empty] | Removed from Ground | Gas (Historical Use) | 12000 | Fiberglass | 1976-02-03 | Fiberglass Reinforced Plastic | Pressurized
9000125 | 3 | [5 empty] | Removed from Ground | Gas (Historical Use) | 12000 | Fiberglass | 1976-02-03 | Fiberglass Reinforced Plastic | Pressurized
9000126 | 1 |  | 1997-12-01 |  | 1997-12-01 |  | Currently in Use | Gas (Historical Use) | 10000 | Steel-Impressed Current | 1979-02-01 | Steel (Impressed Current) | Pressurized
9000126 | 2 |  | 1997-12-01 |  | 1997-12-01 |  | Currently in Use | Gas (Historical Use) | 10000 | Steel-Impressed Current | 1979-02-01 | Steel (Impressed Current) | Pressurized
9000126 | 3 |  | 1997-12-01 |  | 1997-12-01 |  | Currently in Use | Diesel | 10000 | Steel-Impressed Current | 1979-02-01 | Steel (Impressed Current) | Pressurized
9000127 | 1 | [5 empty] | Removed from Ground | Diesel | 12000 | Bare Steel | 1975-05-04 | Galvanized Steel | Pressurized
9000127 | 2 | [5 empty] | Removed from Ground | Diesel | 12000 | Bare Steel | 1975-05-04 | Galvanized Steel | Pressurized
9000127 | 3 | [5 empty] | Removed from Ground | Other | 10000 | Bare Steel | 1975-01-01 | Galvanized Steel | Pressurized
9000127 | 4 | [5 empty] | Removed from Ground | Other | 10000 | Bare Steel | 1975-01-01 | Galvanized Steel | Pressurized
9000127 | 5 |  |  | yes |  | yes | Removed from Ground | Used Oil | 6000 | Bare Steel | 1975-01-01 | Galvanized Steel | Pressurized
9000127 | 6 | Flapper Valve | 1989-12-10 |  | 1989-12-10 |  | Currently in Use | Diesel | 12000 | Composite Double Walled | 1989-12-10 | Fiberglass Reinforced Plastic | Pressurized
9000127 | 7 | Flapper Valve | 1989-12-10 |  | 1989-12-10 |  | Currently in Use | Diesel | 12000 | Composite Double Walled | 1989-12-10 | Fiberglass Reinforced Plastic | Pressurized
9000129 | 2-TRUCK | [5 empty] | Removed from Ground | Diesel | 10000 | Bare Steel | 1972-04-14 | Galvanized Steel
9000131 | 1 | [5 empty] | Removed from Ground | Gas (Historical Use) | 6000 | Bare Steel | 1965-02-15 | Galvanized Steel
9000131 | 2 | [5 empty] | Removed from Ground | Gas (Historical Use) | 6000 | Bare Steel | 1965-02-15 | Galvanized Steel
9000131 | 3 | [5 empty] | Removed from Ground | Gas (Historical Use) | 4000 | Bare Steel | 1974-02-13 | Galvanized Steel
9000131 | B-1 | Ball Float | 1992-12-12 |  | 1992-12-12 |  | Currently in Use | Gas (Historical Use) | 10000 | Epoxy | 1992-11-17 | Fiberglass Reinforced Plastic | Pressurized
9000131 | G-1 | Ball Float | 1992-12-12 |  | 1992-12-12 |  | Currently in Use | Gas (Historical Use) | 10000 | Epoxy | 1992-11-17 | Fiberglass Reinforced Plastic | Pressurized
9000131 | S-1 | Ball Float | 1992-12-12 |  | 1992-12-12 |  | Currently in Use | Diesel | 10000 | Epoxy | 1992-11-17 | Fiberglass Reinforced Plastic | Pressurized
9000133 | 1 | [5 empty] | Removed from Ground | Gas (Historical Use) | 6000 | Bare Steel | 1976-05-07 | Galvanized Steel
9000133 | 2 | [5 empty] | Removed from Ground | Gas (Historical Use) | 6000 | Bare Steel | 1976-05-07 | Galvanized Steel
9000133 | 3 | [5 empty] | Removed from Ground | Gas (Historical Use) | 6000 | Bare Steel | 1976-05-07 | Galvanized Steel
9000133 | 4 | [5 empty] | Removed from Ground | Diesel | 4000 | Bare Steel | 1976-05-07 | Galvanized Steel
9000133 | 5 |  | 1988-03-01 |  | 1988-03-01 |  | Currently in Use | Gas (Historical Use) | 8000 | Fiberglass | 1988-03-31 | Fiberglass Reinforced Plastic | Pressurized
9000133 | 6 |  | 1988-03-01 |  | 1988-03-01 |  | Currently in Use | Gas (Historical Use) | 10000 | Fiberglass | 1988-03-31 | Fiberglass Reinforced Plastic | Pressurized
9000133 | 7 |  | 1988-03-01 |  | 1988-03-01 |  | Currently in Use | Gas (Historical Use) | 10000 | Fiberglass | 1988-03-31 | Fiberglass Reinforced Plastic | Pressurized
9000133 | 8 |  | 1988-03-01 |  | 1988-03-01 |  | Currently in Use | Diesel | 4000 | Fiberglass | 1988-03-31 | Fiberglass Reinforced Plastic | Pressurized
9000134 | 1 | [5 empty] | Closed in Ground | Gas (Historical Use) | 4000 | Bare Steel | 1978-05-10 | Galvanized Steel
9000134 | 2 | [5 empty] | Closed in Ground | Gas (Historical Use) | 10000 | Bare Steel | 1978-05-10 | Galvanized Steel
9000134 | 3 | [5 empty] | Closed in Ground | Gas (Historical Use) | 3000 | Bare Steel | 1978-05-10 | Galvanized Steel
9000134 | 4 |  | 1989-03-01 | no | 1989-03-01 | no | Currently in Use | Gas (Historical Use) | 10000 |  | 1989-01-01 | Fiberglass Reinforced Plastic | Pressurized
9000134 | 5 |  | 1989-03-01 | no | 1989-03-01 | no | Currently in Use | Gas (Historical Use) | 10000 |  | 1989-01-01 | Fiberglass Reinforced Plastic | Pressurized
9000134 | 6 |  | 1989-03-01 | no | 1989-03-01 | no | Currently in Use | Diesel | 10000 |  | 1989-01-01 | Fiberglass Reinforced Plastic | Pressurized
9000135 | 1 | [5 empty] | Removed from Ground | Empty | 5000 | Bare Steel | 1951-04-08 | Bare Steel
9000135 | 2 | [5 empty] | Removed from Ground | Diesel | 10000 | Bare Steel | 1974-04-08 | Bare Steel
9000136 | DUMMY | [5 empty] | Currently in Use | Empty | 0 | Not Marked/Unknown |  | Not Marked
9000137 | 1 | [5 empty] | Removed from Ground | Diesel | 15000 | Bare Steel | 1971-05-05 | Cathodically Protected
9000137 | 2 | [5 empty] | Removed from Ground | Diesel | 10000 | Bare Steel | 1973-05-04 | Cathodically Protected
9000137 | 4 | [5 empty] | Closed in Ground | Diesel | 1000 | Cathodically Protected Steel | 1984-05-01 | Cathodically Protected
9000137 | 5 |  | 1998-02-27 | no | 1998-02-27 | no | Currently in Use | Diesel | 10000 | Fiberglass Double Walled | 1989-02-01 | Double-Walled Fiberglass | Suction (American)
9000137 | 6 |  | 1998-02-27 |  | 1998-02-27 |  | Currently in Use | Diesel | 1000 | Double Walled | 1989-02-01 | Double Walled | Suction (American)
9000139 | DUMMY | [5 empty] | Removed from Ground | Other | 0 | Not Marked/Unknown | 1999-04-27 | Not Marked
9000143 | 1 | [5 empty] | Removed from Ground | Other | 1 | Not Marked/Unknown | 1988-01-01 | Not Marked
9000143 | 2 | [5 empty] | Removed from Ground | Other | 1 | Not Marked/Unknown | 1988-01-01 | Not Marked
9000144 | 1 | [5 empty] | Permanently Out of Use - historical purposes | Other | 0 | Marked Unknown |  | Unknown
9000145 | 1 | [5 empty] | Temporarily out of use | Gas (Historical Use) | 8000 | Bare Steel |  | Galvanized Steel
9000145 | 2 | [5 empty] | Temporarily out of use | Gas (Historical Use) | 8000 | Bare Steel |  | Galvanized Steel
9000145 | 3 | [5 empty] | Temporarily out of use | Gas (Historical Use) | 8000 | Bare Steel |  | Galvanized Steel
9000146 | 1 | Ball Float | 1997-03-01 |  | 1997-03-01 |  | Currently in Use | Gas (Historical Use) | 6000 | Steel-Impressed Current | 1988-04-01 | Double-Walled Flex | Pressurized
9000146 | 2 |  | 1997-03-01 |  | 1997-03-01 |  | Currently in Use | Gas (Historical Use) | 6000 | Steel-Impressed Current | 1988-04-01 | Double-Walled Flex | Safe Suction (Euro)
9000146 | 3 | Ball Float | 1997-03-01 |  | 1997-03-01 |  | Currently in Use | Diesel | 6000 | Steel-Impressed Current | 1988-04-01 | Double-Walled Flex | Pressurized
9000146 | 4 | Flapper Valve | 1997-03-01 |  | 1997-03-01 |  | Currently in Use | Diesel | 1000 | Steel-Impressed Current | 1988-04-01 | Double-Walled Flex | Safe Suction (Euro)
9000147 | DUMMY | [5 empty] | Permanently Out of Use - historical purposes | Other | 0 | Not Marked/Unknown |  | Not Marked
9000149 | 1 | [5 empty] | Removed from Ground | Gas (Historical Use) | 0 | Not Marked/Unknown | 1982-01-01 | Not Marked
9000149 | 2 |  |  | no |  | no | Removed from Ground | Not Marked/Tank Removed | 0 | Unknown | 1982-01-01 | Unknown
9000151 | 1 | [5 empty] | Removed from Ground | Gas (Historical Use) | 12000 | Fiberglass | 1978-01-02 | Fiberglass Reinforced Plastic
9000151 | 2 | [5 empty] | Removed from Ground | Gas (Historical Use) | 12000 | Fiberglass | 1978-01-02 | Fiberglass Reinforced Plastic
9000151 | 3 | [5 empty] | Removed from Ground | Gas (Historical Use) | 12000 | Fiberglass | 1978-01-02 | Fiberglass Reinforced Plastic
9000151 | 4 | Ball Float | 1989-01-01 |  | 1989-01-01 |  | Currently in Use | Gas (Historical Use) | 10000 | Fiberglass | 1989-01-19 | Fiberglass Reinforced Plastic | Pressurized
9000151 | 5 | Ball Float | 1989-01-01 |  | 1989-01-01 |  | Currently in Use | Gas (Historical Use) | 10000 | Fiberglass | 1989-01-19 | Fiberglass Reinforced Plastic | Pressurized
9000151 | 6 | Ball Float | 1989-01-01 |  | 1989-01-01 |  | Currently in Use | Gas (Historical Use) | 10000 | Fiberglass | 1989-01-19 | Fiberglass Reinforced Plastic | Pressurized
9000152 | 1 | [5 empty] | Removed from Ground | Gas (Historical Use) | 5000 | Cathodically Protected Steel | 1970-04-18 | Galvanized Steel
9000152 | 2 | [5 empty] | Removed from Ground | Gas (Historical Use) | 5000 | Cathodically Protected Steel | 1970-04-18 | Galvanized Steel
9000152 | 3 | [5 empty] | Removed from Ground | Gas (Historical Use) | 5000 | Cathodically Protected Steel | 1970-04-18 | Galvanized Steel
9000152 | 4 | [5 empty] | Removed from Ground | Gas (Historical Use) | 5000 | Cathodically Protected Steel | 1970-04-18 | Galvanized Steel
9000152 | 5 | [5 empty] | Removed from Ground | Gas (Historical Use) | 5000 | Cathodically Protected Steel | 1970-04-18 | Galvanized Steel
9000152 | 6 |  |  | yes |  | yes | Removed from Ground | Used Oil | 600 | Bare Steel | 1970-04-18 | Galvanized Steel
9000154 | 1 | [5 empty] | Removed from Ground | Gas (Historical Use) | 6000 | Bare Steel | 1989-01-18 | Galvanized Steel
9000154 | 2 | [5 empty] | Removed from Ground | Gas (Historical Use) | 6000 | Bare Steel | 1989-01-18 | Galvanized Steel
9000154 | 3 | [5 empty] | Removed from Ground | Gas (Historical Use) | 6000 | Bare Steel | 1989-01-18 | Galvanized Steel
9000154 | 4 | [5 empty] | Removed from Ground | Diesel | 6000 | Bare Steel | 1989-01-18 | Galvanized Steel
9000154 | 5 |  |  | yes |  | yes | Removed from Ground | Used Oil | 500 | Bare Steel | 1989-01-18 | Galvanized Steel
9000155 | 1 | [5 empty] | Removed from Ground | Other | 6000 | Not Marked/Unknown | 1988-09-15 | Not Marked
9000155 | 2 | [5 empty] | Removed from Ground | Other | 6000 | Not Marked/Unknown | 1988-09-15 | Not Marked
9000156 | 1 | [5 empty] | Removed from Ground | Other | 0 | Marked Unknown | 1989-02-16 | Unknown
9000157 | 1 | [5 empty] | Removed from Ground | Gas (Historical Use) | 0 | Marked Unknown | 1988-12-01 | Unknown
9000157 | 2 | [5 empty] | Removed from Ground | Diesel | 0 | Marked Unknown | 1988-12-01 | Unknown
9000157 | 3 | [5 empty] | Removed from Ground | Gas (Historical Use) | 0 | Marked Unknown | 1988-12-01 | Unknown
9000157 | 4 |  |  | no |  | no | Removed from Ground | Gas (Historical Use) | 0 | Unknown | 1988-12-01 | Unknown
9000158 | 1 |  |  | yes |  | yes | Removed from Ground | Used Oil | 550 | Bare Steel | 1945-07-01 | Bare Steel
9000158 | 2 |  |  | yes |  | yes | Removed from Ground | Used Oil | 550 | Bare Steel | 1945-07-01 | Bare Steel
9000158 | 3 |  |  | yes |  | yes | Removed from Ground | Used Oil | 550 | Bare Steel | 1945-07-01 | Bare Steel
9000158 | 4 |  | 1998-10-01 | no | 1998-10-01 | no | Removed from Ground | Diesel | 6000 | Fiberglass Double Walled | 1990-01-01 | Fiberglass Reinforced Plastic | Suction (American)
9000159 | 1 | [5 empty] | Permanently Out of Use - historical purposes | Gas (Historical Use) | 7000 | Marked Unknown | 1972-01-01 |  | Pressurized
9000159 | 2 | [5 empty] | Permanently Out of Use - historical purposes | Gas (Historical Use) | 7000 | Marked Unknown | 1972-01-01 |  | Pressurized
9000159 | 3 | [5 empty] | Permanently Out of Use - historical purposes | Gas (Historical Use) | 5000 | Marked Unknown | 1972-01-01 |  | Pressurized
9000159 | 4 | [5 empty] | Permanently Out of Use - historical purposes | Used Oil | 840 | Marked Unknown | 1972-01-01 |  | Pressurized
9000159 | 5 | Ball Float | 1998-06-01 | no | 1998-06-01 | no | Currently in Use | Gas (Historical Use) | 10000 | Epoxy | 1998-06-01 |  | Pressurized
9000159 | 6 | Ball Float | 1998-06-01 | no | 1998-06-01 | no | Currently in Use | Gas (Historical Use) | 10000 | Epoxy | 1998-06-01 |  | Pressurized
9000159 | 7 | Ball Float | 1998-06-01 | no | 1998-06-01 | no | Currently in Use | Gas (Historical Use) | 10000 | Epoxy | 1998-06-01 |  | Pressurized
9000160 | 1 | [5 empty] | Removed from Ground | Hazardous Substance | 20000 | Bare Steel | 1960-04-23 | Unknown
9000160 | 10 | [5 empty] | Removed from Ground | Hazardous Substance | 2000 | Bare Steel | 1960-04-23 | Unknown
9000160 | 1A/FO | [5 empty] | Removed from Ground | Diesel | 10000 | Bare Steel | 1973-04-20 | Galvanized Steel
9000160 | 1B/FO | [5 empty] | Removed from Ground | Diesel | 10000 | Bare Steel | 1973-04-20 | Galvanized Steel
9000160 | 2 | [5 empty] | Removed from Ground | Hazardous Substance | 20000 | Bare Steel | 1960-04-23 | Unknown
9000160 | 2/FO | [5 empty] | Removed from Ground | Diesel | 20000 | Bare Steel | 1976-04-19 | Unknown
9000160 | 3 | [5 empty] | Removed from Ground | Hazardous Substance | 20000 | Bare Steel | 1960-04-23 | Unknown
9000160 | 3/FO | [5 empty] | Removed from Ground | Diesel | 20000 | Bare Steel | 1976-04-19 | Unknown
9000160 | 4 | [5 empty] | Removed from Ground | Hazardous Substance | 20000 | Bare Steel | 1960-04-23 | Unknown
9000160 | 5 | [5 empty] | Removed from Ground | Hazardous Substance | 20000 | Bare Steel | 1960-04-23 | Unknown
9000160 | 6 | [5 empty] | Removed from Ground | Hazardous Substance | 2000 | Bare Steel | 1960-04-23 | Unknown
9000160 | 7 | [5 empty] | Removed from Ground | Hazardous Substance | 4000 | Bare Steel | 1972-04-20 | Unknown
9000160 | 8 | [5 empty] | Removed from Ground | Hazardous Substance | 4000 | Bare Steel | 1972-04-20 | Unknown
9000160 | 9 | [5 empty] | Removed from Ground | Hazardous Substance | 4000 | Bare Steel | 1972-04-20 | Unknown
9000160 | GARAGE | [5 empty] | Removed from Ground | Diesel | 6600 | Bare Steel | 1959-04-24 | Unknown
9000161 | 1 | [5 empty] | Permanently Out of Use - historical purposes | Other | 0 | Marked Unknown |  | Unknown
9000162 | 0 | [5 empty] | Removed from Ground | Other | 0 | Marked Unknown |  | Unknown
9000163 | 1 | [5 empty] | Removed from Ground | Other | 10000 | Marked Unknown | 1986-09-11 | Unknown
9000163 | 2 | [5 empty] | Removed from Ground | Other | 100000 | Marked Unknown | 1986-09-11 | Unknown
9000163 | 3 | [5 empty] | Removed from Ground | Other | 10000 | Marked Unknown | 1986-09-11 | Unknown
9000163 | 4 | [5 empty] | Removed from Ground | Other | 6000 | Marked Unknown | 1986-09-11 | Unknown
9000163 | 5 | [5 empty] | Removed from Ground | Other | 1000 | Marked Unknown | 1986-09-11 | Unknown
9000163 | 6 | [5 empty] | Removed from Ground | Other | 1000 | Marked Unknown | 1986-09-11 | Unknown
9000164 | 1 | [5 empty] | Removed from Ground | Gas (Historical Use) | 6000 | Cathodically Protected Steel | 1971-05-12 | Galvanized Steel
9000164 | 2 | [5 empty] | Removed from Ground | Gas (Historical Use) | 6000 | Cathodically Protected Steel | 1971-05-12 | Galvanized Steel
9000164 | 3 | [5 empty] | Removed from Ground | Gas (Historical Use) | 6000 | Cathodically Protected Steel | 1971-05-12 | Galvanized Steel
9000164 | 4 |  |  | yes |  | yes | Removed from Ground | Used Oil | 1000 | Cathodically Protected Steel | 1971-05-12 | Galvanized Steel
9000164 | 5 | [5 empty] | Removed from Ground | Diesel | 550 | Bare Steel | 1971-05-12 | Galvanized Steel
9000164 | 6 |  | 1988-06-01 |  | 1988-06-01 |  | Removed from Ground | Empty | 12000 | Fiberglass | 1988-10-01 | Double-Walled Fiberglass | Pressurized
9000164 | 7 |  | 1988-06-01 |  | 1988-06-01 |  | Removed from Ground | Empty | 10000 | Fiberglass | 1988-10-01 | Double-Walled Fiberglass | Pressurized
9000164 | 8 |  | 1988-06-01 |  | 1988-06-01 |  | Removed from Ground | Empty | 10000 | Fiberglass | 1988-10-01 | Double-Walled Fiberglass | Pressurized
9000165 | 1 | [5 empty] | Removed from Ground | Other | 0 | Marked Unknown | 1988-01-01 | Unknown
9000165 | 2 | [5 empty] | Removed from Ground | Other | 0 | Not Marked/Unknown | 1988-01-01 | Not Marked
9000165 | 3 | [5 empty] | Removed from Ground | Other | 0 | Not Marked/Unknown | 1988-01-01 | Not Marked
9000172 | 1 | Flapper Valve | 1998-11-01 | no | 1998-11-01 | no | Currently in Use | Regular | 4000 | Steel-Impressed Current | 1982-01-14 | Steel (Impressed Current) | Pressurized
9000172 | 2 | Flapper Valve | 1998-11-01 | no | 1998-11-01 | no | Currently in Use | Premium | 4000 | Steel-Impressed Current | 1982-01-14 | Steel (Impressed Current) | Pressurized
9000172 | 3 | Flapper Valve | 1998-11-01 | no | 1998-11-01 | no | Currently in Use | Diesel On Road | 3000 | Steel-Impressed Current | 1982-03-10 | Steel (Impressed Current) | Pressurized
9000172 | 4 | Flapper Valve | 1998-11-01 | no | 1998-11-01 | no | Temporarily out of use | Kerosene | 1000 | Steel-Impressed Current | 1982-03-10 | Steel (Impressed Current) | Safe Suction (Euro)
9000172 | 5 | Flapper Valve | 1989-01-01 | no | 1989-01-01 | no | Currently in Use | Diesel Off Road | 6000 | Steel-Impressed Current | 1989-01-12 | Steel (Impressed Current) | Pressurized
9000174 | 1 | Ball Float | 1998-05-22 | no | 1998-05-22 | no | Currently in Use | Regular | 5000 | Steel-Impressed Current | 2003-05-05 | Double-Walled Fiberglass | Pressurized
9000174 | 2 | Ball Float | 1998-05-22 | no | 1998-05-22 | no | Currently in Use | Regular | 5000 | Steel-Impressed Current | 2003-05-05 | Double-Walled Fiberglass | Pressurized
9000174 | 3 | Ball Float | 1998-05-22 | no | 1998-05-22 | no | Currently in Use | Plus | 5000 | Steel-Impressed Current | 2003-05-05 | Double-Walled Fiberglass | Pressurized
9000174 | 4 | Ball Float | 1998-05-22 | no | 1998-05-22 | no | Currently in Use | Premium | 5000 | Steel-Impressed Current | 2003-05-05 | Double-Walled Fiberglass | Pressurized
9000176 | 1 | Ball Float | 1998-07-28 |  | 1998-07-28 |  | Currently in Use | Gas (Historical Use) | 5000 | Steel-Impressed Current | 1967-02-08 | Fiberglass Reinforced Plastic | Pressurized
9000176 | 2 | Ball Float | 1998-07-28 |  | 1998-07-28 |  | Currently in Use | Gas (Historical Use) | 5000 | Steel-Impressed Current | 1967-02-08 | Fiberglass Reinforced Plastic | Pressurized
9000176 | 3 | Ball Float | 1998-07-28 |  | 1998-07-28 |  | Currently in Use | Gas (Historical Use) | 5000 | Steel-Impressed Current | 1967-02-08 | Fiberglass Reinforced Plastic | Pressurized
9000176 | 4 | Ball Float | 1998-07-28 |  | 1998-07-28 |  | Currently in Use | Diesel | 5000 | Steel-Impressed Current | 1967-02-08 | Fiberglass Reinforced Plastic | Pressurized
9000178 | 1 | [5 empty] | Permanently Out of Use - historical purposes | Gas (Historical Use) | 1000 | Bare Steel | 1961-03-20 | Galvanized Steel
9000178 | 2 | [5 empty] | Permanently Out of Use - historical purposes | Gas (Historical Use) | 500 | Bare Steel | 1961-03-20 | Galvanized Steel
9000179 | 1 | [5 empty] | Removed from Ground | Gas (Historical Use) | 8000 | Bare Steel | 1976-05-01 | Galvanized Steel
9000179 | 2 |  | 1989-03-31 | no | 1999-03-30 | no | Currently in Use | Gas (Historical Use) | 2000 |  | 1989-03-31 |  | Safe Suction (Euro)
9000179 | 3 |  | 1989-03-31 | no | 1999-03-30 | no | Currently in Use | Gas (Historical Use) | 2000 |  | 1989-03-31 |  | Safe Suction (Euro)
9000180 | 1 | [5 empty] | Removed from Ground | Gas (Historical Use) | 10000 | Bare Steel | 1968-01-01 | Galvanized Steel
9000180 | 2 | [5 empty] | Removed from Ground | Gas (Historical Use) | 10000 | Bare Steel | 1968-01-01 | Galvanized Steel
9000180 | 3 | [5 empty] | Removed from Ground | Gas (Historical Use) | 5000 | Bare Steel | 1968-01-01 | Galvanized Steel
9000180 | 4 |  |  | yes |  | yes | Removed from Ground | Used Oil | 550 | Bare Steel | 1968-10-10 | Galvanized Steel
9000181 | 1 |  | 1989-02-20 |  | 1989-02-20 |  | Removed from Ground | Gas (Historical Use) | 10000 | Fiberglass | 1983-04-24 | Fiberglass Reinforced Plastic | Pressurized
9000181 | 2 |  | 1989-02-20 |  | 1989-02-20 |  | Removed from Ground | Gas (Historical Use) | 10000 | Fiberglass | 1983-04-24 | Fiberglass Reinforced Plastic | Pressurized
9000181 | 3 |  | 1989-02-20 |  | 1989-02-20 |  | Removed from Ground | Gas (Historical Use) | 10000 | Fiberglass | 1983-04-24 | Fiberglass Reinforced Plastic | Pressurized
9000181 | 4 |  |  | yes |  | yes | Removed from Ground | Used Oil | 1000 | Fiberglass | 1983-04-24 | Fiberglass Reinforced Plastic
9000183 | 1 | [5 empty] | Removed from Ground | Gas (Historical Use) | 10000 | Fiberglass | 1974-05-05 | Fiberglass Reinforced Plastic
9000183 | 2 | [5 empty] | Removed from Ground | Gas (Historical Use) | 10000 | Fiberglass | 1974-05-05 | Fiberglass Reinforced Plastic
9000183 | 3 | [5 empty] | Removed from Ground | Gas (Historical Use) | 10000 | Fiberglass | 1974-05-05 | Fiberglass Reinforced Plastic
9000183 | 4 | [5 empty] | Removed from Ground | Gas (Historical Use) | 10000 | Fiberglass | 1974-05-05 | Fiberglass Reinforced Plastic
9000183 | 5 | [5 empty] | Removed from Ground | Diesel | 10000 | Bare Steel | 1982-05-03 | Fiberglass Reinforced Plastic
9000183 | 6 | Ball Float | 1990-01-01 |  | 1990-01-01 |  | Currently in Use | Gas (Historical Use) | 10000 | Fiberglass | 1990-01-01 | Fiberglass Reinforced Plastic | Pressurized
9000183 | 7 | Ball Float | 1990-01-01 |  | 1990-01-01 |  | Currently in Use | Gas (Historical Use) | 10000 | Fiberglass | 1990-01-01 | Fiberglass Reinforced Plastic | Pressurized
9000183 | 8 | Ball Float | 1990-01-01 |  | 1990-01-01 |  | Currently in Use | Gas (Historical Use) | 10000 | Fiberglass | 1990-01-01 | Fiberglass Reinforced Plastic | Pressurized
9000184 | 1 | [5 empty] | Removed from Ground | Gas (Historical Use) | 10000 | Bare Steel | 1965-04-16 | Galvanized Steel
9000184 | 10 |  | 1997-01-01 |  | 1991-01-01 |  | Removed from Ground | Diesel | 6000 | Fiberglass | 1991-01-01 | Fiberglass Reinforced Plastic | Pressurized
9000184 | 11 |  | 1997-01-01 | no | 1991-01-01 | no | Currently in Use | Regular | 6000 | Fiberglass | 1991-01-01 | Fiberglass Reinforced Plastic | Pressurized
9000184 | 12 | Ball Float | 1997-01-01 | no | 1991-01-01 | no | Currently in Use | Regular | 6000 | Fiberglass | 1991-01-01 | Fiberglass Reinforced Plastic | Pressurized
9000184 | 13 | Flapper Valve | 1991-01-01 | yes | 1991-01-01 | yes | Currently in Use | Used Oil | 1000 | Fiberglass | 1991-01-01 | Fiberglass Reinforced Plastic | Gravity Fed
9000184 | 14 | Ball Float | 2009-03-01 | no | 2009-03-01 | no | Currently in Use | Diesel | 12000 | Tank Jacket | 2009-03-01 | Double-Walled Fiberglass | Pressurized
9000184 | 15 | Ball Float | 2009-03-01 | no | 2009-03-01 | no | Currently in Use | Diesel | 12000 | Tank Jacket | 2009-03-01 | Fiberglass Reinforced Plastic | Pressurized
9000184 | 2 | [5 empty] | Removed from Ground | Gas (Historical Use) | 2000 | Bare Steel | 1970-01-01 | Galvanized Steel
9000184 | 3 | [5 empty] | Removed from Ground | Diesel | 1800 | Bare Steel | 1983-04-12 | Galvanized Steel
9000184 | 4 | [5 empty] | Removed from Ground | Gas (Historical Use) | 10000 | Bare Steel | 1983-04-12 | Galvanized Steel | Suction (American)
9000184 | 5 | [5 empty] | Removed from Ground | Diesel | 5000 | Bare Steel | 1983-04-12 | Galvanized Steel | Suction (American)
9000184 | 6 | [5 empty] | Removed from Ground | Gas (Historical Use) | 140 | Bare Steel | 1983-04-12 | Galvanized Steel | Suction (American)
9000184 | 7 | [5 empty] | Removed from Ground | Gas (Historical Use) | 140 | Bare Steel | 1970-04-15 | Galvanized Steel
9000185 | 1 |  | 1987-12-22 | no | 1987-12-22 | no | Closed in Ground | Gas (Historical Use) | 12000 |  | 1987-12-22 | Fiberglass Reinforced Plastic | Pressurized
9000185 | 2 |  | 1987-12-22 | no | 1987-12-22 | no | Closed in Ground | Gas (Historical Use) | 12000 |  | 1987-12-22 | Fiberglass Reinforced Plastic | Pressurized
9000185 | 3 |  | 1987-12-22 | no | 1987-12-22 | no | Closed in Ground | Gas (Historical Use) | 12000 |  | 1987-12-22 | Fiberglass Reinforced Plastic | Pressurized
9000185 | 4 |  | 1987-12-22 | no | 1987-12-22 | no | Closed in Ground | Diesel | 6000 |  | 1987-12-22 | Fiberglass Reinforced Plastic | Pressurized
9000185 | 5 |  | 1987-12-22 | no | 1987-12-22 | no | Closed in Ground | Diesel | 6000 |  | 1987-12-22 | Fiberglass Reinforced Plastic | Pressurized
9000185 | D1 | [5 empty] | Removed from Ground | Diesel | 2000 | Bare Steel | 1968-05-11 | Galvanized Steel
9000185 | NL1 | [5 empty] | Removed from Ground | Gas (Historical Use) | 6000 | Bare Steel | 1968-05-11 | Galvanized Steel
9000185 | NL2 | [5 empty] | Removed from Ground | Gas (Historical Use) | 10000 | Bare Steel | 1975-05-10 | Galvanized Steel
9000185 | P1 | [5 empty] | Removed from Ground | Gas (Historical Use) | 6000 | Bare Steel | 1968-05-11 | Galvanized Steel
9000185 | R1 | [5 empty] | Removed from Ground | Gas (Historical Use) | 6000 | Bare Steel | 1968-05-11 | Galvanized Steel
9000185 | R2 | [5 empty] | Removed from Ground | Gas (Historical Use) | 10000 | Bare Steel | 1975-05-10 | Galvanized Steel
9000186 | 1 | [5 empty] | Removed from Ground | Diesel | 6000 | Bare Steel | 1967-05-12 | Galvanized Steel
9000186 | 10 | [5 empty] | Removed from Ground | Other | 550 | Composite | 1986-01-01 | Fiberglass Reinforced Plastic
9000186 | 11 |  | 1986-01-01 |  | 1986-01-01 |  | Temporarily out of use | Gas (Historical Use) | 12000 | Double Walled | 1986-01-01 | Fiberglass Reinforced Plastic | Pressurized
9000186 | 2 | [5 empty] | Removed from Ground | Gas (Historical Use) | 6000 | Bare Steel | 1967-05-12 | Galvanized Steel
9000186 | 3 | [5 empty] | Removed from Ground | Gas (Historical Use) | 6000 | Bare Steel | 1967-05-12 | Galvanized Steel
9000186 | 4 | [5 empty] | Removed from Ground | Gas (Historical Use) | 12000 | Bare Steel | 1967-05-12 | Galvanized Steel
9000186 | 5 |  | 1986-01-01 |  | 1986-01-01 |  | Temporarily out of use | Gas (Historical Use) | 12000 | Double Walled | 1986-01-01 | Fiberglass Reinforced Plastic | Pressurized
9000186 | 6 |  | 1986-01-01 |  | 1986-01-01 |  | Temporarily out of use | Gas (Historical Use) | 12000 | Double Walled | 1986-01-01 | Fiberglass Reinforced Plastic | Pressurized
9000186 | 8 |  | 1986-01-01 |  | 1986-01-01 |  | Temporarily out of use | Diesel | 6000 | Double Walled | 1986-01-01 | Fiberglass Reinforced Plastic | Pressurized
9000186 | 9 |  | 1986-01-01 |  | 1986-01-01 |  | Temporarily out of use | Diesel | 6000 | Double Walled | 1986-01-01 | Fiberglass Reinforced Plastic | Pressurized
9000187 | 1 | Flapper Valve | 1985-05-07 | no | 1985-05-07 | no | Currently in Use | E-10 | 12000 | Composite Double Walled | 1985-05-07 | Fiberglass Reinforced Plastic | Pressurized
9000187 | 2 | Flapper Valve | 1985-05-07 | no | 1985-05-07 | no | Currently in Use | Premium | 12000 | Composite Double Walled | 1985-05-07 | Fiberglass Reinforced Plastic | Pressurized
9000187 | 3 | Flapper Valve | 1985-05-07 | no | 1985-05-07 | no | Currently in Use | E-10 | 12000 | Composite Double Walled | 1985-05-07 | Fiberglass Reinforced Plastic | Pressurized
9000187 | 4 | Flapper Valve | 1985-05-07 | no | 1985-05-07 | no | Currently in Use | E-10 | 6000 | Composite Double Walled | 1985-05-07 | Fiberglass Reinforced Plastic | Pressurized
9000187 | 5 | Flapper Valve | 1985-05-07 | no | 1985-05-01 | no | Currently in Use | Diesel | 6000 | Composite Double Walled | 1985-05-07 | Fiberglass Reinforced Plastic | Pressurized
9000187 | 6 |  |  | yes |  | yes | Removed from Ground | Used Oil | 2000 | Not Marked/Unknown | 1997-01-17 | Not Marked
9000192 | 30514 |  |  | yes | 1989-04-27 | yes | Closed in Ground | Used Oil | 1000 | Fiberglass | 1989-04-27 | Fiberglass Reinforced Plastic | Gravity Fed
9000192 | 1 | [5 empty] | Removed from Ground | Gas (Historical Use) | 10000 | Cathodically Protected Steel | 1962-04-29 | Galvanized Steel
9000192 | 2 | [5 empty] | Removed from Ground | Gas (Historical Use) | 10000 | Cathodically Protected Steel | 1962-04-29 | Galvanized Steel
9000192 | 3 | [5 empty] | Removed from Ground | Gas (Historical Use) | 3000 | Cathodically Protected Steel | 1962-04-29 | Galvanized Steel
9000192 | 4 | [5 empty] | Removed from Ground | Gas (Historical Use) | 3000 | Cathodically Protected Steel | 1962-04-29 | Galvanized Steel
9000192 | 5 |  |  | yes |  | yes | Removed from Ground | Used Oil | 550 | Cathodically Protected Steel | 1962-04-29 | Galvanized Steel
9000192 | 6 |  | 1989-04-27 |  | 1989-04-27 |  | Removed from Ground | Gas (Historical Use) | 8000 | Fiberglass | 1989-04-27 | Fiberglass Reinforced Plastic | Pressurized
9000192 | 7 |  | 1989-04-27 |  | 1989-04-27 |  | Removed from Ground | Gas (Historical Use) | 8000 | Fiberglass | 1989-04-27 | Fiberglass Reinforced Plastic | Pressurized
9000192 | 8 |  | 1989-04-27 |  | 1989-04-27 |  | Removed from Ground | Gas (Historical Use) | 8000 | Fiberglass | 1989-04-27 | Fiberglass Reinforced Plastic | Pressurized
9000193 | 1 | [5 empty] | Removed from Ground | Gas (Historical Use) | 10000 | Bare Steel | 1980-05-03 | Galvanized Steel
9000193 | 2 | [5 empty] | Removed from Ground | Gas (Historical Use) | 10000 | Bare Steel | 1980-05-03 | Galvanized Steel
9000193 | 3 | [5 empty] | Removed from Ground | Gas (Historical Use) | 10000 | Bare Steel | 1980-05-03 | Galvanized Steel
9000193 | 4 |  | 1989-01-01 |  | 1989-01-01 |  | Removed from Ground | Gas (Historical Use) | 10000 | Fiberglass | 1989-01-01 | Fiberglass Reinforced Plastic
9000193 | 5 |  | 1989-01-01 |  | 1989-01-01 |  | Removed from Ground | Gas (Historical Use) | 10000 | Fiberglass | 1989-01-01 | Fiberglass Reinforced Plastic
9000193 | 6 |  | 1989-01-01 |  | 1989-01-01 |  | Removed from Ground | Gas (Historical Use) | 10000 | Fiberglass | 1989-01-01 | Fiberglass Reinforced Plastic | Pressurized
9000194 | 1 | [5 empty] | Removed from Ground | Other | 0 | Not Marked/Unknown | 1983-01-01 | Not Marked
9000196 | 8 | [5 empty] | Removed from Ground | Gas (Historical Use) | 10000 | Bare Steel | 1982-01-01 | Galvanized Steel | Suction (American)
9000197 | 1 | Overfill Alarm | 1996-02-01 |  | 1991-01-01 |  | Currently in Use | Gas (Historical Use) | 10000 | Fiberglass | 1983-04-10 | Fiberglass Reinforced Plastic | Pressurized
9000197 | 2 | Overfill Alarm | 1996-02-01 |  | 1991-01-01 |  | Currently in Use | Gas (Historical Use) | 10000 | Fiberglass | 1983-04-10 | Fiberglass Reinforced Plastic | Pressurized
9000197 | 3 | Overfill Alarm | 1996-02-01 |  | 1991-01-01 |  | Currently in Use | Gas (Historical Use) | 10000 | Fiberglass | 1983-04-10 | Fiberglass Reinforced Plastic | Pressurized
9000197 | 4 | Flapper Valve | 1996-02-01 |  | 1991-01-01 |  | Currently in Use | Diesel | 10000 | Fiberglass | 1983-04-10 | Fiberglass Reinforced Plastic | Pressurized
9000198 | 1 | [5 empty] | Removed from Ground | Gas (Historical Use) | 10000 | Fiberglass | 1983-04-30 | Fiberglass Reinforced Plastic
9000198 | 2 | [5 empty] | Removed from Ground | Gas (Historical Use) | 10000 | Fiberglass | 1983-04-30 | Fiberglass Reinforced Plastic
9000198 | 3 | [5 empty] | Removed from Ground | Gas (Historical Use) | 10000 | Fiberglass | 1983-04-30 | Fiberglass Reinforced Plastic
9000198 | 4 | [5 empty] | Removed from Ground | Diesel | 10000 | Fiberglass | 1983-04-30 | Fiberglass Reinforced Plastic
9000199 | 1 | [5 empty] | Removed from Ground | Gas (Historical Use) | 5000 | Cathodically Protected Steel | 1967-04-28 | Galvanized Steel
9000199 | 2 | [5 empty] | Removed from Ground | Gas (Historical Use) | 10000 | Cathodically Protected Steel | 1967-04-28 | Galvanized Steel
9000199 | 3 | [5 empty] | Removed from Ground | Gas (Historical Use) | 3000 | Cathodically Protected Steel | 1967-04-28 | Galvanized Steel
9000199 | 4 | [5 empty] | Removed from Ground | Gas (Historical Use) | 4000 | Cathodically Protected Steel | 1967-04-28 | Galvanized Steel
9000199 | 5 |  |  | yes |  | yes | Removed from Ground | Used Oil | 550 | Cathodically Protected Steel | 1967-04-28 | Galvanized Steel
90002 | 1 | [5 empty] | Removed from Ground | Gas (Historical Use) | 12000 | Bare Steel | 1974-06-15 | Galvanized Steel | Pressurized
90002 | 2 | [5 empty] | Removed from Ground | Gas (Historical Use) | 12000 | Bare Steel | 1974-06-15 | Galvanized Steel | Pressurized
90002 | 3 | [5 empty] | Removed from Ground | Gas (Historical Use) | 8000 | Cathodically Protected Steel | 1987-04-01 | Galvanized Steel | Pressurized
9000200 | 1 | [5 empty] | Removed from Ground | Gas (Historical Use) | 8000 | Bare Steel | 1958-02-10 | Bare Steel
9000200 | 1G | [5 empty] | Removed from Ground | Gas (Historical Use) | 8000 | Bare Steel | 1985-01-01 | Fiberglass Reinforced Plastic | Pressurized
9000200 | 2 | [5 empty] | Removed from Ground | Gas (Historical Use) | 4000 | Bare Steel | 1958-02-10 | Bare Steel
9000200 | 2G | [5 empty] | Removed from Ground | Gas (Historical Use) | 6000 | Bare Steel | 1985-01-01 | Fiberglass Reinforced Plastic | Pressurized
9000200 | 3 | [5 empty] | Removed from Ground | Gas (Historical Use) | 4000 | Bare Steel | 1958-02-10 | Bare Steel
9000200 | 3G | [5 empty] | Removed from Ground | Gas (Historical Use) | 6000 | Bare Steel | 1985-01-01 | Fiberglass Reinforced Plastic | Pressurized
9000200 | 4 | [5 empty] | Removed from Ground | Gas (Historical Use) | 4000 | Bare Steel | 1958-02-10 | Bare Steel
9000200 | 5 | [5 empty] | Removed from Ground | Gas (Historical Use) | 8000 | Composite | 1990-01-01 | Fiberglass Reinforced Plastic
9000200 | 6 | [5 empty] | Removed from Ground | Gas (Historical Use) | 6000 | Composite | 1990-01-01 | Fiberglass Reinforced Plastic
9000200 | 7 | [5 empty] | Removed from Ground | Gas (Historical Use) | 6000 | Composite | 1990-01-01 | Fiberglass Reinforced Plastic
9000201 | 1 |  | 1993-09-15 |  | 1993-09-15 |  | Removed from Ground | Gas (Historical Use) | 10000 | Fiberglass | 1982-01-15 | Fiberglass Reinforced Plastic | Pressurized
9000201 | 2 |  |  | yes |  | yes | Removed from Ground | Used Oil | 500 | Fiberglass | 1989-10-17 | Bare Steel | Gravity Fed
9000202 | 1 | [5 empty] | Removed from Ground | Kerosene | 8000 | Bare Steel | 1978-03-12 | Unknown
9000202 | 2 | [5 empty] | Removed from Ground | Kerosene | 8000 | Bare Steel | 1978-03-12 | Unknown
9000202 | 3 | [5 empty] | Removed from Ground | Gas (Historical Use) | 10000 | Bare Steel | 1981-03-11 | Unknown
9000202 | 4 | [5 empty] | Removed from Ground | Gas (Historical Use) | 2000 | Bare Steel | 1976-03-12 | Galvanized Steel
9000202 | 5 | [5 empty] | Removed from Ground | Gas (Historical Use) | 2000 | Bare Steel | 1976-03-12 | Galvanized Steel
9000209 | 1 | [5 empty] | Removed from Ground | Diesel | 10000 | Bare Steel | 1970-03-18 | Copper
9000209 | 2 | [5 empty] | Removed from Ground | Diesel | 20000 | Bare Steel | 1975-03-17 | Copper
9000209 | 3 | Flapper Valve | 1997-11-25 | no | 1997-11-25 | no | Currently in Use | Diesel | 0 | Fiberglass | 1997-12-15 | Fiberglass Reinforced Plastic | Pressurized
9000209 | 4 | Flapper Valve | 1997-11-25 | no | 1997-11-25 | no | Currently in Use | Diesel | 0 | Fiberglass | 1997-12-15 | Fiberglass Reinforced Plastic | Pressurized
9000210 | 1 | [5 empty] | Removed from Ground | Gas (Historical Use) | 6000 | Bare Steel | 1989-12-15 | Galvanized Steel
9000210 | 2 | [5 empty] | Removed from Ground | Gas (Historical Use) | 6000 | Bare Steel | 1989-12-15 | Galvanized Steel
9000210 | 3 | [5 empty] | Removed from Ground | Gas (Historical Use) | 4000 | Bare Steel | 1989-12-15 | Galvanized Steel
9000210 | 4 |  |  | yes |  | yes | Removed from Ground | Used Oil | 550 | Bare Steel | 1990-01-30 | Galvanized Steel
9000210 | 5 | [5 empty] | Removed from Ground | Diesel | 550 | Bare Steel | 1994-09-21 | Galvanized Steel
9000210 | 6 | [5 empty] | Removed from Ground | Gas (Historical Use) | 6000 | Cathodically Protected Steel | 1989-12-20 | Galvanized Steel
9000210 | 7 | [5 empty] | Removed from Ground | Gas (Historical Use) | 6000 | Cathodically Protected Steel | 1989-12-20 | Galvanized Steel
9000210 | 8 | [5 empty] | Removed from Ground | Gas (Historical Use) | 6000 | Cathodically Protected Steel | 1989-12-20 | Galvanized Steel
9000211 | 1 | [5 empty] | Removed from Ground | Gas (Historical Use) | 10000 | Bare Steel | 1977-05-15 | Galvanized Steel
9000211 | 2 | [5 empty] | Removed from Ground | Gas (Historical Use) | 10000 | Bare Steel | 1977-05-15 | Galvanized Steel
9000214 | 1 | Flapper Valve | 1998-06-08 | no | 1998-06-28 | yes | Temporarily out of use | Gas (Historical Use) | 10000 | Steel-Impressed Current | 1976-02-03 | Steel (Impressed Current) | Pressurized
9000214 | 2 | Flapper Valve | 1998-06-08 | no | 1998-06-08 | yes | Temporarily out of use | Gas (Historical Use) | 10000 | Steel-Impressed Current | 1976-02-03 | Steel (Impressed Current) | Pressurized
9000214 | 3 | Flapper Valve | 1998-06-08 | no | 1998-06-08 | yes | Temporarily out of use | Gas (Historical Use) | 6000 | Steel-Impressed Current | 1976-02-03 | Steel (Impressed Current) | Pressurized
9000216 | 1 | [5 empty] | Removed from Ground | Gas (Historical Use) | 8000 | Cathodically Protected Steel | 1972-02-07 | Galvanized Steel
9000216 | 2 | [5 empty] | Removed from Ground | Gas (Historical Use) | 8000 | Cathodically Protected Steel | 1972-02-07 | Galvanized Steel
9000216 | 3 | [5 empty] | Removed from Ground | Gas (Historical Use) | 8000 | Cathodically Protected Steel | 1972-02-07 | Galvanized Steel
9000216 | 4 |  | 1998-05-23 |  | 1998-05-23 |  | Currently in Use | Gas (Historical Use) | 10000 | Fiberglass | 1988-01-01 | Fiberglass Reinforced Plastic | Pressurized
9000216 | 5 |  | 1998-05-23 |  | 1998-05-23 |  | Currently in Use | Gas (Historical Use) | 10000 | Fiberglass | 1988-01-01 | Fiberglass Reinforced Plastic | Pressurized
9000216 | 6 |  | 1998-05-23 |  | 1998-05-23 |  | Currently in Use | Gas (Historical Use) | 10000 | Fiberglass | 1988-01-01 | Fiberglass Reinforced Plastic | Pressurized
9000217 | 1 | [5 empty] | Removed from Ground | Gas (Historical Use) | 5000 | Bare Steel | 1969-07-01 | Galvanized Steel | Pressurized
9000217 | 2 | [5 empty] | Removed from Ground | Gas (Historical Use) | 5000 | Bare Steel | 1969-07-01 | Galvanized Steel | Pressurized
9000217 | 3 | [5 empty] | Removed from Ground | Gas (Historical Use) | 5000 | Bare Steel | 1969-07-01 | Galvanized Steel | Pressurized
9000217 | 4 | [5 empty] | Removed from Ground | Gas (Historical Use) | 5000 | Bare Steel | 1969-07-01 | Galvanized Steel | Pressurized
9000217 | 5 | Ball Float | 1997-09-30 | no | 1997-09-30 | no | Currently in Use | Regular | 1000 | Composite | 1997-09-30 | Fiberglass Reinforced Plastic | Pressurized
9000217 | 6 | Ball Float | 1997-09-30 | no | 1997-09-30 | no | Currently in Use | Premium | 10000 | Composite | 1997-09-30 | Fiberglass Reinforced Plastic | Pressurized
9000219 | 33D2 | [5 empty] | Closed in Ground | Diesel | 6000 | Fiberglass | 1981-05-08 | Galvanized Steel
9000219 | 33G2 | [5 empty] | Removed from Ground | Gas (Historical Use) | 6000 | Fiberglass | 1981-05-08 | Unknown
9000221 | 1 | [5 empty] | Removed from Ground | Gas (Historical Use) | 5000 | Marked Unknown | 1968-02-08 | Unknown | Pressurized
9000221 | 2 | [5 empty] | Removed from Ground | Gas (Historical Use) | 5000 | Marked Unknown | 1968-02-08 | Unknown | Pressurized
9000221 | 3 | [5 empty] | Removed from Ground | Gas (Historical Use) | 5000 | Marked Unknown | 1968-02-08 | Unknown | Pressurized
9000221 | 4 | [5 empty] | Removed from Ground | Gas (Historical Use) | 5000 | Marked Unknown | 1968-02-08 | Unknown | Pressurized
9000222 | 1 | [5 empty] | Removed from Ground | Gas (Historical Use) | 4000 | Bare Steel | 1967-04-28 | Galvanized Steel
9000222 | 10 | [5 empty] | Removed from Ground | Gas (Historical Use) | 10000 | Fiberglass | 1987-01-01 | Fiberglass Reinforced Plastic
9000222 | 11 |  |  | yes |  | yes | Removed from Ground | Used Oil | 1000 | Fiberglass | 1987-01-01 | Fiberglass Reinforced Plastic
9000222 | 2 | [5 empty] | Removed from Ground | Gas (Historical Use) | 3000 | Bare Steel | 1967-04-28 | Galvanized Steel
9000222 | 3 | [5 empty] | Removed from Ground | Gas (Historical Use) | 4000 | Bare Steel | 1967-04-28 | Galvanized Steel
9000222 | 4 | [5 empty] | Removed from Ground | Gas (Historical Use) | 5000 | Bare Steel | 1967-04-28 | Galvanized Steel
9000222 | 5 | [5 empty] | Removed from Ground | Gas (Historical Use) | 10000 | Bare Steel | 1967-04-28 | Galvanized Steel
9000222 | 6 |  |  | yes |  | yes | Removed from Ground | Used Oil | 550 | Bare Steel | 1967-04-28 | Galvanized Steel
9000222 | 7 | [5 empty] | Removed from Ground | Diesel | 10000 | Fiberglass | 1967-04-28 | Fiberglass Reinforced Plastic
9000222 | 8 | [5 empty] | Removed from Ground | Gas (Historical Use) | 10000 | Fiberglass | 1987-01-01 | Fiberglass Reinforced Plastic
9000222 | 9 | [5 empty] | Removed from Ground | Gas (Historical Use) | 10000 | Fiberglass | 1987-01-01 | Fiberglass Reinforced Plastic
9000223 | 1 | Ball Float | 1998-05-20 |  | 1998-05-20 |  | Currently in Use | Gas (Historical Use) | 10000 | Fiberglass | 1988-06-28 | Double-Walled Fiberglass | Pressurized
9000223 | 2 | Ball Float | 1998-05-20 |  | 1998-05-20 |  | Currently in Use | Gas (Historical Use) | 10000 | Fiberglass | 1988-06-28 | Double-Walled Fiberglass | Pressurized
9000223 | 3 | Ball Float | 1998-05-20 |  | 1998-05-20 |  | Currently in Use | Gas (Historical Use) | 10000 | Fiberglass | 1988-06-28 | Double-Walled Fiberglass | Pressurized
9000224 | 156-1 |  | 1998-05-20 |  | 1998-05-20 |  | Currently in Use | Gas (Historical Use) | 10000 | Fiberglass | 1988-06-28 | Fiberglass Reinforced Plastic | Pressurized
9000224 | 156-2 |  | 1998-05-20 |  | 1998-05-20 |  | Currently in Use | Gas (Historical Use) | 10000 | Fiberglass | 1988-06-28 | Fiberglass Reinforced Plastic | Pressurized
9000224 | 156-3 |  | 1998-05-20 |  | 1998-05-20 |  | Currently in Use | Gas (Historical Use) | 10000 | Fiberglass | 1988-06-28 | Fiberglass Reinforced Plastic | Pressurized
9000224 | P3 | [5 empty] | Removed from Ground | Gas (Historical Use) | 10000 | Bare Steel | 1971-02-07 | Bare Steel
9000224 | R1 | [5 empty] | Removed from Ground | Gas (Historical Use) | 10000 | Bare Steel | 1971-02-07 | Bare Steel
9000224 | U2 | [5 empty] | Removed from Ground | Gas (Historical Use) | 10000 | Bare Steel | 1971-02-07 | Bare Steel
9000226 | 1 | [5 empty] | Removed from Ground | Gas (Historical Use) | 8000 | Bare Steel | 1958-02-10 | Bare Steel
9000226 | 2 | [5 empty] | Removed from Ground | Gas (Historical Use) | 4000 | Bare Steel | 1957-01-01 | Galvanized Steel
9000226 | 3 | [5 empty] | Removed from Ground | Gas (Historical Use) | 4000 | Bare Steel | 1957-01-01 | Galvanized Steel
9000226 | 4 | [5 empty] | Removed from Ground | Gas (Historical Use) | 4000 | Bare Steel | 1957-01-01 | Galvanized Steel
9000226 | 5 | [5 empty] | Removed from Ground | Diesel | 4000 | Bare Steel | 1957-01-01 | Galvanized Steel
9000227 | 1 | [5 empty] | Removed from Ground | Gas (Historical Use) | 5000 | Marked Unknown | 1969-02-07 | Unknown
9000227 | 2 | [5 empty] | Removed from Ground | Gas (Historical Use) | 5000 | Marked Unknown | 1969-02-07 | Unknown
9000227 | 3 | [5 empty] | Removed from Ground | Gas (Historical Use) | 5000 | Marked Unknown | 1969-02-07 | Unknown
9000227 | 4 | [5 empty] | Removed from Ground | Gas (Historical Use) | 5000 | Marked Unknown | 1969-02-07 | Unknown
9000227 | 5 |  | 1992-09-01 |  | 1992-09-01 |  | Currently in Use | Gas (Historical Use) | 10000 | Composite | 1992-09-01 | Fiberglass Reinforced Plastic | Pressurized
9000227 | 6 |  | 1992-09-01 |  | 1992-09-01 |  | Currently in Use | Gas (Historical Use) | 10000 | Composite | 1992-09-01 | Fiberglass Reinforced Plastic | Pressurized
9000228 | 1 | Flapper Valve | 1998-05-25 | no | 1998-05-25 | no | Currently in Use | Regular | 5000 | Steel-Impressed Current | 1971-02-07 | Fiberglass Reinforced Plastic | Pressurized
9000228 | 2 | Flapper Valve | 1998-05-25 | no | 1998-05-25 | no | Currently in Use | Regular | 5000 | Steel-Impressed Current | 1971-02-07 | Double-Walled Fiberglass | Pressurized
9000228 | 3 | Flapper Valve | 1998-05-25 | no | 1998-05-25 | no | Currently in Use | Regular | 5000 | Steel-Impressed Current | 1971-02-07 | Fiberglass Reinforced Plastic | Pressurized
9000228 | 4 | Flapper Valve | 1998-05-25 | no | 1998-05-25 | no | Currently in Use | Premium | 5000 | Steel-Impressed Current | 1971-02-07 | Fiberglass Reinforced Plastic | Pressurized
9000229 | 1 | [5 empty] | Removed from Ground | Gas (Historical Use) | 5000 | Marked Unknown | 1967-02-08 | Unknown
9000229 | 2 | [5 empty] | Removed from Ground | Gas (Historical Use) | 5000 | Marked Unknown | 1967-02-08 | Unknown
9000229 | 3 | [5 empty] | Removed from Ground | Gas (Historical Use) | 5000 | Marked Unknown | 1967-02-08 | Unknown
9000229 | 4 | [5 empty] | Removed from Ground | Gas (Historical Use) | 5000 | Marked Unknown | 1967-02-08 | Unknown
9000229 | 5 | Ball Float | 1998-05-25 | no | 1998-05-25 | no | Currently in Use | Regular | 10000 | Composite | 1988-01-01 | Fiberglass Reinforced Plastic | Pressurized
9000229 | 6 | Ball Float | 1998-05-25 | no | 1998-05-25 | no | Temporarily out of use | Gas (Historical Use) | 10000 | Composite | 1988-01-01 | Fiberglass Reinforced Plastic | Pressurized
9000229 | 7 | Ball Float | 1998-05-25 | no | 1998-05-28 | no | Currently in Use | Premium | 10000 | Composite | 1988-01-01 | Fiberglass Reinforced Plastic | Pressurized
9000230 | 1 | [5 empty] | Removed from Ground | Gas (Historical Use) | 5000 | Bare Steel | 1969-02-07 | Galvanized Steel | Pressurized
9000230 | 2 | [5 empty] | Removed from Ground | Gas (Historical Use) | 5000 | Bare Steel | 1969-02-07 | Galvanized Steel | Pressurized
9000230 | 3 | [5 empty] | Removed from Ground | Gas (Historical Use) | 5000 | Bare Steel | 1969-02-07 | Galvanized Steel | Pressurized
9000230 | 4 | [5 empty] | Removed from Ground | Gas (Historical Use) | 5000 | Bare Steel | 1969-02-07 | Galvanized Steel | Pressurized
9000231 | 1 | Flapper Valve | 1998-10-11 |  | 1998-10-11 |  | Currently in Use | Gas (Historical Use) | 5000 | Galvanic (STIP-3) | 1970-02-07 | Cathodically Protected | Pressurized
9000231 | 2 | Flapper Valve | 1998-10-11 |  | 1998-10-11 |  | Currently in Use | Gas (Historical Use) | 5000 | Galvanic (STIP-3) | 1970-02-07 | Cathodically Protected | Pressurized
9000231 | 3 | Flapper Valve | 1998-10-11 |  | 1998-10-11 |  | Currently in Use | Gas (Historical Use) | 5000 | Galvanic (STIP-3) | 1970-02-07 | Cathodically Protected | Pressurized
9000231 | 4 | Flapper Valve | 1998-10-11 |  | 1998-10-11 |  | Currently in Use | Gas (Historical Use) | 5000 | Galvanic (STIP-3) | 1970-02-07 | Cathodically Protected | Pressurized
9000232 | 1 | Ball Float | 1998-04-01 |  | 1998-04-01 |  | Currently in Use | Gas (Historical Use) | 8000 | Steel-Impressed Current | 1973-02-06 | Fiberglass Reinforced Plastic | Pressurized
9000232 | 2 | Ball Float | 1998-04-01 |  | 1998-04-01 |  | Currently in Use | Gas (Historical Use) | 8000 | Steel-Impressed Current | 1973-02-06 | Fiberglass Reinforced Plastic | Pressurized
9000232 | 3 | Ball Float | 1998-04-01 |  | 1998-04-01 |  | Currently in Use | Gas (Historical Use) | 8000 | Steel-Impressed Current | 1973-02-06 | Fiberglass Reinforced Plastic | Pressurized
9000233 | 1 | [5 empty] | Removed from Ground | Gas (Historical Use) | 5000 | Bare Steel | 1967-12-27 | Unknown
9000233 | 2 | [5 empty] | Removed from Ground | Gas (Historical Use) | 5000 | Bare Steel | 1967-12-27 | Unknown
9000233 | 3 | [5 empty] | Removed from Ground | Gas (Historical Use) | 5000 | Bare Steel | 1967-12-27 | Unknown
9000233 | 4 | [5 empty] | Removed from Ground | Gas (Historical Use) | 5000 | Bare Steel | 1967-12-27 | Unknown
9000233 | 5 |  | 1988-06-01 |  | 1988-06-01 |  | Removed from Ground | Gas (Historical Use) | 10000 | Galvanic (STIP-3) | 1987-06-28 | Fiberglass Reinforced Plastic | Pressurized
9000233 | 6 |  | 1988-06-01 |  | 1988-06-01 |  | Removed from Ground | Gas (Historical Use) | 10000 | Galvanic (STIP-3) | 1987-06-28 | Fiberglass Reinforced Plastic | Pressurized
9000233 | 7 |  | 1988-06-01 |  | 1988-06-01 |  | Removed from Ground | Gas (Historical Use) | 10000 | Galvanic (STIP-3) | 1987-06-28 | Fiberglass Reinforced Plastic | Pressurized
9000238 | 1 | Flapper Valve | 1998-07-28 | no | 1998-07-28 | no | Currently in Use | Regular | 5000 | Steel-Impressed Current | 1969-01-26 | Fiberglass Reinforced Plastic | Pressurized
9000238 | 2 | Flapper Valve | 1998-07-28 | no | 1998-07-28 | no | Currently in Use | Regular | 5000 | Steel-Impressed Current | 1969-01-26 | Fiberglass Reinforced Plastic | Pressurized
9000238 | 3 | Flapper Valve | 1998-07-28 | no | 1998-07-28 | no | Currently in Use | Premium | 5000 | Steel-Impressed Current | 1968-12-26 | Fiberglass Reinforced Plastic | Pressurized
9000238 | 4 | Flapper Valve | 1998-07-28 | no | 1998-07-28 | no | Currently in Use | Plus | 5000 | Steel-Impressed Current | 1969-01-26 | Fiberglass Reinforced Plastic | Pressurized
9000239 | 1 | [5 empty] | Removed from Ground | Gas (Historical Use) | 0 | Marked Unknown |  | Unknown
9000240 | 1 | Flapper Valve | 1998-10-11 |  | 1998-10-11 |  | Currently in Use | Gas (Historical Use) | 5000 | Steel-Impressed Current | 1968-12-26 | Double-Walled Fiberglass | Pressurized
9000240 | 2 | Flapper Valve | 1998-10-11 |  | 1998-10-11 |  | Currently in Use | Gas (Historical Use) | 5000 | Steel-Impressed Current | 1968-12-26 | Double-Walled Fiberglass | Pressurized
9000240 | 3 | Flapper Valve | 1998-10-11 |  | 1998-10-11 |  | Currently in Use | Gas (Historical Use) | 5000 | Steel-Impressed Current | 1968-12-26 | Double-Walled Fiberglass | Pressurized
9000240 | 4 | Flapper Valve | 1998-10-11 |  | 1998-10-11 |  | Currently in Use | Diesel | 5000 | Steel-Impressed Current | 1968-12-26 | Double-Walled Fiberglass | Pressurized
9000241 | 1 | [5 empty] | Removed from Ground | Other | 0 | Not Marked/Unknown |  | Not Marked
9000242 | 1 | Ball Float | 1997-11-17 |  | 1997-11-17 |  | Currently in Use | Gas (Historical Use) | 12000 | Steel-Impressed Current | 1976-05-10 | Fiberglass Reinforced Plastic | Suction (American)
9000242 | 2 | Ball Float | 1997-11-17 |  | 1997-11-17 |  | Currently in Use | Gas (Historical Use) | 8000 | Steel-Impressed Current | 1976-05-10 | Fiberglass Reinforced Plastic | Suction (American)
9000242 | 3 | Ball Float | 1997-11-17 |  | 1997-11-17 |  | Currently in Use | Gas (Historical Use) | 8000 | Steel-Impressed Current | 1976-05-10 | Fiberglass Reinforced Plastic | Suction (American)
9000246 | 1 |  | 1989-04-05 | no | 1989-04-05 | no | Currently in Use | Gas (Historical Use) | 8000 | Galvanic (STIP-3) | 1987-01-01 | Double Walled/Cath. Prot. | Pressurized
9000246 | 2 |  | 1989-04-05 | no | 1989-04-05 | no | Currently in Use | Gas (Historical Use) | 8000 | Galvanic (STIP-3) | 1987-01-01 | Double Walled/Cath. Prot. | Pressurized
9000246 | 3 |  | 1989-04-05 | no | 1989-04-05 | no | Currently in Use | Gas (Historical Use) | 8000 | Galvanic (STIP-3) | 1987-01-01 | Double Walled/Cath. Prot. | Pressurized
9000248 | 1 | Ball Float | 1987-01-01 | no | 1987-01-01 | no | Currently in Use | Regular | 10000 | Galvanic (STIP-3) | 1987-05-30 | Fiberglass Reinforced Plastic | Pressurized
9000248 | 2 | Ball Float | 1987-01-01 | no | 1987-01-01 | no | Currently in Use | Premium | 10000 | Galvanic (STIP-3) | 1987-05-30 | Fiberglass Reinforced Plastic | Pressurized
9000248 | 3 | Ball Float | 1987-01-01 | no | 1987-01-01 | no | Currently in Use | Diesel | 10000 | Galvanic (STIP-3) | 1987-05-30 | Fiberglass Reinforced Plastic | Pressurized
9000249 | 1 | [5 empty] | Removed from Ground | Gas (Historical Use) | 12000 | Fiberglass | 1979-02-02 | Fiberglass Reinforced Plastic
9000249 | 2 | [5 empty] | Removed from Ground | Gas (Historical Use) | 12000 | Fiberglass | 1979-02-02 | Fiberglass Reinforced Plastic
9000249 | 3 | [5 empty] | Removed from Ground | Gas (Historical Use) | 12000 | Fiberglass | 1979-02-02 | Fiberglass Reinforced Plastic
9000250 | 1 |  | 1993-09-16 |  | 1993-09-16 |  | Removed from Ground | Gas (Historical Use) | 10000 | Fiberglass | 1987-01-01 | Fiberglass Reinforced Plastic | Pressurized
9000250 | 2 |  | 1993-09-16 |  | 1993-09-16 |  | Removed from Ground | Gas (Historical Use) | 10000 | Fiberglass | 1987-01-01 | Fiberglass Reinforced Plastic | Pressurized
9000250 | 3 |  | 1993-09-16 |  | 1993-09-16 |  | Removed from Ground | Gas (Historical Use) | 10000 | Fiberglass | 1987-01-01 | Fiberglass Reinforced Plastic | Pressurized
9000250 | 4 | Ball Float | 2005-10-17 | no | 2005-10-17 | no | Currently in Use | Gas (Historical Use) | 10000 | Composite | 2005-10-02 | Fiberglass Reinforced Plastic | Pressurized
9000250 | 5 | Ball Float | 2005-10-17 | no | 2005-10-17 | no | Currently in Use | Gas (Historical Use) | 8000 | Composite | 2005-10-02 | Fiberglass Reinforced Plastic | Pressurized
9000251 | 1 | [5 empty] | Removed from Ground | Gas (Historical Use) | 10000 | Bare Steel | 1979-02-02 | Galvanized Steel